## Blue Labels
(SHT 1) TURBINE BOX DOOR | (SHT 10) CONSOLE | (SHT 11) METER PANEL | (SHT 12) SWITCH PANEL | (SHT 13) CONS,AUX,^1BAY PWR DIST | (SHT 14) CONSOLE | (SHT 15) CONSOLE^LEFT PANEL | (SHT 16) MCC | (SHT 17) FIRE BOX^DOOR | (SHT 18) FIRE PANEL | (SHT 19) PROX BOX | (SHT 2) LEFT RAIL^JB70 | (SHT 20) LIGHT PANEL | (SHT 3) RIGHT RAIL | (SHT 4) JB70 | (SHT 5) TURBINE BOX PANEL | (SHT 6) GENERATOR BOX^DOOR | (SHT 7) LEFT RAIL^JB72 | (SHT 8) GENERATOR PANEL | (SHT 9) CONSOLE
PEG0130 | AT0190K | PA0771 | HL0704 | XT0561 | HL0411 | TM0102 | XT0031 | XT0170 | FU0170 | UA1210 | BA0009 | HL0568 | KA0875 | PC0470 | XT0085 | PEG0140 | UA1520 | XT0014 | EL0273
IEG0230 | AT0190 | PV0701 | HL0703 | XT0562 | HL0410 | RS0106 | AU0033 | XT0171 | KA0172 | UA1211 | BA0012 | HL0569 | XT0081 | PC0471 | FU2220 | IEG0130 | XT1520 | UJ0131 | HA0273
BA1100 |  | PA0701 | HL0702 | XT0563 | HL0409 | FU0180 | AF0031 | XT0176 | KA0174 | UA1220 | FU0009 |  | FU0090 | GR0232 | FU0139 | KA0505 | XT1521 | AF0450 | ZS0273
FU1100 |  | PF0701 | HL0701 | FU0190 | HL0408 | FU0181 | AF0032 | XT0175 | KA0178 | UA1221 | FU0012 |  | FU0091 |  | FU0010 | XT0050 | XT0056 | AF0420 | FG0000
FU1101 |  | PA0703 | SA0770 | FU0200 | HL0407 | XT0180 | FU5080 | GR0170 | KA6510 | UA1230 | XT0005 |  | FU0092 |  | XT0055 | FU0050 | XT0052 | AF0410
FU0291 |  | PV0700 | SA0710 | FU0201 | SB0400 | AU0180 | FU0581 | HL0171 | KA6511 | UA1231 | KA0231 |  | FU0093 |  | XT0138 | FU0051 | XT0053 | AF0400
UV0291 |  | PA0700 | SA0740 | FU0273 | HL0406 | AF0181 | FU0582 | HL0172 | XT0172 | UA1262 | KA0232 |  | GR1100 |  | XT0139 | FU0052 | GR0110 | XT0400
AT0680 |  |  | PF0700 |  | HL0405 | AF0182 | FU0583 | HL0173 | GR0172 | UA1263 | KA0233 |  | AF0095 |  | XT0134 | FU0053 |  | FU0011
FU0680 |  |  | SA0700 |  | HL0404 | AF0183 | FU0001 | SA0170 | AT0170 | GR1200 | KA0234 |  | AF0094 |  | XT0135 | FU0054 |  | FU0014
XT0680 |  |  | SA0701 |  | HL0403 | AF0184 | FU0002 | SB0170 | UV0170 |  | KA0235 |  | AF0093 |  | XT0136 | XT0120 |  | FU0015
GR0680 |  |  |  |  | HL0402 | AF0185 | BA0001 | AT0175 |  |  | KA0236 |  | AF0092 |  | XT0233 | FU0120 |  | FU0017
AT1100 |  |  |  |  | HL0401 | BA1213 | BA0002 | AT0178 |  |  | KA0237 |  | AF0091 |  | XT0235 | FU0121 |  | XT0011
SB0471 |  |  |  |  | HL0400 | FU1213 | BA0030 | GR0171 |  |  | KA0238 |  | AU0090 |  | XT0236 | AU0120 |  | GR0140
SB0473 |  |  |  |  | SH0412 | FU0292 | XT0200 | AT0176 |  |  | KA0239 |  |  |  | FU0137 | AF0121 |  | AT0600
SB0474 |  |  |  |  | SH0411 | UV0292 | XT5501 |  |  |  | KA0240 |  |  |  | FU0210 | AF0122 |  | UV0600
SA0471 |  |  |  |  | SH0405 | BA0010 | XT5511 |  |  |  | KA0248 |  |  |  | FU0211 | AF0123 |  | AP0601
SA0472 |  |  |  |  | SH0404 | BA0006 | QS550 |  |  |  | KA0250 |  |  |  | FU0212 | GR0120 |  | AP0603
SA0473 |  |  |  |  | SA0400 | BA0005 |  |  |  |  | KA0241 |  |  |  | FU0213 | AU0050 |  | AP0604
SH0471 |  |  |  |  | SH0410 | FU0005 |  |  |  |  | KA0242 |  |  |  | FU0214 | AF0051 |  | AP0605
SH0472 |  |  |  |  | SH0409 | FU0006 |  |  |  |  | KA0243 |  |  |  | KA0130 | AF0052 |  | AP0606
SH0470 |  |  |  |  | SH0401 | FU0100 |  |  |  |  | KA0244 |  |  |  | KA0131 | AF0053 |  | AR0600
HA0472 |  |  |  |  | SH0400 | XT0003 |  |  |  |  | KA0246 |  |  |  | KA0132 | AF0054 |  | AP0602
SB0472 |  |  |  |  | XT0564 | KA0185 |  |  |  |  | KA0247 |  |  |  | KA0141 | AF0055 |  | FU0113
[5 empty] | XT0201 | XT0345 |  |  |  |  | KA0245 |  |  |  | KA0133 | AF0056 |  | FU0332
[5 empty] | AU0200 | QS0560 |  |  |  |  | KA0249 |  |  |  | KA0134 | GR0050 |  | FU0333
[5 empty] | AF0201 | GR0180 |  |  |  |  | GR1101 |  |  |  | KA0144 |  |  | FU0334
[5 empty] | AF0202 | IEG0356 | [8 empty] | KA0136 |  |  | FU0335
[5 empty] | SB0408 | KA2291 | [8 empty] | KA0137 |  |  | XT0130
[5 empty] | SB0407 | KA2290 | [8 empty] | KA0138 |  |  | XT0332
[5 empty] | SH0408 | KA2201 | [8 empty] | KA0176 |  |  | XT0334
[5 empty] | SB0405 | KA2200 | [8 empty] | KA0177 |  |  | XT0335
[5 empty] | SB0406 | KA0180 | [8 empty] | KA1020 |  |  | XT0336
[5 empty] | SA0401 | XT0340 | [8 empty] | KA2160 |  |  | XT0337
[5 empty] | SB0404 | XT0341 | [8 empty] | KA2161 |  |  | GR0141
[5 empty] | SB0403 | XT0342 | [8 empty] | KT0140 |  |  | XT0313
[5 empty] | SB0402 | XT0343 | [8 empty] | KT0141 |  |  | FU0313
[5 empty] | SB0401 | GR0356 | [8 empty] | KT0142 |  |  | FU0314
[5 empty] | GR0200 | PEG0356 | [8 empty] | KT0143 |  |  | XT0360
[6 empty] | KA7364 | [8 empty] | KT0144 |  |  | XT0370
[15 empty] | KT0145 |  |  | KA0121
[15 empty] | KT0146 |  |  | KA0123
[15 empty] | FU0136 |  |  | KA0128
[15 empty] | GR0131 |  |  | KA0310
[15 empty] | XT0240 |  |  | KA0330
[15 empty] | XT0080 |  |  | KA0331
[15 empty] | FU0080 |  |  | KA0332
[15 empty] | AU0080 |  |  | KA0333
[15 empty] | AF0081 |  |  | KA0335
[15 empty] | AF0082 |  |  | KA0336
[15 empty] | AF0083 |  |  | GR0142
[15 empty] | AF0084 |  |  | KA0313
[15 empty] | AF0085 |  |  | XT0351
[15 empty] | AF0086 |  |  | XT0352
[15 empty] | AF0087 |  |  | XT0350
[15 empty] | XT0137 |  |  | KA4100
[15 empty] | XT0063 |  |  | GR0143
[15 empty] | KA0223 |  |  | AT0140
KA0224
GR0132
XT0070
FU0070
FU0071
AU0070
AF0071
AF0072
AF0073
AF0074
AF0075
AF0076
AF0077
XT1440
KA0135
KA3103
KA3220
KA6100
KA6101
KA6211
KA6212
KA6221
KA6222
GR0133
XT0237
XT0060
XT0067
FU0060
FU0061
FU0062
FU0063
FU0064
AU0060
AF0061
AF0062
AF0063
AF0064
AF0065
AF0066
AF0067
AF0068
GR0231
UA1200

## White Labels
(SHT 14) CONSOLE | (SHT 14) CONSOLE - (SHT 15) CONSOLE^LEFT PANEL | (SHT 15) CONSOLE^LEFT PANEL | (SHT 15) CONSOLE^LEFT PANEL - (SHT 6) GENERATOR BOX^DOOR | (SHT 6) GENERATOR BOX^DOOR | (SHT 6) GENERATOR BOX^DOOR - (SHT 8) GENERATOR PANEL | (SHT 8) GENERATOR PANEL | (SHT 2) LEFT RAIL^JB70 - (SHT 1) TURBINE BOX DOOR | (SHT 16) MCC | (SHT 3) RIGHT RAIL | (SHT 3) RIGHT RAIL - (SHT 1) TURBINE BOX DOOR | (SHT 1) TURBINE BOX DOOR | (SHT 1) TURBINE BOX DOOR - (SHT 5) TURBINE BOX PANEL | (SHT 5) TURBINE BOX PANEL
AU0200G | IEG03561 | AF0184G | IEG01303 | AF0055G | AT0140LS(S) | UV0600G | IEG02309 | AU0030G | AU0090G | IEG023010 | PEG01304 | 0V | AF0064G
|  | AU0180G |  | AU0050G | EXCS | VBUSN |  |  |  | IEG02302 |  | IEG023011 | AF0065G
|  | IEG03562 |  | AU0120 | IEG01301 | WC8101 | [5 empty] | IEG02303 | AF0066G
|  |  |  | FU0051 | IEG01308 | WC8102 | [5 empty] | IEG02304 | AF0071G
|  |  |  | IEG013006 | MCTN | WC8201 | [5 empty] | IEG02305 | AF0072G
|  |  |  | IEG01302 | PMGS | WC8301 | [5 empty] | IEG02306 | AF0073G
|  |  |  | IEG01304 |  | XT04001 | [5 empty] | IEG02307 | AF0074G
|  |  |  | IEG01305 |  | XT04002 | [5 empty] | IEG02308 | AF0075G
AF0083G
AF0084G
AF0085G
AU0060
AU0070
AU0080G

## Heat Shrink Labels
(SHT 15) CONSOLE^LEFT PANEL | (SHT 15) CONSOLE^LEFT PANEL - (SHT 11) METER PANEL | (SHT 17) FIRE BOX^DOOR | (SHT 17) FIRE BOX^DOOR - (SHT 18) FIRE PANEL | (SHT 18) FIRE PANEL | (SHT 8) GENERATOR PANEL | (SHT 8) GENERATOR PANEL - (SHT 7) LEFT RAIL^JB72 | (SHT 8) GENERATOR PANEL - (SHT 19) PROX BOX | (SHT 5) TURBINE BOX PANEL
WC8164 | WC8064 | WC8066 | WC5500 | WC5018 | WC8009 | WC4749 | WC1228 | WC4524
| WC8065 | WC8067 | WC8069 |  |  |  | WC1229
WC1230
WC1231
WC1232
WC1233
WC1234
WC1235

## CONS,AUX,^1BAY PWR DIST
CONS,AUX,^1BAY PWR DIST
Project # | H0810
Project Name | NC-181 NEWTON CREEK
Revision | A.11
Controls DE | G.MENDOZA
Phone: | 0
Controls ME | S. MARTINEZ
Phone:
From | [5 empty] | To
Device ID | Cable (W) Conductor (SC) Jumper Clip (JC) | Wire No. | Wire ID | Gauge/Size | Page/Zone | Device ID | Location | Page/Zone
XT0561:2 | JC | FU0200LI | CLIP | --- | 13.A2 | XT0561:1 | CONS,AUX,^1BAY PWR DIST | 13.A2
XT0562:1 | JC | 0V1 | CLIP | --- | 13.B2 | XT0562:2 | CONS,AUX,^1BAY PWR DIST | 13.B2
XT0562:2 | JC | 0V1 | CLIP | --- | 13.B2 | XT0562:3 | CONS,AUX,^1BAY PWR DIST | 13.B2
XT0562:3 | JC | 0V1 | CLIP | --- | 13.B2 | XT0562:4 | CONS,AUX,^1BAY PWR DIST | 13.C2
FU0190:LI | SC | FU0200LI | WHT | 14 | 13.C3 | FU0273:LI | CONS,AUX,^1BAY PWR DIST | 13.B3
FU0200:LI | SC | FU0200LI | WHT | 14 | 13.A3 | FU0201:LI | CONS,AUX,^1BAY PWR DIST | 13.B3
FU0200:LI | SC | FU0200LI | WHT | 14 | 13.A3 | XT0561:1 | CONS,AUX,^1BAY PWR DIST | 13.A2
FU0201:LI | SC | FU0200LI | WHT | 14 | 13.B3 | FU0273:LI | CONS,AUX,^1BAY PWR DIST | 13.B3
FU0190:LD | SC | FU0190 | WHT | 14 | 13.C3 | AT0190:POS | CONSOLE | 13.B5
FU0200:LD | SC | FU0200 | WHT | 14 | 13.A3 | AU0200:V+ | CONSOLE | 13.A3
FU0201:LD | SC | FU0201 | WHT | 14 | 13.B3 | AF0202:V+ | CONSOLE | 13.A5
FU0273:LD | SC | FU0273 | WHT | 14 | 13.B3 | ZS0273:1 | CONSOLE | 13.B4
XT0562:1 | SC | 0V1 | WHT | 14 | 13.B2 | AF0202:COM | CONSOLE | 13.A5
XT0562:1 | SC | 0V1 | WHT | 14 | 13.B2 | AU0200:COM | CONSOLE | 13.A3
XT0562:2 | SC | 0V1 | WHT | 14 | 13.B2 | EL0273:- | CONSOLE | 13.B4
XT0562:3 | SC | 0V1 | WHT | 20 | 13.B2 | SH0400:B | CONSOLE | 15.B5
XT0562:4 | SC | 0V1 | WHT | 14 | 13.C2 | AT0190:NEG | CONSOLE | 13.B5
XT0563:1 | SC | ESTOPB | WHT | 20 | 15.D6 | SB0400:11 | CONSOLE | 15.D5
XT0563:2 | SC | ESTOPA | WHT | 20 | 15.D6 | SB0400:12 | CONSOLE | 15.D5
XT0563:3 | SC | KA023612 | WHT | 20 | 15.B6 | XT0564:1 B2 | CONSOLE | 15.B5
XT0563:4 | SC | 0V | WHT | 20 | 15.B6 | HL0410:A | CONSOLE | 15.B5
XT0563:5 | SC | KA0241A1 | WHT | 20 | 15.C6 | SA0401:1 | CONSOLE | 15.C5
XT0563:6 | SC | FU0139 | WHT | 20 | 15.C6 | SA0401:2 | CONSOLE | 15.C5
XT0563:8 | SC | TCP18B1 | WHT | 20 | 15.D6 | SB0400:21 | CONSOLE | 15.D5
XT0563:9 | SC | TCP18B2 | WHT | 20 | 15.D6 | SB0400:22 | CONSOLE | 15.D5
FU0190:LI | SC | FU0200LI | WHT | 14 | 13.C3 | FU0180:LI | CONSOLE^LEFT PANEL | 13.D3
XT0561:1 | SC | FU0200LI | WHT | 12 | 13.A2 | QS0560:LD-1 | CONSOLE^LEFT PANEL | 13.B2
XT0561:2 | SC | FU0200LI | WHT | 14 | 13.A2 | FU0292:LI | CONSOLE^LEFT PANEL | 13.B6
XT0561:2 | SC | FU0200LI | WHT | 16 | 13.A2 | XT0003:1 | CONSOLE^LEFT PANEL | 3.A5
XT0562:1 | SC | 0V1 | WHT | 12 | 13.B2 | QS0560:LD-3 | CONSOLE^LEFT PANEL | 13.B2
XT0562:3 | SC | 0V1 | WHT | 16 | 13.B2 | XT0180:1 | CONSOLE^LEFT PANEL | 13.D2
XT0562:3 | SC | 0V1 | WHT | 16 | 13.B2 | UV0292:24V(-) | CONSOLE^LEFT PANEL | 13.B6
XT0562:4 | SC | 0V1 | WHT | 16 | 13.C2 | XT0003:6 | CONSOLE^LEFT PANEL | 3.B5
XT0561:2 | SC | FU0200LI | WHT | 16 | 13.A2 | SA0701:14 | SWITCH PANEL | 23.B2
XT0562:2 | SC | 0V1 | WHT | 16 | 13.B2 | HL0702: | SWITCH PANEL | 23.C2
SolarTools ver. 24.0.84.24712 (Jul 31, 2025)
Report date: 4/7/2026 8:22 AM

## CONSOLE
CONSOLE
CONTROL CONSOLE & CONTROL CONSOLE (DOOR PANELS) & CONTROL CONSOLE DOOR^(TURBINE CONTROL PANEL)
Project # | H0810
Project Name | NC-181 NEWTON CREEK
Revision | A.11
Controls DE | G.MENDOZA
Phone: | 0
Controls ME | S. MARTINEZ
Phone:
From | [5 empty] | To
Device ID | Cable (W) Conductor (SC) Jumper Clip (JC) | Wire No. | Wire ID | Gauge/Size | Page/Zone | Device ID | Location | Page/Zone
AF0201:00 | SC | TCP13NO | WHT | 20 | 15.A3 | SH0400:NO | CONSOLE | 15.A1
AF0201:01 | SC | TCP14NO | WHT | 20 | 15.A3 | SH0401:NO | CONSOLE | 15.A1
AF0201:02 | SC | TCP15NO | WHT | 20 | 15.B3 | SH0409:NO | CONSOLE | 15.B1
AF0201:03 | SC | TCP16NO | WHT | 20 | 15.B3 | SH0410:NO | CONSOLE | 15.B1
AF0201:04 | SC | TCP17A2 | WHT | 20 | 15.C3 | SA0400:14 | CONSOLE | 15.C1
AF0201:05 | SC | TCP17B2 | WHT | 20 | 15.C3 | SA0400:12 | CONSOLE | 15.C1
AF0201:08 | SC | TCP23NC | WHT | 20 | 15.D3 | SB0401:NC | CONSOLE | 15.D1
AF0201:09 | SC | TCP24NO | WHT | 20 | 15.D3 | SB0402:NO | CONSOLE | 15.D1
AF0201:10 | SC | TCP25NO | WHT | 20 | 15.A6 | SB0403:NO | CONSOLE | 15.A5
AF0201:11 | SC | TCP26NO | WHT | 20 | 15.A7 | SB0404:NO | CONSOLE | 15.A5
AF0201:12 | SC | TCP29NO | WHT | 20 | 16.D3 | SB0405:NO | CONSOLE | 16.D1
AF0201:13 | SC | TCP28NC | WHT | 20 | 16.C3 | SB0406:NC | CONSOLE | 16.C1
AF0201:14 | SC | TCP31NO | WHT | 20 | 16.A6 | SB0407:NO | CONSOLE | 16.A5
AF0201:15 | SC | TCP32NO | WHT | 20 | 16.A6 | SB0408:NO | CONSOLE | 16.A5
AF0201:16 | SC | TCP30NO | WHT | 20 | 16.D3 | SH0408:NO | CONSOLE | 16.D1
AF0201:17 | SC | TCP19NO | WHT | 20 | 16.A3 | SH0404:NO | CONSOLE | 16.A1
AF0201:18 | SC | TCP20NO | WHT | 20 | 16.B3 | SH0405:NO | CONSOLE | 16.B1
AF0201:19 | SC | TCP21NO | WHT | 20 | 16.B3 | SH0411:NO | CONSOLE | 16.B1
AF0201:20 | SC | TCP22NO | WHT | 20 | 16.C3 | SH0412:NO | CONSOLE | 16.C1
AF0201:32 | SC | TCP13C | WHT | 20 | 15.A3 | SH0400:C | CONSOLE | 15.A1
AF0201:33 | SC | TCP14C | WHT | 20 | 15.A3 | SH0401:C | CONSOLE | 15.A1
AF0201:34 | SC | TCP15C | WHT | 20 | 15.B3 | SH0409:C | CONSOLE | 15.B1
AF0201:35 | SC | TCP16C | WHT | 20 | 15.B3 | SH0410:C | CONSOLE | 15.B1
AF0201:36 | SC | TCP17A1 | WHT | 20 | 15.C3 | SA0400:13 | CONSOLE | 15.C1
AF0201:37 | SC | TCP17B1 | WHT | 20 | 15.C3 | SA0400:11 | CONSOLE | 15.C1
AF0201:40 | SC | TCP23C | WHT | 20 | 15.D3 | SB0401:C | CONSOLE | 15.D1
AF0201:41 | SC | TCP24C | WHT | 20 | 15.D3 | SB0402:C | CONSOLE | 15.D1
AF0201:42 | SC | TCP25C | WHT | 20 | 15.A6 | SB0403:C | CONSOLE | 15.A5
AF0201:43 | SC | TCP26C | WHT | 20 | 15.A7 | SB0404:C | CONSOLE | 15.A5
AF0201:44 | SC | TCP29C | WHT | 20 | 16.D3 | SB0405:C | CONSOLE | 16.D1
AF0201:45 | SC | TCP28C | WHT | 20 | 16.C3 | SB0406:C | CONSOLE | 16.C1
AF0201:46 | SC | TCP31C | WHT | 20 | 16.A6 | SB0407:C | CONSOLE | 16.A5
AF0201:47 | SC | TCP32C | WHT | 20 | 16.A6 | SB0408:C | CONSOLE | 16.A5
AF0201:48 | SC | TCP30C | WHT | 20 | 16.D3 | SH0408:C | CONSOLE | 16.D1
AF0201:49 | SC | TCP19C | WHT | 20 | 16.A3 | SH0404:C | CONSOLE | 16.A1
AF0201:50 | SC | TCP20C | WHT | 20 | 16.B3 | SH0405:C | CONSOLE | 16.B1
AF0201:51 | SC | TCP21C | WHT | 20 | 16.B3 | SH0411:C | CONSOLE | 16.B1
AF0201:52 | SC | TCP22C | WHT | 20 | 16.C3 | SH0412:C | CONSOLE | 16.C1
AF0201:COM | SC | AU0200N | WHT | 16 | 13.A4 | AU0200:COM | CONSOLE | 13.A3
AF0201:J | SC | * |  |  | 13.A4 | AF0202:P | CONSOLE | 13.A5
AF0201:SHLD | SC | AF0201V+L | WHT | 16 | 13.B7 | AF0201:V+L | CONSOLE | 13.B7
AF0201:V+ | SC | AU0200P | WHT | 16 | 13.A4 | AU0200:V+ | CONSOLE | 13.A3
AF0202:00 | SC | TCP01AP | WHT | 20 | 14.A3 | HL0400:A+ | CONSOLE | 14.A1
AF0202:01 | SC | TCP02AP | WHT | 20 | 14.A3 | HL0401:A+ | CONSOLE | 14.A1
AF0202:02 | SC | TCP03AP | WHT | 20 | 14.B3 | HL0402:A+ | CONSOLE | 14.B1
AF0202:03 | SC | TCP04AP | WHT | 20 | 14.B3 | HL0403:A+ | CONSOLE | 14.B1
AF0202:04 | SC | TCP05AP | WHT | 20 | 14.C3 | HL0404:A+ | CONSOLE | 14.C1
AF0202:05 | SC | TCP06AP | WHT | 20 | 14.C3 | HL0405:A+ | CONSOLE | 14.C1
AF0202:06 | SC | TCP06BP | WHT | 20 | 14.D3 | HL0405:B+ | CONSOLE | 14.D1
AF0202:08 | SC | TCP07AP | WHT | 20 | 14.D3 | HL0406:A+ | CONSOLE | 14.D1
AF0202:09 | SC | TCP08AP | WHT | 20 | 14.A7 | HL0407:A+ | CONSOLE | 14.A5
AF0202:10 | SC | TCP09AP | WHT | 20 | 14.A7 | HL0408:A+ | CONSOLE | 14.A5
AF0202:11 | SC | TCP10AP | WHT | 20 | 14.B7 | HL0409:A+ | CONSOLE | 14.B5
AF0202:12 | SC | TCP11AP | WHT | 20 | 14.B7 | HL0411:A+ | CONSOLE | 14.B5
AF0202:13 | SC | TCP15AP | WHT | 20 | 14.C7 | SH0409:A+ | CONSOLE | 14.C5
AF0202:14 | SC | TCP15BP | WHT | 20 | 14.C7 | SH0409:B+ | CONSOLE | 14.C5
AF0202:15 | SC | TCP16AP | WHT | 20 | 14.D7 | SH0410:A+ | CONSOLE | 14.D5
AF0202:16 | SC | TCP16BP | WHT | 20 | 14.D7 | SH0410:B+ | CONSOLE | 14.D5
AF0202:17 | SC | TCP19AP | WHT | 20 | 16.B6 | SH0404:A+ | CONSOLE | 16.B5
AF0202:18 | SC | TCP20AP | WHT | 20 | 16.B6 | SH0405:A+ | CONSOLE | 16.B5
AF0202:19 | SC | TCP21AP | WHT | 20 | 16.C6 | SH0411:A+ | CONSOLE | 16.C5
AF0202:20 | SC | TCP22AP | WHT | 20 | 16.C6 | SH0412:A+ | CONSOLE | 16.C5
AF0202:21 | SC | TCP30AP | WHT | 20 | 16.D6 | SH0408:A+ | CONSOLE | 16.D5
AF0202:22 | SC | TCP30BP | WHT | 20 | 16.D6 | SH0408:B+ | CONSOLE | 16.D5
AF0202:32 | SC | TCP01A | WHT | 20 | 14.A3 | HL0400:A | CONSOLE | 14.A1
AF0202:33 | SC | TCP02A | WHT | 20 | 14.A3 | HL0401:A | CONSOLE | 14.A1
AF0202:34 | SC | TCP03A | WHT | 20 | 14.B3 | HL0402:A | CONSOLE | 14.B1
AF0202:35 | SC | TCP04A | WHT | 20 | 14.B3 | HL0403:A | CONSOLE | 14.B1
AF0202:36 | SC | TCP05A | WHT | 20 | 14.C3 | HL0404:A | CONSOLE | 14.C1
AF0202:37 | SC | TCP06A | WHT | 20 | 14.C3 | HL0405:A | CONSOLE | 14.C1
AF0202:38 | SC | TCP06B | WHT | 20 | 14.D3 | HL0405:B | CONSOLE | 14.D1
AF0202:40 | SC | TCP07A | WHT | 20 | 14.D3 | HL0406:A | CONSOLE | 14.D1
AF0202:41 | SC | TCP08A | WHT | 20 | 14.A7 | HL0407:A | CONSOLE | 14.A5
AF0202:42 | SC | TCP09A | WHT | 20 | 14.A7 | HL0408:A | CONSOLE | 14.A5
AF0202:43 | SC | TCP10A | WHT | 20 | 14.B7 | HL0409:A | CONSOLE | 14.B5
AF0202:44 | SC | TCP11A | WHT | 20 | 14.B7 | HL0411:A | CONSOLE | 14.B5
AF0202:45 | SC | TCP15A | WHT | 20 | 14.C7 | SH0409:A | CONSOLE | 14.C5
AF0202:46 | SC | TCP15B | WHT | 20 | 14.C7 | SH0409:B | CONSOLE | 14.C5
AF0202:47 | SC | TCP16A | WHT | 20 | 14.D7 | SH0410:A | CONSOLE | 14.D5
AF0202:48 | SC | TCP16B | WHT | 20 | 14.D7 | SH0410:B | CONSOLE | 14.D5
AF0202:49 | SC | TCP19A | WHT | 20 | 16.B6 | SH0404:A | CONSOLE | 16.B5
AF0202:50 | SC | TCP20A | WHT | 20 | 16.B6 | SH0405:A | CONSOLE | 16.B5
AF0202:51 | SC | TCP21A | WHT | 20 | 16.C6 | SH0411:A | CONSOLE | 16.C5
AF0202:52 | SC | TCP22A | WHT | 20 | 16.C6 | SH0412:A | CONSOLE | 16.C5
AF0202:53 | SC | TCP30A | WHT | 20 | 16.D6 | SH0408:A | CONSOLE | 16.D5
AF0202:54 | SC | TCP30B | WHT | 20 | 16.D6 | SH0408:B | CONSOLE | 16.D5
AF0202:COML | SC | AF0202COM-L | WHT | 16 | 13.B7 | AF0202:SHLD | CONSOLE | 13.B7
AT0190:GND | SC | AT0190G | GRN/YEL | 14 | 13.B5 | FRAME | CONSOLE | 13.C4
AT0190:USB1 | SC | AT0190K | CABLE | USB | 13.B5 | AT0190K:KI | CONSOLE | 13.C5
AU0200:GND | SC | AU0200G | GRN/YEL | 14 | 13.A3 | XT0201:1 | CONSOLE | 13.B6
EL0273:+ | SC | ZS0273 | WHT | 14 | 13.B4 | ZS0273:2 | CONSOLE | 13.B4
HL0400:A | SC | TCP01A | WHT | 20 | 14.A1 | HL0400:B | CONSOLE | 14.A1
HL0400:A+ | SC | TCP01AP | WHT | 20 | 14.A1 | HL0400:B+ | CONSOLE | 14.A1
HL0401:A | SC | TCP02A | WHT | 20 | 14.A1 | HL0401:B | CONSOLE | 14.A1
HL0401:A+ | SC | TCP02AP | WHT | 20 | 14.A1 | HL0401:B+ | CONSOLE | 14.A1
HL0402:A | SC | TCP03A | WHT | 20 | 14.B1 | HL0402:B | CONSOLE | 14.B1
HL0402:A+ | SC | TCP03AP | WHT | 20 | 14.B1 | HL0402:B+ | CONSOLE | 14.B1
HL0403:A | SC | TCP04A | WHT | 20 | 14.B1 | HL0403:B | CONSOLE | 14.B1
HL0403:A+ | SC | TCP04AP | WHT | 20 | 14.B1 | HL0403:B+ | CONSOLE | 14.B1
HL0404:A | SC | TCP05A | WHT | 20 | 14.C1 | HL0404:B | CONSOLE | 14.C1
HL0404:A+ | SC | TCP05AP | WHT | 20 | 14.C1 | HL0404:B+ | CONSOLE | 14.C1
HL0406:A | SC | TCP07A | WHT | 20 | 14.D1 | HL0406:B | CONSOLE | 14.D1
HL0406:A+ | SC | TCP07AP | WHT | 20 | 14.D1 | HL0406:B+ | CONSOLE | 14.D1
HL0407:A | SC | TCP08A | WHT | 20 | 14.A5 | HL0407:B | CONSOLE | 14.A5
HL0407:A+ | SC | TCP08AP | WHT | 20 | 14.A5 | HL0407:B+ | CONSOLE | 14.A5
HL0408:A | SC | TCP09A | WHT | 20 | 14.A5 | HL0408:B | CONSOLE | 14.A5
HL0408:A+ | SC | TCP09AP | WHT | 20 | 14.A5 | HL0408:B+ | CONSOLE | 14.A5
HL0409:A | SC | TCP10A | WHT | 20 | 14.B5 | HL0409:B | CONSOLE | 14.B5
HL0409:A+ | SC | TCP10AP | WHT | 20 | 14.B5 | HL0409:B+ | CONSOLE | 14.B5
HL0410:A | SC | 0V | WHT | 14 | 15.B5 | HL0410:B | CONSOLE | 15.B5
HL0410:A+ | SC | TCP12AP | WHT | 20 | 15.B5 | XT0564:1 B1 | CONSOLE | 15.B5
HL0410:A+ | SC | TCP12AP | WHT | 20 | 15.B5 | HL0410:B+ | CONSOLE | 15.B5
HL0411:A | SC | TCP11A | WHT | 20 | 14.B5 | HL0411:B | CONSOLE | 14.B5
HL0411:A+ | SC | TCP11AP | WHT | 20 | 14.B5 | HL0411:B+ | CONSOLE | 14.B5
SB0404:NO | SC | TCP26NO | WHT | 20 | 15.A5 | XT0564:1 T1 | CONSOLE | 15.B5
SH0400:A | SC | 0V1 | WHT | 20 | 15.B5 | SH0401:A | CONSOLE | 15.C5
SH0400:A | SC | 0V1 | WHT | 20 | 15.B5 | SH0400:B | CONSOLE | 15.B5
SH0400:A+ | SC | TCP13AP | WHT | 20 | 15.B5 | XT0564:2 B1 | CONSOLE | 15.B5
SH0400:B+ | SC | TCP13BP | WHT | 20 | 15.B5 | XT0564:3 B1 | CONSOLE | 15.B5
SH0401:A | SC | 0V1 | WHT | 20 | 15.C5 | SH0401:B | CONSOLE | 15.C5
SH0401:A+ | SC | TCP14AP | WHT | 20 | 15.C5 | XT0564:5 B1 | CONSOLE | 15.C5
SH0401:B+ | SC | TCP14BP | WHT | 20 | 15.C5 | XT0564:4 B1 | CONSOLE | 15.C5
SH0404:A | SC | TCP19A | WHT | 20 | 16.B5 | SH0404:B | CONSOLE | 16.B5
SH0404:A+ | SC | TCP19AP | WHT | 20 | 16.B5 | SH0404:B+ | CONSOLE | 16.B5
SH0405:A | SC | TCP20A | WHT | 20 | 16.B5 | SH0405:B | CONSOLE | 16.B5
SH0405:A+ | SC | TCP20AP | WHT | 20 | 16.B5 | SH0405:B+ | CONSOLE | 16.B5
SH0411:A | SC | TCP21A | WHT | 20 | 16.C5 | SH0411:B | CONSOLE | 16.C5
SH0411:A+ | SC | TCP21AP | WHT | 20 | 16.C5 | SH0411:B+ | CONSOLE | 16.C5
SH0412:A | SC | TCP22A | WHT | 20 | 16.C5 | SH0412:B | CONSOLE | 16.C5
SH0412:A+ | SC | TCP22AP | WHT | 20 | 16.C5 | SH0412:B+ | CONSOLE | 16.C5
XT0564:1 T2 | SC | TCP26NO | WHT | 20 | 15.B5 | XT0564:2 T2 | CONSOLE | 15.B5
XT0564:2 T1 | SC | TCP26NO | WHT | 20 | 15.B5 | XT0564:3 T1 | CONSOLE | 15.B5
XT0564:3 T2 | SC | TCP26NO | WHT | 20 | 15.B5 | XT0564:4 T2 | CONSOLE | 15.C5
XT0564:4 T1 | SC | TCP26NO | WHT | 20 | 15.C5 | XT0564:5 T1 | CONSOLE | 15.C5
AF0202:23 | WC5540 | HA0273P | BLK | 16 | 16.A3 | HA0273:(+) | CONSOLE | 16.A1
AF0202:55 | WC5540 | HA0273N | WHT | 16 | 16.A3 | HA0273:(-) | CONSOLE | 16.A1
HA0273:(+) | WC5540 | HA0273P | BLK | 16 | 16.A1 | AF0202:23 | CONSOLE | 16.A3
HA0273:(-) | WC5540 | HA0273N | WHT | 16 | 16.A1 | AF0202:55 | CONSOLE | 16.A3
AF0202:COM | SC | 0V1 | WHT | 14 | 13.A5 | XT0562:1 | CONS,AUX,^1BAY PWR DIST | 13.B2
AF0202:V+ | SC | FU0201 | WHT | 14 | 13.A5 | FU0201:LD | CONS,AUX,^1BAY PWR DIST | 13.B3
AT0190:NEG | SC | 0V1 | WHT | 14 | 13.B5 | XT0562:4 | CONS,AUX,^1BAY PWR DIST | 13.C2
AT0190:POS | SC | FU0190 | WHT | 14 | 13.B5 | FU0190:LD | CONS,AUX,^1BAY PWR DIST | 13.C3
AU0200:COM | SC | 0V1 | WHT | 14 | 13.A3 | XT0562:1 | CONS,AUX,^1BAY PWR DIST | 13.B2
AU0200:V+ | SC | FU0200 | WHT | 14 | 13.A3 | FU0200:LD | CONS,AUX,^1BAY PWR DIST | 13.A3
EL0273:- | SC | 0V1 | WHT | 14 | 13.B4 | XT0562:2 | CONS,AUX,^1BAY PWR DIST | 13.B2
HL0410:A | SC | 0V | WHT | 20 | 15.B5 | XT0563:4 | CONS,AUX,^1BAY PWR DIST | 15.B6
SA0401:1 | SC | KA0241A1 | WHT | 20 | 15.C5 | XT0563:5 | CONS,AUX,^1BAY PWR DIST | 15.C6
SA0401:2 | SC | FU0139 | WHT | 20 | 15.C5 | XT0563:6 | CONS,AUX,^1BAY PWR DIST | 15.C6
SB0400:11 | SC | ESTOPB | WHT | 20 | 15.D5 | XT0563:1 | CONS,AUX,^1BAY PWR DIST | 15.D6
SB0400:12 | SC | ESTOPA | WHT | 20 | 15.D5 | XT0563:2 | CONS,AUX,^1BAY PWR DIST | 15.D6
SB0400:21 | SC | TCP18B1 | WHT | 20 | 15.D5 | XT0563:8 | CONS,AUX,^1BAY PWR DIST | 15.D6
SB0400:22 | SC | TCP18B2 | WHT | 20 | 15.D5 | XT0563:9 | CONS,AUX,^1BAY PWR DIST | 15.D6
SH0400:B | SC | 0V1 | WHT | 20 | 15.B5 | XT0562:3 | CONS,AUX,^1BAY PWR DIST | 13.B2
XT0564:1 B2 | SC | KA023612 | WHT | 20 | 15.B5 | XT0563:3 | CONS,AUX,^1BAY PWR DIST | 15.B6
ZS0273:1 | SC | FU0273 | WHT | 14 | 13.B4 | FU0273:LD | CONS,AUX,^1BAY PWR DIST | 13.B3
GR0200: | SC | IEG03561 | GRN | 14 | 5.D4 | IEG0356:1 | CONSOLE^LEFT PANEL | 5.D4
AT0190:ENET | WC0019 | BA0010RJ45 | ENET | CABLE | 13.B5 | BA0010:RJ45 | CONSOLE^LEFT PANEL | 13.C1
AU0200:L1 | WC0200 | AU0200L2 | ENET | CABLE | 13.A3 | AU0180:L2 | CONSOLE^LEFT PANEL | 13.C3
SolarTools ver. 24.0.84.24712 (Jul 31, 2025)
Report date: 4/7/2026 8:22 AM

## CONSOLE^LEFT PANEL
CONSOLE^LEFT PANEL
CONTROL CONSOLE PANEL
Project # | H0810
Project Name | NC-181 NEWTON CREEK
Revision | A.11
Controls DE | G.MENDOZA
Phone: | 0
Controls ME | S. MARTINEZ
Phone:
From | [5 empty] | To
Device ID | Cable (W) Conductor (SC) Jumper Clip (JC) | Wire No. | Wire ID | Gauge/Size | Page/Zone | Device ID | Location | Page/Zone
XT0003:2 | JC | FU0200LI | CLIP | --- | 3.B5 | XT0003:3 | CONSOLE^LEFT PANEL | 3.B5
XT0003:4 | JC | 0V1 | CLIP | --- | 3.A5 | XT0003:5 | CONSOLE^LEFT PANEL | 3.B5
XT0003:5 | JC | 0V1 | CLIP | --- | 3.B5 | XT0003:6 | CONSOLE^LEFT PANEL | 3.B5
XT0180:1 | JC | 0V1 | CLIP | --- | 13.D2 | XT0180:2 | CONSOLE^LEFT PANEL | 13.D2
XT0341:1 | JC | VBUSB | CLIP | --- | 24.C2 | XT0341:2 | CONSOLE^LEFT PANEL | 24.D2
XT0341:10 | JC | VGENB | CLIP | --- | 24.D2 | XT0341:11 | CONSOLE^LEFT PANEL | 24.D2
XT0341:12 | JC | VGENC | CLIP | --- | 24.D2 | XT0341:13 | CONSOLE^LEFT PANEL | 24.D2
XT0341:4 | JC | VBUSC | CLIP | --- | 24.D2 | XT0341:5 | CONSOLE^LEFT PANEL | 24.D2
AF0182:01 | SC | JP3 | VIO | 20 | 38.A7 | AF0182:33 | CONSOLE^LEFT PANEL | 38.A7
AF0181:00 | SC | 018100 | WHT | 20 | 31.A7 | KA0180:A1 | CONSOLE^LEFT PANEL | 31.A5
AF0181:02 | SC | 018102 | WHT | 20 | 56.A7 | KA2200:A1 | CONSOLE^LEFT PANEL | 56.A6
AF0181:04 | SC | 018104 | WHT | 16 | 56.C7 | KA2201:A1 | CONSOLE^LEFT PANEL | 56.D6
AF0181:10 | SC | KA0185A1 | WHT | 20 | 31.A7 | KA0185:A1 | CONSOLE^LEFT PANEL | 31.A5
AF0181:16 | SC | 018116 | WHT | 20 | 31.A7 | KA0180:A2 | CONSOLE^LEFT PANEL | 31.A5
AF0181:18 | SC | 018118 | WHT | 20 | 56.A7 | KA2200:A2 | CONSOLE^LEFT PANEL | 56.A6
AF0181:20 | SC | 018120 | WHT | 20 | 56.C7 | KA2201:A2 | CONSOLE^LEFT PANEL | 56.D6
AF0181:26 | SC | KA036414 | WHT | 20 | 31.A7 | KA7364:14 | CONSOLE^LEFT PANEL | 31.B4
AF0181:COM | SC | 0V1 | WHT | 14 | 13.D4 | XT0180:2 | CONSOLE^LEFT PANEL | 13.D2
AF0181:J | SC | * |  |  | 13.D4 | AF0182:P | CONSOLE^LEFT PANEL | 13.D5
AF0181:V+ | SC | FU0181 | WHT | 16 | 13.D4 | FU0181:LD | CONSOLE^LEFT PANEL | 13.D3
AF0182:05 | SC | 018205 | WHT | 16 | 31.B6 | KA7364:24 | CONSOLE^LEFT PANEL | 31.B4
AF0182:37 | SC | 018237 | WHT | 16 | 31.B6 | KA7364:21 | CONSOLE^LEFT PANEL | 31.B4
AF0182:COM | SC | AF0182N | WHT | 16 | 13.D5 | AF0183:COM | CONSOLE^LEFT PANEL | 13.C5
AF0182:COM | SC | AU0180N | WHT | 16 | 13.D5 | AU0180:COM | CONSOLE^LEFT PANEL | 13.C3
AF0182:J | SC | * |  |  | 13.D5 | AF0183:P | CONSOLE^LEFT PANEL | 13.C5
AF0182:V+ | SC | AF0182P | WHT | 16 | 13.D5 | AF0183:V+ | CONSOLE^LEFT PANEL | 13.C5
AF0182:V+ | SC | AU0180P | WHT | 16 | 13.D5 | AU0180:V+ | CONSOLE^LEFT PANEL | 13.C3
AF0183:COM | SC | AF0183N | WHT | 16 | 13.C5 | AF0184:COM | CONSOLE^LEFT PANEL | 13.D6
AF0183:J | SC | * |  |  | 13.C5 | AF0184:P | CONSOLE^LEFT PANEL | 13.D6
AF0183:V+ | SC | AF0183P | WHT | 16 | 13.C5 | AF0184:V+ | CONSOLE^LEFT PANEL | 13.D6
AF0184:COM | SC | AF0184N | WHT | 16 | 13.D6 | AF0185:COM | CONSOLE^LEFT PANEL | 13.C6
AF0184:J | SC | * |  |  | 13.D6 | AF0185:P | CONSOLE^LEFT PANEL | 13.C6
AF0184:SH | SC | AF0184G | GRN | 14 | 13.D6 | AF0185:SH | CONSOLE^LEFT PANEL | 13.C6
AF0184:SH | SC | AU0180G | GRN | 14 | 13.D6 | AU0180:GND | CONSOLE^LEFT PANEL | 13.C3
AF0184:V+ | SC | AF0184P | WHT | 16 | 13.D6 | AF0185:V+ | CONSOLE^LEFT PANEL | 13.C6
AU0180:COM | SC | 0V1 | WHT | 14 | 13.C3 | XT0180:1 | CONSOLE^LEFT PANEL | 13.D2
AU0180:V+ | SC | FU0180 | WHT | 16 | 13.C3 | FU0180:LD | CONSOLE^LEFT PANEL | 13.D3
BA0005:V1(-) | SC | 0V1 | WHT | 16 | 3.A6 | XT0003:4 | CONSOLE^LEFT PANEL | 3.A5
BA0005:V1(+) | SC | FU0005 | WHT | 16 | 3.A6 | FU0005:LD | CONSOLE^LEFT PANEL | 3.A5
BA0006:V1(-) | SC | 0V1 | WHT | 16 | 3.B6 | XT0003:5 | CONSOLE^LEFT PANEL | 3.B5
BA0006:V1(+) | SC | FU0006 | WHT | 16 | 3.B6 | FU0006:LD | CONSOLE^LEFT PANEL | 3.B5
BA0010:V1(-) | SC | 0V1 | WHT | 16 | 13.C1 | XT0180:1 | CONSOLE^LEFT PANEL | 13.D2
BA0010:V1(+) | SC | FU0100 | WHT | 16 | 13.C1 | FU0100:LD | CONSOLE^LEFT PANEL | 13.C2
BA1213:NEG | SC | BA1213NEG | WHT | 16 | 13.D1 | UV0292:OUT1(-) | CONSOLE^LEFT PANEL | 13.B6
BA1213:POS | SC | FU1213LD | WHT | 16 | 13.D1 | FU1213:LD | CONSOLE^LEFT PANEL | 13.D1
FU0005:LI | SC | FU0200LI | WHT | 16 | 3.A5 | XT0003:1 | CONSOLE^LEFT PANEL | 3.A5
FU0006:LI | SC | FU0200LI | WHT | 16 | 3.B5 | XT0003:3 | CONSOLE^LEFT PANEL | 3.B5
FU0100:LI | SC | FU0200LI | WHT | 14 | 13.C2 | FU0181:LI | CONSOLE^LEFT PANEL | 13.D3
FU0180:LI | SC | FU0200LI | WHT | 14 | 13.D3 | FU0181:LI | CONSOLE^LEFT PANEL | 13.D3
FU0292:LD | SC | FU0292 | WHT | 16 | 13.B6 | UV0292:24V(+) | CONSOLE^LEFT PANEL | 13.B6
FU1213:LI | SC | FU1213LI | WHT | 16 | 13.D1 | UV0292:OUT1(+) | CONSOLE^LEFT PANEL | 13.B6
GR0180: | SC | IEG03562 | GRN | 14 | 5.D4 | IEG0356:2 | CONSOLE^LEFT PANEL | 5.D4
GR0356: | SC | GR0356 | GRN/YEL | 14 | 5.D4 | FRAME | CONSOLE^LEFT PANEL | 5.D4
KA0185:A2 | SC | KA0185A2 | WHT | 20 | 31.A5 | KA7364:11 | CONSOLE^LEFT PANEL | 31.B4
KA7364:1 | SC | VGENC | RED | 16 | 24.C1 | XT0341:13 | CONSOLE^LEFT PANEL | 24.D2
KA7364:2 | SC | VGENB | RED | 16 | 24.C1 | XT0341:11 | CONSOLE^LEFT PANEL | 24.D2
KA7364:3 | SC | VBUSC | RED | 16 | 24.C1 | XT0341:4 | CONSOLE^LEFT PANEL | 24.D2
KA7364:4 | SC | VBUSB | RED | 16 | 24.C1 | XT0341:1 | CONSOLE^LEFT PANEL | 24.C2
TM0102:GND | SC | TM0102G | GRN/YEL | 14 | 24.B5 | FRAME | CONSOLE^LEFT PANEL | 24.C5
XT0003:1 | SC | FU0200LI | WHT | 16 | 3.A5 | XT0003:2 | CONSOLE^LEFT PANEL | 3.B5
RS0106:2 | WC8164 | EXC1 | WHT | 16 | 23.A4 | XT0340:2 | CONSOLE^LEFT PANEL | 23.A5
RS0106:4 | WC8164 | EXC0 | BLK | 16 | 23.A4 | XT0340:3 | CONSOLE^LEFT PANEL | 23.A5
XT0340:1 | WC8164 | EXCS | SH | 16 | 23.A4 | XT0340:4 | CONSOLE^LEFT PANEL | 23.A5
BA0005:RJ45 | WC9213 | UF2610L1 | ENET | CABLE | 3.A6 | BA1213:L1 | CONSOLE^LEFT PANEL | 13.D1
AF0181:06 | SC | 018106 | WHT | 20 | 56.B7 | KA2290:A1 | CONSOLE^LEFT PANEL | 56.B6
AF0181:08 | SC | 018108 | WHT | 20 | 56.B7 | KA2291:A1 | CONSOLE^LEFT PANEL | 56.C6
AF0181:22 | SC | 018122 | WHT | 20 | 56.B7 | KA2290:A2 | CONSOLE^LEFT PANEL | 56.B6
AF0181:24 | SC | 018124 | WHT | 20 | 56.B7 | KA2291:A2 | CONSOLE^LEFT PANEL | 56.C6
FU0180:LI | SC | FU0200LI | WHT | 14 | 13.D3 | FU0190:LI | CONS,AUX,^1BAY PWR DIST | 13.C3
FU0292:LI | SC | FU0200LI | WHT | 14 | 13.B6 | XT0561:2 | CONS,AUX,^1BAY PWR DIST | 13.A2
QS0560:LD-1 | SC | FU0200LI | WHT | 12 | 13.B2 | XT0561:1 | CONS,AUX,^1BAY PWR DIST | 13.A2
QS0560:LD-3 | SC | 0V1 | WHT | 12 | 13.B2 | XT0562:1 | CONS,AUX,^1BAY PWR DIST | 13.B2
UV0292:24V(-) | SC | 0V1 | WHT | 16 | 13.B6 | XT0562:3 | CONS,AUX,^1BAY PWR DIST | 13.B2
XT0003:1 | SC | FU0200LI | WHT | 16 | 3.A5 | XT0561:2 | CONS,AUX,^1BAY PWR DIST | 13.A2
XT0003:6 | SC | 0V1 | WHT | 16 | 3.B5 | XT0562:4 | CONS,AUX,^1BAY PWR DIST | 13.C2
XT0180:1 | SC | 0V1 | WHT | 16 | 13.D2 | XT0562:3 | CONS,AUX,^1BAY PWR DIST | 13.B2
IEG0356:1 | SC | IEG03561 | GRN | 14 | 5.D4 | GR0200: | CONSOLE | 5.D4
BA0010:RJ45 | WC0019 | BA0010RJ45 | ENET | CABLE | 13.C1 | AT0190:ENET | CONSOLE | 13.B5
AU0180:L2 | WC0200 | AU0200L2 | ENET | CABLE | 13.C3 | AU0200:L1 | CONSOLE | 13.A3
AF0185:SH | SC | IEG01303 | GRN | 14 | 13.C6 | IEG0130:3 | GENERATOR BOX^DOOR | 13.D7
XT0341:18 | SC | DS568-125DC | RED | 16 | 23.D4 | HL0568:X1 | LIGHT PANEL | 23.D5
XT0341:19 | SC | COM-125DC | RED | 16 | 23.D4 | HL0569:X2 | LIGHT PANEL | 23.D5
XT0341:19 | SC | COM-125DC | RED | 16 | 23.D4 | HL0568:X2 | LIGHT PANEL | 23.D5
XT0341:20 | SC | DS569-125DC | RED | 156 | 23.D4 | HL0569:X1 | LIGHT PANEL | 23.D5
KA0180:14 | SC | PF07017 | RED | 16 | 24.B6 | PF0701:7 | METER PANEL | 24.B6
XT0341:10 | SC | VGENB | RED | 16 | 24.D2 | PA0771:7 | METER PANEL | 24.B3
XT0341:12 | SC | VGENC | RED | 16 | 24.D2 | PA0771:8 | METER PANEL | 24.B3
XT0342:1 | SC | PA07035 | BLU | 16 | 24.A3 | PA0703:5 | METER PANEL | 24.A4
XT0342:4 | SC | PA077144 | BLU | 16 | 24.C3 | PA0771:4 | METER PANEL | 24.B3
RS0106:1 | WC8064 | PA07017 | RED | 20 | 23.A4 | PA0701:7 | METER PANEL | 23.A1
RS0106:3 | WC8064 | PA07018 | BLK | 20 | 23.A4 | PA0701:8 | METER PANEL | 23.A1
XT0340:1 | WC8064 | EXCS | SH | 20 | 23.A4 | FLOATING | METER PANEL | 23.A1
XT0340:5 | WC8065 | EXC0 | RED | 20 | 23.A5 | PV0701:7 | METER PANEL | 23.A1
XT0340:6 | WC8065 | EXC2 | BLK | 20 | 23.B5 | PV0701:8 | METER PANEL | 23.A1
XT0340:7 | WC8065 | EXCS | SH | 20 | 23.B5 | FLOATING | METER PANEL | 23.B1
KA0180:11 | SC | VGENC | RED | 16 | 24.B6 | SA0770:24 | SWITCH PANEL | 24.B6
TM0102:1 | SC | VGENA | RED | 16 | 24.B5 | SA0710:16 | SWITCH PANEL | 24.D5
TM0102:2 | SC | VGENB | RED | 16 | 24.B5 | SA0710:26 | SWITCH PANEL | 24.C5
TM0102:3 | SC | VGENC | RED | 16 | 24.B5 | SA0710:17 | SWITCH PANEL | 24.D5
TM0102:4 | SC | TM01024 | RED | 16 | 24.B5 | SA0770:13 | SWITCH PANEL | 24.B5
TM0102:5 | SC | TM01025 | RED | 16 | 24.B5 | SA0770:17 | SWITCH PANEL | 24.B5
TM0102:6 | SC | TM01026 | RED | 16 | 24.B5 | SA0770:27 | SWITCH PANEL | 24.B5
TM0102:7 | SC | TM01027 | RED | 16 | 24.B5 | SA0770:23 | SWITCH PANEL | 24.B5
XT0341:10 | SC | VGENB | RED | 16 | 24.D2 | SA0770:14 | SWITCH PANEL | 24.B6
XT0341:11 | SC | VGENB | RED | 16 | 24.D2 | SA0710:27 | SWITCH PANEL | 24.D5
XT0341:12 | SC | VGENC | RED | 16 | 24.D2 | SA0710:18 | SWITCH PANEL | 24.D5
XT0341:13 | SC | VGENC | RED | 16 | 24.D2 | SA0700:17 | SWITCH PANEL | 24.A5
XT0341:14 | SC | VGENA | RED | 16 | 24.D2 | SA0700:13 | SWITCH PANEL | 24.A5
XT0341:2 | SC | VBUSB | RED | 16 | 24.D2 | SA0710:23 | SWITCH PANEL | 24.D5
XT0341:3 | SC | VBUSA | RED | 16 | 24.D2 | SA0710:12 | SWITCH PANEL | 24.D5
XT0341:3 | SC | VBUSA | RED | 16 | 24.D2 | HL0703: | SWITCH PANEL | 24.A5
XT0341:5 | SC | VBUSC | RED | 16 | 24.D2 | SA0710:14 | SWITCH PANEL | 24.D5
XT0341:5 | SC | VBUSC | RED | 16 | 24.D2 | HL0704: | SWITCH PANEL | 24.A5
XT0342:2 | SC | PA07007 | BLU | 16 | 24.B2 | SA0740:21 | SWITCH PANEL | 24.B3
XT0342:3 | SC | SA074013 | BLU | 16 | 24.B3 | SA0740:13 | SWITCH PANEL | 24.B3
XT0343:1 | SC | KA018511 | WHT | 16 | 23.B5 | SA0700:23 | SWITCH PANEL | 23.B3
XT0343:2 | SC | KA0333A1 | WHT | 16 | 23.B5 | SA0701:15 | SWITCH PANEL | 23.B2
XT0343:3 | SC | KA9602NC | WHT | 16 | 23.C5 | HL0701: | SWITCH PANEL | 23.C2
XT0343:4 | SC | KA0330A1 | WHT | 16 | 23.C5 | HL0702: | SWITCH PANEL | 23.C2
SolarTools ver. 24.0.84.24712 (Jul 31, 2025)
Report date: 4/7/2026 8:22 AM

## FIRE BOX^DOOR
FIRE BOX^DOOR
FIRE BOX JB10
Project # | H0810
Project Name | NC-181 NEWTON CREEK
Revision | A.11
Controls DE | G.MENDOZA
Phone: | 0
Controls ME | S. MARTINEZ
Phone:
From | [5 empty] | To
Device ID | Cable (W) Conductor (SC) Jumper Clip (JC) | Wire No. | Wire ID | Gauge/Size | Page/Zone | Device ID | Location | Page/Zone
AT0175:4P1 | SC | AT01754P1 | WHT | 20 | 12.B5 | SA0170:B2-13 | FIRE BOX^DOOR | 34.A1
XT0170:1 | JC | FU0170 | CLIP | --- | 12.A2 | XT0170:2 | FIRE BOX^DOOR | 12.A2
XT0170:3 | JC | 0V | CLIP | --- | 12.A2 | XT0170:4 | FIRE BOX^DOOR | 12.A2
AT0175:12 | SC | SV66112 | WHT | 20 | 98.A6 | XT0175:2 | FIRE BOX^DOOR | 98.A5
AT0175:14 | SC | AT017514 | LEAD | --- | 98.A6 | RR0175S5: -10K OHM | FIRE BOX^DOOR | 98.A6
AT0175:15 | SC | AT017515 | LEAD | --- | 98.A6 | RR0175S5: -10K OHM | FIRE BOX^DOOR | 98.A6
AT0175:17 | SC | VD0175A | WHT | 20 | 34.B6 | XT0171:12 | FIRE BOX^DOOR | 34.B6
AT0175:18 | SC | HL0171X1 | WHT | 20 | 34.B6 | XT0171:13 | FIRE BOX^DOOR | 34.B6
AT0175:2 | SC | SB017013 | WHT | 20 | 34.B6 | XT0171:9 | FIRE BOX^DOOR | 34.B6
AT0175:20 | SC | VD0175I | WHT | 20 | 34.C6 | XT0171:15 | FIRE BOX^DOOR | 34.C6
AT0175:21 | SC | HL0172X1 | WHT | 20 | 34.C6 | XT0171:16 | FIRE BOX^DOOR | 34.C6
AT0175:23 | SC | VD0175D | WHT | 20 | 34.C6 | XT0171:18 | FIRE BOX^DOOR | 34.C6
AT0175:24 | SC | HL0173X1 | WHT | 20 | 34.C6 | XT0171:19 | FIRE BOX^DOOR | 34.C6
AT0175:3 | SC | SB017014 | WHT | 20 | 34.B6 | XT0171:10 | FIRE BOX^DOOR | 34.B6
AT0175:8 | SC | PS66101 | WHT | 20 | 99.A6 | XT0175:3 | FIRE BOX^DOOR | 99.A5
AT0175:9 | SC | PS66102 | WHT | 20 | 99.A6 | XT0175:4 | FIRE BOX^DOOR | 99.A5
AT0175:GND | SC | AT0175G | GRN/YEL | 14 | 12.B5 | FRAME | FIRE BOX^DOOR | 12.C6
AT0176:11 | SC | AT017611 | LEAD | --- | 96.C6 | RR0176S9: -10K OHM | FIRE BOX^DOOR | 96.C6
AT0176:12 | SC | AT017612 | LEAD | --- | 96.C6 | RR0176S9: -10K OHM | FIRE BOX^DOOR | 96.C6
AT0176:14 | SC | AT017614 | LEAD | --- | 98.C6 | RR0176S5: -10K OHM | FIRE BOX^DOOR | 98.C6
AT0176:15 | SC | AT017615 | LEAD | --- | 98.C6 | RR0176S5: -10K OHM | FIRE BOX^DOOR | 98.C6
AT0176:17 | SC | AT017617 | LEAD | --- | 98.B6 | RR0176S8: -10K OHM | FIRE BOX^DOOR | 98.B6
AT0176:18 | SC | AT017618 | LEAD | --- | 98.B6 | RR0176S8: -10K OHM | FIRE BOX^DOOR | 98.B6
AT0176:2 | SC | HAL67303 | WHT | 20 | 95.A6 | XT0176:3 | FIRE BOX^DOOR | 95.A5
AT0176:20 | SC | AT017620 | LEAD | --- | 98.C6 | RR0176S7: -10K OHM | FIRE BOX^DOOR | 98.C6
AT0176:21 | SC | AT017621 | LEAD | --- | 98.C6 | RR0176S7: -10K OHM | FIRE BOX^DOOR | 98.C6
AT0176:23 | SC | HAL67301 | WHT | 20 | 95.A6 | XT0176:1 | FIRE BOX^DOOR | 95.A5
AT0176:24 | SC | HAL67302 | WHT | 20 | 95.A6 | XT0176:2 | FIRE BOX^DOOR | 95.A5
AT0176:3 | SC | HAL67304 | WHT | 20 | 95.A6 | XT0176:4 | FIRE BOX^DOOR | 95.B5
AT0176:4P1 | SC | AT01764P1 | WHT | 14 | 12.C5 | AT0178:1P1 | FIRE BOX^DOOR | 12.D5
AT0176:5 | SC | HL67101 | WHT | 20 | 95.B6 | XT0176:5 | FIRE BOX^DOOR | 95.B5
AT0176:5P1 | SC | AT01765P1 | WHT | 14 | 12.C5 | AT0178:2P1 | FIRE BOX^DOOR | 12.D5
AT0176:6 | SC | HL67102 | WHT | 20 | 95.B6 | XT0176:6 | FIRE BOX^DOOR | 95.B5
AT0176:GND | SC | AT0176G | GRN/YEL | 14 | 12.C5 | FRAME | FIRE BOX^DOOR | 12.C6
AT0178:20 | SC | AT017820 | LEAD | --- | 99.B6 | RR0178S7: -10K OHM | FIRE BOX^DOOR | 99.B6
AT0178:21 | SC | AT017821 | LEAD | --- | 99.B6 | RR0178S7: -10K OHM | FIRE BOX^DOOR | 99.B6
AT0178:23 | SC | VD0178 | WHT | 20 | 34.D6 | XT0170:14 | FIRE BOX^DOOR | 34.D6
AT0178:24 | SC | KA0178A2 | WHT | 20 | 34.D6 | XT0170:15 | FIRE BOX^DOOR | 34.D6
AT0178:GND | SC | AT0178G | GRN/YEL | 14 | 12.D5 | FRAME | FIRE BOX^DOOR | 12.D6
GR0170: | SC | GR0170 | GRN/YEL | 14 | 12.A5 | FRAME | FIRE BOX^DOOR | 12.A6
GR0171: | SC | GR0171 | GRN/YEL | 14 | 5.D6 | FRAME | FIRE BOX^DOOR | 5.D7
HL0171:X1 | SC | HL0171X1 | WHT | 20 | 34.B1 | XT0171:13 | FIRE BOX^DOOR | 34.B6
HL0171:X2 | SC | HL0171X2 | WHT | 20 | 34.B1 | XT0171:11 | FIRE BOX^DOOR | 34.B5
HL0172:X1 | SC | HL0172X1 | WHT | 20 | 34.C1 | XT0171:16 | FIRE BOX^DOOR | 34.C6
HL0172:X2 | SC | HL0172X2 | WHT | 20 | 34.C1 | XT0171:14 | FIRE BOX^DOOR | 34.C5
HL0173:X1 | SC | HL0173X1 | WHT | 20 | 34.C1 | XT0171:19 | FIRE BOX^DOOR | 34.C6
HL0173:X2 | SC | HL0173X2 | WHT | 20 | 34.C1 | XT0171:17 | FIRE BOX^DOOR | 34.C5
RR0175A: -10K OHM | SC | VD0175A | LEAD | --- | 34.B6 | XT0171:12 | FIRE BOX^DOOR | 34.B6
RR0175A: -10K OHM | SC | HL0171X1 | LEAD | --- | 34.B6 | XT0171:13 | FIRE BOX^DOOR | 34.B6
RR0175D: -10K OHM | SC | VD0175D | LEAD | --- | 34.C6 | XT0171:18 | FIRE BOX^DOOR | 34.C6
RR0175D: -10K OHM | SC | HL0173X1 | LEAD | --- | 34.C6 | XT0171:19 | FIRE BOX^DOOR | 34.C6
RR0175I: -10K OHM | SC | VD0175I | LEAD | --- | 34.C6 | XT0171:15 | FIRE BOX^DOOR | 34.C6
RR0175I: -10K OHM | SC | HL0172X1 | LEAD | --- | 34.C6 | XT0171:16 | FIRE BOX^DOOR | 34.C6
RR0175M: -10K OHM | SC | SB017014 | LEAD | --- | 34.B6 | XT0171:10 | FIRE BOX^DOOR | 34.B6
RR0175M: -10K OHM | SC | SB017013 | LEAD | --- | 34.B6 | XT0171:9 | FIRE BOX^DOOR | 34.B6
RR0178: -10K OHM | SC | VD0178 | LEAD | --- | 34.D6 | XT0170:14 | FIRE BOX^DOOR | 34.D6
RR0178: -10K OHM | SC | KA0178A2 | LEAD | --- | 34.D6 | XT0170:15 | FIRE BOX^DOOR | 34.D6
SA0170:B1-13 | SC | SA0170B113 | WHT | 20 | 34.A1 | XT0170:11 | FIRE BOX^DOOR | 34.A6
SA0170:B1-14 | SC | SA0170B114 | WHT | 20 | 34.A1 | XT0170:12 | FIRE BOX^DOOR | 34.A6
SB0170:13 | SC | SB017013 | WHT | 20 | 34.B1 | XT0171:9 | FIRE BOX^DOOR | 34.B6
SB0170:14 | SC | SB017014 | WHT | 20 | 34.B1 | XT0171:10 | FIRE BOX^DOOR | 34.B6
VD0175A:--1N4007 | SC | HL0171X2 | LEAD | --- | 34.B5 | XT0171:11 | FIRE BOX^DOOR | 34.B5
VD0175A:+-1N4007 | SC | VD0175A | LEAD | --- | 34.B5 | XT0171:12 | FIRE BOX^DOOR | 34.B6
VD0175D:--1N4007 | SC | HL0173X2 | LEAD | --- | 34.C5 | XT0171:17 | FIRE BOX^DOOR | 34.C5
VD0175D:+-1N4007 | SC | VD0175D | LEAD | --- | 34.C5 | XT0171:18 | FIRE BOX^DOOR | 34.C6
VD0175I:--1N4007 | SC | HL0172X2 | LEAD | --- | 34.C5 | XT0171:14 | FIRE BOX^DOOR | 34.C5
VD0175I:+-1N4007 | SC | VD0175I | LEAD | --- | 34.C5 | XT0171:15 | FIRE BOX^DOOR | 34.C6
VD0178:--1N4007 | SC | KA0178A1 | LEAD | --- | 34.D6 | XT0170:13 | FIRE BOX^DOOR | 34.D5
VD0178:+-1N4007 | SC | VD0178 | LEAD | --- | 34.D6 | XT0170:14 | FIRE BOX^DOOR | 34.D6
XT0170:24 | SC | 0V | WHT | 14 | 34.D4 | XT0170:4 | FIRE BOX^DOOR | 12.A2
AT0175:1P2 | WC8066 | AT01751P2 | WHT | 16 | 12.C7 | AT0176:4P2 | FIRE BOX^DOOR | 12.C7
AT0175:2P2 | WC8066 | AT01752P2 | BLK | 16 | 12.C7 | AT0176:5P2 | FIRE BOX^DOOR | 12.C7
AT0175:3P2 | WC8066 | AT01753P2 | SH | 16 | 12.C7 | AT0176:6P2 | FIRE BOX^DOOR | 12.C7
AT0176:1P2 | WC8067 | AT01761P2 | WHT | 16 | 12.D7 | AT0178:4P2 | FIRE BOX^DOOR | 12.D7
AT0176:2P2 | WC8067 | AT01762P2 | BLK | 16 | 12.D7 | AT0178:5P2 | FIRE BOX^DOOR | 12.D7
AT0176:3P2 | WC8067 | AT01763P2 | SH | 16 | 12.D7 | AT0178:6P2 | FIRE BOX^DOOR | 12.D7
AT0175:11 | SC | KA651012 | WHT | 20 | 98.A6 | KA6510:12 | FIRE PANEL | 98.A6
AT0175:1P1 | SC | UV01709 | WHT | 14 | 12.B5 | UV0170:9(+) | FIRE PANEL | 12.A3
AT0175:2P1 | SC | UV017010 | WHT | 14 | 12.B5 | UV0170:10(-) | FIRE PANEL | 12.A3
AT0175:5P1 | SC | KA6510A2 | WHT | 20 | 12.B5 | KA6510:A2 | FIRE PANEL | 34.A5
AT0176:1P1 | SC | UV017011 | WHT | 14 | 12.C5 | UV0170:11(+) | FIRE PANEL | 12.A3
AT0176:2P1 | SC | UV017012 | WHT | 14 | 12.C5 | UV0170:12(-) | FIRE PANEL | 12.A3
SA0170:B2-14 | SC | SA0170B214 | WHT | 20 | 34.A1 | KA6510:A1 | FIRE PANEL | 34.A5
XT0170:1 | SC | FU0170 | WHT | 14 | 12.A2 | XT0172:4 | FIRE PANEL | 104.A6
XT0170:10 | SC | KA017412 | WHT | 20 | 95.D5 | KA0174:12 | FIRE PANEL | 95.D6
XT0170:11 | SC | SA0170B113 | WHT | 20 | 34.A6 | AT0170:11 | FIRE PANEL | 34.A6
XT0170:12 | SC | SA0170B114 | WHT | 20 | 34.A6 | AT0170:12 | FIRE PANEL | 34.A6
XT0170:13 | SC | KA0178A1 | WHT | 20 | 34.D5 | KA0178:A1 | FIRE PANEL | 34.D5
XT0170:15 | SC | KA0178A2 | WHT | 20 | 34.D6 | KA0178:A2 | FIRE PANEL | 34.D5
XT0170:16 | SC | LON0P | WHT | 14 | 97.A6 | UV0170:13(+) | FIRE PANEL | 97.B7
XT0170:17 | SC | LON0N | WHT | 14 | 97.A6 | UV0170:14(-) | FIRE PANEL | 97.B7
XT0170:19 | SC | LON2P | WHT | 14 | 97.C6 | UV0170:15(+) | FIRE PANEL | 97.B7
XT0170:2 | SC | FU0170 | WHT | 14 | 12.A2 | UV0170:1(+) | FIRE PANEL | 12.A3
XT0170:2 | SC | FU0170 | WHT | 14 | 12.A2 | FU0170:LD | FIRE PANEL | 12.A2
XT0170:2 | SC | FU0170 | WHT | 14 | 12.A2 | UV0170:3(+) | FIRE PANEL | 12.A3
XT0170:20 | SC | LON2N | WHT | 14 | 97.C6 | UV0170:16(-) | FIRE PANEL | 97.B7
XT0170:22 | SC | KA017814 | WHT | 20 | 34.D5 | KA0178:14 | FIRE PANEL | 34.D4
XT0170:23 | SC | HA04722 | WHT | 20 | 34.D4 | KA0178:11 | FIRE PANEL | 34.D4
XT0170:3 | SC | 0V | WHT | 14 | 12.A2 | UV0170:2(-) | FIRE PANEL | 12.A3
XT0170:3 | SC | 0V | WHT | 14 | 12.A2 | UV0170:4(-) | FIRE PANEL | 12.A3
XT0170:4 | SC | 0V | WHT | 14 | 12.A2 | XT0172:5 | FIRE PANEL | 104.A6
XT0170:4 | SC | 0V | WHT | 20 | 12.A2 | KA0172:A2 | FIRE PANEL | 12.B2
XT0170:5 | SC | AT017045 | WHT | 20 | 95.D5 | AT0170:45 | FIRE PANEL | 95.D6
XT0170:6 | SC | AT017046 | WHT | 20 | 95.D5 | AT0170:46 | FIRE PANEL | 95.D6
XT0170:7 | SC | KA017211 | WHT | 20 | 95.D5 | KA0172:11 | FIRE PANEL | 95.D6
XT0170:8 | SC | KA017212 | WHT | 20 | 95.D5 | KA0172:12 | FIRE PANEL | 95.D6
XT0170:9 | SC | KA017411 | WHT | 20 | 95.D5 | KA0174:11 | FIRE PANEL | 95.D6
XT0175:1 | SC | SV66111,WHT | WHT | 20 | 98.A5 | KA6510:11 | FIRE PANEL | 98.A6
AT0178:1P2 | WC5500 | LON1A | WHT | 16 | 104.A6 | XT0172:1 | FIRE PANEL | 104.A6
AT0178:2P2 | WC5500 | LON1B | BLK | 16 | 104.A6 | XT0172:2 | FIRE PANEL | 104.A6
AT0178:3P2 | WC5500 | LON1S1 | SH | 16 | 104.A6 | XT0172:3 | FIRE PANEL | 104.A6
AT0175:4P2 | WC8069 | AT017050 | WHT | 16 | 12.A7 | AT0170:50 | FIRE PANEL | 12.A7
AT0175:5P2 | WC8069 | AT017049 | BLK | 16 | 12.A7 | AT0170:49 | FIRE PANEL | 12.A7
AT0175:6P2 | WC8069 | AT017048 | SH | 16 | 12.A7 | AT0170:48 | FIRE PANEL | 12.A7
XT0170:3 | SC | 0V | WHT | 14 | 12.A2 | XT0134:2 | TURBINE BOX PANEL | 19.B2
XT0170:2 | WC0176 | FU0170 | 1 | 12 | 12.A2 | XT0063:7 | TURBINE BOX PANEL | 106.A7
XT0170:3 | WC0176 | 0V | 2 | 12 | 12.A2 | XT0063:8 | TURBINE BOX PANEL | 106.B7
XT0170:1 | WC0177 | FU0170 | WHT | 18 | 12.A2 | XT0136:14 | TURBINE BOX PANEL | 34.D6
XT0170:23 | WC0472 | HA04722 | 1 | 18 | 34.D4 | XT0136:19 | TURBINE BOX PANEL | 34.D3
XT0170:24 | WC0472 | 0V | 2 | 18 | 34.D4 | XT0136:20 | TURBINE BOX PANEL | 34.D3
XT0170:22 | WC8422 | KA017814 | 1 | 18 | 34.D5 | XT0136:17 | TURBINE BOX PANEL | 34.D5
XT0170:23 | WC8422 | HA04722 | 2 | 18 | 34.D4 | XT0136:18 | TURBINE BOX PANEL | 34.D5
SolarTools ver. 24.0.84.24712 (Jul 31, 2025)
Report date: 4/7/2026 8:22 AM

## FIRE PANEL
FIRE PANEL
FIRE BOX JB10
Project # | H0810
Project Name | NC-181 NEWTON CREEK
Revision | A.11
Controls DE | G.MENDOZA
Phone: | 0
Controls ME | S. MARTINEZ
Phone:
From | [5 empty] | To
Device ID | Cable (W) Conductor (SC) Jumper Clip (JC) | Wire No. | Wire ID | Gauge/Size | Page/Zone | Device ID | Location | Page/Zone
AT0170:1 | SC | UV01705 | WHT | 14 | 12.A5 | UV0170:5(+) | FIRE PANEL | 12.A3
AT0170:2 | SC | UV01706 | WHT | 14 | 12.A5 | UV0170:6(-) | FIRE PANEL | 12.A3
AT0170:25 | SC | AT017025 | WHT | 20 | 12.B3 | KA0172:A1 | FIRE PANEL | 12.B2
AT0170:3 | SC | UV01707 | WHT | 14 | 12.A5 | UV0170:7(+) | FIRE PANEL | 12.A3
AT0170:31 | SC | AT017031 | WHT | 20 | 12.C3 | KA0174:A1 | FIRE PANEL | 12.C2
AT0170:4 | SC | UV01708 | WHT | 14 | 12.A5 | UV0170:8(-) | FIRE PANEL | 12.A3
AT0170:GND | SC | AT0170G | GRN/YEL | 14 | 12.A5 | FRAME | FIRE PANEL | 12.B6
GR0172: | SC | GR0172 | GRN/YEL | 14 | 5.D6 | FRAME | FIRE PANEL | 5.D7
KA0172:A2 | SC | 0V | WHT | 20 | 12.B2 | KA0174:A2 | FIRE PANEL | 12.C2
KA6510:A1 | SC | SA0170B214 | WHT | 20 | 34.A5 | KA6511:A1 | FIRE PANEL | 34.A5
KA6510:A2 | SC | KA6510A2 | WHT | 20 | 34.A5 | KA6511:A2 | FIRE PANEL | 34.A5
UV0170:GND | SC | UV0170G | GRN/YEL | 14 | 12.A3 | FRAME | FIRE PANEL | 12.B4
XT0172:4 | SC | LON0A | WHT | 14 | 104.A6 | XT0172:8 | FIRE PANEL | 104.B6
XT0172:5 | SC | 0V | WHT | 14 | 104.A6 | XT0172:9 | FIRE PANEL | 104.B6
XT0172:6 | SC | LON0B |  |  | 104.A6 | XT0172:7 | FIRE PANEL | 104.B6
AT0170:53 | WC5018 | LON2A | WHT | 16 | 97.C6 | XT0172:16 | FIRE PANEL | 97.C6
AT0170:52 | WC5018 | LON2B | BLK | 16 | 97.C6 | XT0172:17 | FIRE PANEL | 97.C6
AT0170:51 | WC5018 | LON2S1 | SH | 16 | 97.C6 | XT0172:18 | FIRE PANEL | 97.C6
KA6510:A1 | SC | SA0170B214 | WHT | 20 | 34.A5 | SA0170:B2-14 | FIRE BOX^DOOR | 34.A1
AT0170:11 | SC | SA0170B113 | WHT | 20 | 34.A6 | XT0170:11 | FIRE BOX^DOOR | 34.A6
AT0170:12 | SC | SA0170B114 | WHT | 20 | 34.A6 | XT0170:12 | FIRE BOX^DOOR | 34.A6
AT0170:45 | SC | AT017045 | WHT | 20 | 95.D6 | XT0170:5 | FIRE BOX^DOOR | 95.D5
AT0170:46 | SC | AT017046 | WHT | 20 | 95.D6 | XT0170:6 | FIRE BOX^DOOR | 95.D5
FU0170:LD | SC | FU0170 | WHT | 14 | 12.A2 | XT0170:2 | FIRE BOX^DOOR | 12.A2
KA0172:11 | SC | KA017211 | WHT | 20 | 95.D6 | XT0170:7 | FIRE BOX^DOOR | 95.D5
KA0172:12 | SC | KA017212 | WHT | 20 | 95.D6 | XT0170:8 | FIRE BOX^DOOR | 95.D5
KA0172:A2 | SC | 0V | WHT | 20 | 12.B2 | XT0170:4 | FIRE BOX^DOOR | 12.A2
KA0174:11 | SC | KA017411 | WHT | 20 | 95.D6 | XT0170:9 | FIRE BOX^DOOR | 95.D5
KA0174:12 | SC | KA017412 | WHT | 20 | 95.D6 | XT0170:10 | FIRE BOX^DOOR | 95.D5
KA0178:11 | SC | HA04722 | WHT | 20 | 34.D4 | XT0170:23 | FIRE BOX^DOOR | 34.D4
KA0178:14 | SC | KA017814 | WHT | 20 | 34.D4 | XT0170:22 | FIRE BOX^DOOR | 34.D5
KA0178:A1 | SC | KA0178A1 | WHT | 20 | 34.D5 | XT0170:13 | FIRE BOX^DOOR | 34.D5
KA0178:A2 | SC | KA0178A2 | WHT | 20 | 34.D5 | XT0170:15 | FIRE BOX^DOOR | 34.D6
KA6510:11 | SC | SV66111,WHT | WHT | 20 | 98.A6 | XT0175:1 | FIRE BOX^DOOR | 98.A5
KA6510:12 | SC | KA651012 | WHT | 20 | 98.A6 | AT0175:11 | FIRE BOX^DOOR | 98.A6
KA6510:A2 | SC | KA6510A2 | WHT | 20 | 34.A5 | AT0175:5P1 | FIRE BOX^DOOR | 12.B5
UV0170:1(+) | SC | FU0170 | WHT | 14 | 12.A3 | XT0170:2 | FIRE BOX^DOOR | 12.A2
UV0170:10(-) | SC | UV017010 | WHT | 14 | 12.A3 | AT0175:2P1 | FIRE BOX^DOOR | 12.B5
UV0170:11(+) | SC | UV017011 | WHT | 14 | 12.A3 | AT0176:1P1 | FIRE BOX^DOOR | 12.C5
UV0170:12(-) | SC | UV017012 | WHT | 14 | 12.A3 | AT0176:2P1 | FIRE BOX^DOOR | 12.C5
UV0170:13(+) | SC | LON0P | WHT | 14 | 97.B7 | XT0170:16 | FIRE BOX^DOOR | 97.A6
UV0170:14(-) | SC | LON0N | WHT | 14 | 97.B7 | XT0170:17 | FIRE BOX^DOOR | 97.A6
UV0170:15(+) | SC | LON2P | WHT | 14 | 97.B7 | XT0170:19 | FIRE BOX^DOOR | 97.C6
UV0170:16(-) | SC | LON2N | WHT | 14 | 97.B7 | XT0170:20 | FIRE BOX^DOOR | 97.C6
UV0170:2(-) | SC | 0V | WHT | 14 | 12.A3 | XT0170:3 | FIRE BOX^DOOR | 12.A2
UV0170:3(+) | SC | FU0170 | WHT | 14 | 12.A3 | XT0170:2 | FIRE BOX^DOOR | 12.A2
UV0170:4(-) | SC | 0V | WHT | 14 | 12.A3 | XT0170:3 | FIRE BOX^DOOR | 12.A2
UV0170:9(+) | SC | UV01709 | WHT | 14 | 12.A3 | AT0175:1P1 | FIRE BOX^DOOR | 12.B5
XT0172:4 | SC | FU0170 | WHT | 14 | 104.A6 | XT0170:1 | FIRE BOX^DOOR | 12.A2
XT0172:5 | SC | 0V | WHT | 14 | 104.A6 | XT0170:4 | FIRE BOX^DOOR | 12.A2
XT0172:1 | WC5500 | LON1A | WHT | 16 | 104.A6 | AT0178:1P2 | FIRE BOX^DOOR | 104.A6
XT0172:2 | WC5500 | LON1B | BLK | 16 | 104.A6 | AT0178:2P2 | FIRE BOX^DOOR | 104.A6
XT0172:3 | WC5500 | LON1S1 | SH | 16 | 104.A6 | AT0178:3P2 | FIRE BOX^DOOR | 104.A6
AT0170:50 | WC8069 | AT017050 | WHT | 16 | 12.A7 | AT0175:4P2 | FIRE BOX^DOOR | 12.A7
AT0170:49 | WC8069 | AT017049 | BLK | 16 | 12.A7 | AT0175:5P2 | FIRE BOX^DOOR | 12.A7
AT0170:48 | WC8069 | AT017048 | SH | 16 | 12.A7 | AT0175:6P2 | FIRE BOX^DOOR | 12.A7
AT0170:L2 | WC9017 | AT0170L2 | ENET | CABLE | 12.A5 | AP0602:L1 | GENERATOR PANEL | 6.A4
AT0170:L1 | WC0010 | BA1100L2 | ENET | CABLE | 12.A5 | BA1100:L2 | TURBINE BOX DOOR | 37.D1
AT0170:24 | SC | FU0139 | WHT | 20 | 12.B3 | XT0240:13 | TURBINE BOX PANEL | 21.C4
AT0170:26 | SC | KA0243A1 | WHT | 20 | 12.B3 | XT0240:8 | TURBINE BOX PANEL | 21.C3
AT0170:30 | SC | FU0139 | WHT | 20 | 12.C3 | XT0240:13 | TURBINE BOX PANEL | 21.C4
AT0170:32 | SC | KA0245A1 | WHT | 20 | 12.C3 | XT0240:9 | TURBINE BOX PANEL | 21.D3
FU0170:LI | SC | FU0136 | WHT | 12 | 12.A2 | XT0138:2 | TURBINE BOX PANEL | 19.A2
SolarTools ver. 24.0.84.24712 (Jul 31, 2025)
Report date: 4/7/2026 8:22 AM

## GENERATOR BOX^DOOR
GENERATOR BOX^DOOR
JB72
Project # | H0810
Project Name | NC-181 NEWTON CREEK
Revision | A.11
Controls DE | G.MENDOZA
Phone: | 0
Controls ME | S. MARTINEZ
Phone:
From | [5 empty] | To
Device ID | Cable (W) Conductor (SC) Jumper Clip (JC) | Wire No. | Wire ID | Gauge/Size | Page/Zone | Device ID | Location | Page/Zone
XT0050:1 | JC | 0V | CLIP | --- | 11.B1 | XT0050:2 | GENERATOR BOX^DOOR | 11.B1
XT0050:2 | JC | 0V | CLIP | --- | 11.B1 | XT0050:3 | GENERATOR BOX^DOOR | 11.C1
XT0120:1 | JC | 0V | CLIP | --- | 27.D1 | XT0120:2 | GENERATOR BOX^DOOR | 27.D1
AF0051:10 | SC | 005110 | WHT | 20 | 40.A7 | KA0505:A1 | GENERATOR BOX^DOOR | 40.A5
AF0051:26 | SC | 005126 | WHT | 20 | 40.A7 | KA0505:A2 | GENERATOR BOX^DOOR | 40.A5
AF0051:COM | SC | 0V | WHT | 14 | 11.B2 | XT0050:2 | GENERATOR BOX^DOOR | 11.B1
AF0051:J | SC | * |  |  | 11.B2 | AF0052:P | GENERATOR BOX^DOOR | 11.B3
AF0051:V+ | SC | FU0051 | GRN | 14 | 11.B2 | FU0051:LD | GENERATOR BOX^DOOR | 11.B1
AF0052:COM | SC | 0V | WHT | 14 | 11.B3 | XT0050:2 | GENERATOR BOX^DOOR | 11.B1
AF0052:J | SC | * |  |  | 11.B3 | AF0053:P | GENERATOR BOX^DOOR | 11.B3
AF0052:V+ | SC | FU0052 | WHT | 16 | 11.B3 | FU0052:LD | GENERATOR BOX^DOOR | 11.C1
AF0053:COM | SC | 0V | WHT | 14 | 11.B3 | XT0050:3 | GENERATOR BOX^DOOR | 11.C1
AF0053:J | SC | * |  |  | 11.B3 | AF0054:P | GENERATOR BOX^DOOR | 11.B4
AF0053:V+ | SC | FU0053 | WHT | 16 | 11.B3 | FU0053:LD | GENERATOR BOX^DOOR | 11.C1
AF0054:COM | SC | AU0050N | WHT | 16 | 11.B4 | AU0050:COM | GENERATOR BOX^DOOR | 11.A2
AF0054:COM | SC | AF0054N | WHT | 20 | 11.B4 | AF0055:COM | GENERATOR BOX^DOOR | 11.B5
AF0054:J | SC | * |  |  | 11.B4 | AF0055:P | GENERATOR BOX^DOOR | 11.B5
AF0054:V+ | SC | AU0050P | WHT | 16 | 11.B4 | AU0050:V+ | GENERATOR BOX^DOOR | 11.A2
AF0054:V+ | SC | AF0054P | WHT | 20 | 11.B4 | AF0055:V+ | GENERATOR BOX^DOOR | 11.B5
AF0055:COM | SC | AF0055N | WHT | 20 | 11.B5 | AF0056:COM | GENERATOR BOX^DOOR | 11.B5
AF0055:J | SC | * |  |  | 11.B5 | AF0056:P | GENERATOR BOX^DOOR | 11.B5
AF0055:SH | SC | AU0050G | GRN | 14 | 11.B5 | AU0050:GND | GENERATOR BOX^DOOR | 11.A2
AF0055:SH | SC | AF0055G | GRN | 16 | 11.B5 | AF0056:SH | GENERATOR BOX^DOOR | 11.B5
AF0055:V+ | SC | AF0055P | WHT | 20 | 11.B5 | AF0056:V+ | GENERATOR BOX^DOOR | 11.B5
AF0056:SH | SC | IEG013006 | GRN | 14 | 11.B5 | IEG0130:6 | GENERATOR BOX^DOOR | 11.B6
AF0122:06 | SC | JP1 | VIO | 20 | 30.C7 | AF0122:38 | GENERATOR BOX^DOOR | 30.C7
AF0121:COM | SC | 0V | WHT | 14 | 27.D2 | XT0120:2 | GENERATOR BOX^DOOR | 27.D1
AF0121:J | SC | * |  |  | 27.D2 | AF0122:P | GENERATOR BOX^DOOR | 27.D3
AF0121:V+ | SC | FU0121 | WHT | 14 | 27.D2 | FU0121:LD | GENERATOR BOX^DOOR | 27.D1
AF0122:COM | SC | AF0122N | WHT | 20 | 27.D3 | AF0123:COM | GENERATOR BOX^DOOR | 27.D3
AF0122:COM | SC | AU0120N | WHT | 20 | 27.D3 | AU0120:COM | GENERATOR BOX^DOOR | 27.C1
AF0122:J | SC | * |  |  | 27.D3 | AF0123:P | GENERATOR BOX^DOOR | 27.D3
AF0122:V+ | SC | AF0122P | WHT | 20 | 27.D3 | AF0123:V+ | GENERATOR BOX^DOOR | 27.D3
AF0122:V+ | SC | AU0120P | WHT | 20 | 27.D3 | AU0120:V+ | GENERATOR BOX^DOOR | 27.C1
AF0123:SH | SC | IEG01304 | GRN | 14 | 27.D3 | IEG0130:4 | GENERATOR BOX^DOOR | 27.D4
AF0123:SH | SC | AU0120 | GRN | 16 | 27.D3 | AU0120:GND | GENERATOR BOX^DOOR | 27.C1
AU0050:COM | SC | 0V | WHT | 14 | 11.A2 | XT0050:1 | GENERATOR BOX^DOOR | 11.B1
AU0050:V+ | SC | FU0050 | WHT | 16 | 11.A2 | FU0050:LD | GENERATOR BOX^DOOR | 11.B1
AU0120:COM | SC | 0V | WHT | 14 | 27.C1 | XT0120:1 | GENERATOR BOX^DOOR | 27.D1
AU0120:V+ | SC | FU0120 | WHT | 14 | 27.C1 | FU0120:LD | GENERATOR BOX^DOOR | 27.D1
FU0050:LI | SC | FU0210 | WHT | 14 | 11.B1 | FU0051:LI | GENERATOR BOX^DOOR | 11.B1
FU0051:LI | SC | FU0210 | WHT | 14 | 11.B1 | FU0052:LI | GENERATOR BOX^DOOR | 11.C1
FU0052:LI | SC | FU0210 | WHT | 14 | 11.C1 | FU0053:LI | GENERATOR BOX^DOOR | 11.C1
FU0053:LI | SC | FU0210 | WHT | 14 | 11.C1 | FU0054:LI | GENERATOR BOX^DOOR | 11.C1
FU0120:LI | SC | FU0210 | WHT | 14 | 27.D1 | FU0121:LI | GENERATOR BOX^DOOR | 27.D1
GR0050: | SC | IEG01305 | GRN | 14 | 5.B4 | IEG0130:5 | GENERATOR BOX^DOOR | 5.B4
GR0120: | SC | IEG01302 | GRN | 14 | 5.B4 | IEG0130:2 | GENERATOR BOX^DOOR | 5.B4
AF0055:04 | WC4600 | FT22202 | RED | 18 | 57.A7 | XT0050:10 | GENERATOR BOX^DOOR | 57.A5
AF0055:20 | WC4600 | 0V | BLK | 18 | 57.A7 | XT0050:11 | GENERATOR BOX^DOOR | 57.A5
AF0055:52 | WC4600 | FT2220S | SH | 18 | 57.A7 | XT0050:12 | GENERATOR BOX^DOOR | 57.A5
AF0055:06 | WC4601 | FT22402 | RED | 18 | 62.A7 | XT0050:14 | GENERATOR BOX^DOOR | 62.A5
AF0055:54 | WC4601 | FT2240S | SH | 18 | 62.A7 | XT0050:16 | GENERATOR BOX^DOOR | 62.B5
IEG0130:3 | SC | IEG01303 | GRN | 14 | 13.D7 | AF0185:SH | CONSOLE^LEFT PANEL | 13.C6
AF0121:01 | SC | 012101 | WHT | 20 | 28.A7 | KA0121:A1 | GENERATOR PANEL | 28.A5
AF0121:03 | SC | 012103 | WHT | 20 | 28.A7 | KA0123:A1 | GENERATOR PANEL | 28.A5
AF0121:08 | SC | KA033611 | WHT | 20 | 78.A6 | KA0336:11 | GENERATOR PANEL | 78.A5
AF0121:12 | SC | KA0128A1 | WHT | 20 | 28.B7 | KA0128:A1 | GENERATOR PANEL | 28.B5
AF0121:17 | SC | 012117 | WHT | 20 | 28.A7 | KA0121:A2 | GENERATOR PANEL | 28.A5
AF0121:19 | SC | 012119 | WHT | 20 | 28.A7 | KA0123:A2 | GENERATOR PANEL | 28.A5
AF0121:24 | SC | KA4100A2 | WHT | 20 | 78.A6 | KA4100:A2 | GENERATOR PANEL | 78.B6
AF0121:28 | SC | KA0128A2 | WHT | 20 | 28.B7 | KA0128:A2 | GENERATOR PANEL | 28.B5
AF0122:00 | SC | 012200 | WHT | 20 | 30.A7 | KA0330:11 | GENERATOR PANEL | 30.A6
AF0122:01 | SC | 012201 | WHT | 20 | 30.A7 | KA0331:11 | GENERATOR PANEL | 30.A6
AF0122:02 | SC | 012202 | WHT | 20 | 30.B7 | KA0310:11 | GENERATOR PANEL | 30.B6
AF0122:32 | SC | 012232 | WHT | 20 | 30.A7 | KA0330:14 | GENERATOR PANEL | 30.A6
AF0122:33 | SC | 012233 | WHT | 20 | 30.A7 | KA0331:14 | GENERATOR PANEL | 30.A6
AF0122:34 | SC | 012234 | WHT | 20 | 30.B7 | KA0310:14 | GENERATOR PANEL | 30.B6
FU0050:LI | SC | FU0210 | WHT | 14 | 11.B1 | XT0130:1 | GENERATOR PANEL | 27.A5
FU0120:LI | SC | FU0210 | WHT | 14 | 27.D1 | XT0130:1 | GENERATOR PANEL | 27.A5
IEG0130:1 | SC | IEG01301 | GRN | 14 | 25.C6 | XT0400:3 | GENERATOR PANEL | 25.C6
IEG0130:7 | SC | AT0140LS(S) | GRN | 14 | 94.D6 | XT0337:18 | GENERATOR PANEL | 94.D4
IEG0130:8 | SC | IEG01308 | GRN | 12 | 6.B5 | AR0600:IE2 | GENERATOR PANEL | 6.A2
PEG0140:1 | SC | PMGS | GRN/YEL | 12 | 92.C6 | XT0313:1 | GENERATOR PANEL | 92.B6
PEG0140:2 | SC | EXCS | GRN/YEL | 12 | 92.D6 | XT0370:6 | GENERATOR PANEL | 92.D5
PEG0140:3 | SC | MCTN | GRN/YEL | 16 | 91.B7 | XT0352:4 | GENERATOR PANEL | 91.B6
XT0050:1 | SC | 0V | WHT | 14 | 11.B1 | XT0130:3 | GENERATOR PANEL | 27.A5
XT0050:13 | SC | FU0335 | WHT | 16 | 62.A5 | XT0335:3 | GENERATOR PANEL | 26.A4
XT0050:15 | SC | 0V | WHT | 16 | 62.A5 | XT0336:3 | GENERATOR PANEL | 26.D4
XT0120:1 | SC | 0V | WHT | 14 | 27.D1 | XT0130:2 | GENERATOR PANEL | 27.A5
AU0050:L2 | WC0005 | AU0050L2 | ENET | CABLE | 11.A2 | AF0410:L1 | GENERATOR PANEL | 25.B5
AU0120:L2 | WC0012 | AU0120L2 | ENET | CABLE | 27.C1 | AT0140:P1 | GENERATOR PANEL | 27.D6
AU0120:L1 | WC0045 | AF0450L2 | ENET | CABLE | 27.C1 | AF0450:L2 | GENERATOR PANEL | 25.B3
AF0055:22 | WC4601 | 0V | BLK | 18 | 62.A7 | XT0336:3 | GENERATOR PANEL | 26.D4
AF0052:04 | SC | KA022414 | WHT | 20 | 60.B7 | XT0052:9 | LEFT RAIL^JB72 | 60.B6
AF0052:20 | SC | SV22222 | WHT | 16 | 60.B7 | XT0052:2 | LEFT RAIL^JB72 | 60.B4
XT0050:11 | SC | 0V | WHT | 14 | 57.A5 | XT0135:4 | TURBINE BOX PANEL | 19.C4
XT0050:9 | SC | FT22201 | WHT | 16 | 57.A5 | FU0213:LD | TURBINE BOX PANEL | 19.B5
AU0050:L1 | WC0006 | AU0060L2 | ENET | CABLE | 11.A2 | AU0060:L2 | TURBINE BOX PANEL | 10.C2
SolarTools ver. 24.0.84.24712 (Jul 31, 2025)
Report date: 4/7/2026 8:22 AM

## GENERATOR PANEL
GENERATOR PANEL
JB72
Project # | H0810
Project Name | NC-181 NEWTON CREEK
Revision | A.11
Controls DE | G.MENDOZA
Phone: | 0
Controls ME | S. MARTINEZ
Phone:
From | [5 empty] | To
Device ID | Cable (W) Conductor (SC) Jumper Clip (JC) | Wire No. | Wire ID | Gauge/Size | Page/Zone | Device ID | Location | Page/Zone
XT0011:2 | JC | 525NEG | CLIP | --- | 18.C3 | XT0011:3 | GENERATOR PANEL | 18.C3
XT0011:3 | JC | 525NEG | CLIP | --- | 18.C3 | XT0011:4 | GENERATOR PANEL | 18.C3
XT0011:4 | JC | 525NEG | CLIP | --- | 18.C3 | XT0011:5 | GENERATOR PANEL | 18.C3
XT0130:3 | JC | 0V | CLIP | --- | 27.A5 | XT0130:2 | GENERATOR PANEL | 27.A5
XT0336:2 | JC | 0V | CLIP | --- | 26.C4 | XT0336:3 | GENERATOR PANEL | 26.D4
XT0336:3 | JC | 0V | CLIP | --- | 26.D4 | XT0336:4 | GENERATOR PANEL | 26.D4
XT0350:2 | JC | CCT1(+) | CLIP | --- | 93.A6 | XT0350:1 | GENERATOR PANEL | 93.A6
XT0350:4 | JC | CCT1(-) | CLIP | --- | 93.A6 | XT0350:3 | GENERATOR PANEL | 93.A6
XT0351:1 | JC | VBUSA | CLIP | --- | 90.B5 | XT0351:2 | GENERATOR PANEL | 90.B5
XT0351:11 | JC | VGENB | CLIP | --- | 90.D5 | XT0351:12 | GENERATOR PANEL | 90.D5
XT0351:13 | JC | VGENC | CLIP | --- | 90.D5 | XT0351:14 | GENERATOR PANEL | 90.D5
XT0351:3 | JC | VBUSB | CLIP | --- | 90.B5 | XT0351:4 | GENERATOR PANEL | 90.B5
XT0351:5 | JC | VBUSC | CLIP | --- | 90.B5 | XT0351:6 | GENERATOR PANEL | 90.B5
XT0351:7 | JC | VBUSN | CLIP | --- | 90.B5 | XT0351:8 | GENERATOR PANEL | 90.B5
XT0351:9 | JC | VGENA | CLIP | --- | 90.C5 | XT0351:10 | GENERATOR PANEL | 90.C5
XT0352:4 | JC | PA07007 | CLIP | --- | 91.B6 | XT0352:5 | GENERATOR PANEL | 91.B6
XT0370:4 | JC | EXC2 | CLIP | --- | 92.D4 | XT0370:3 | GENERATOR PANEL | 92.D5
XT0370:5 | JC | EXCS | CLIP | --- | 92.D4 | XT0370:6 | GENERATOR PANEL | 92.D5
AF0400:12 | SC | XT04001 | GRN | 16 | 25.B6 | XT0400:1 | GENERATOR PANEL | 25.C6
AF0410:32 | SC | XT04001 | GRN | 16 | 25.B5 | XT0400:1 | GENERATOR PANEL | 25.C6
AF0410:53 | SC | 0V | WHT | 14 | 25.B5 | XT0130:4 | GENERATOR PANEL | 25.A4
AF0410:54 | SC | AF0410N | WHT | 16 | 25.B5 | AF0420:53 | GENERATOR PANEL | 25.B4
AF0410:55 | SC | FU0113 | WHT | 16 | 25.B5 | FU0113:LD | GENERATOR PANEL | 25.A4
AF0410:56 | SC | AF0410P | WHT | 16 | 25.B5 | AF0420:55 | GENERATOR PANEL | 25.B4
AF0420:32 | SC | XT04001 | GRN | 16 | 25.B4 | XT0400:1 | GENERATOR PANEL | 25.C6
AF0420:54 | SC | AF0420N | WHT | 16 | 25.B4 | AF0450:53 | GENERATOR PANEL | 25.B3
AF0420:56 | SC | AF0420P | WHT | 16 | 25.B4 | AF0450:55 | GENERATOR PANEL | 25.B3
AF0450:01 | SC | 045001 | WHT | 20 | 75.B6 | AF0450:02 | GENERATOR PANEL | 75.B6
AF0450:32 | SC | XT04002 | GRN | 16 | 25.B3 | XT0400:2 | GENERATOR PANEL | 25.C3
AR0600:IE1 | SC | UV0600G | GRN | 14 | 6.A2 | UV0600:GND | GENERATOR PANEL | 6.B2
AT0140:13 VGEN-A | SC | VGENA | RED | 16 | 90.D7 | XT0351:9 | GENERATOR PANEL | 90.C5
AT0140:14 VGEN-B | SC | VGENB | RED | 16 | 90.D7 | XT0351:11 | GENERATOR PANEL | 90.D5
AT0140:15 VGEN-C | SC | VGENC | RED | 16 | 90.D7 | XT0351:13 | GENERATOR PANEL | 90.D5
AT0140:17 VBUS-A | SC | VBUSA | RED | 16 | 90.B7 | XT0351:2 | GENERATOR PANEL | 90.B5
AT0140:18 VBUS-B | SC | VBUSB | RED | 16 | 90.B7 | XT0351:3 | GENERATOR PANEL | 90.B5
AT0140:19 VBUS-C | SC | VBUSC | RED | 16 | 90.B7 | XT0351:5 | GENERATOR PANEL | 90.B5
AT0140:20 VBUS-N | SC | VBUSN | GRN/YEL | 14 | 90.B7 | XT0351:7 | GENERATOR PANEL | 90.B5
AT0140:27 ID RLY | SC | CCT1(+) | BLU | 12 | 93.A7 | XT0350:2 | GENERATOR PANEL | 93.A6
AT0140:28 ID RLY | SC | CCT1(-) | BLU | 12 | 93.A7 | XT0350:4 | GENERATOR PANEL | 93.A6
AT0140:29 FLT | SC | KA0310A2 | WHT | 20 | 27.D6 | KA0310:A2 | GENERATOR PANEL | 26.B5
AT0140:3 EX-D(-) | SC | 0V | WHT | 14 | 94.D7 | XT0336:4 | GENERATOR PANEL | 26.D4
AT0140:30 FLT | SC | 0V | WHT | 14 | 27.D6 | XT0336:4 | GENERATOR PANEL | 26.D4
AT0140:33 ID RES(+) | SC | CCT1(+) | BLU | 12 | 93.A7 | XT0350:1 | GENERATOR PANEL | 93.A6
AT0140:34 ID RES(-) | SC | AT014034 | WHT | 16 | 93.A7 | AT0140:42 ID(+) | GENERATOR PANEL | 93.A7
AT0140:36 I1(+) | SC | MCTA | BLU | 12 | 91.B7 | XT0352:1 | GENERATOR PANEL | 91.A6
AT0140:37 I1(-) | SC | PA077144 | BLU | 14 | 91.B7 | XT0352:17 | GENERATOR PANEL | 91.A6
AT0140:38 I2(+) | SC | MCTB | BLU | 12 | 91.B7 | XT0352:2 | GENERATOR PANEL | 91.A6
AT0140:39 I2(-) | SC | SA074013 | BLU | 16 | 91.B7 | XT0352:18 | GENERATOR PANEL | 91.A6
AT0140:4 EX-D(+) | SC | KA012314 | WHT | 16 | 94.D7 | KA0123:14 | GENERATOR PANEL | 26.B5
AT0140:40 I3(+) | SC | MCTC | BLU | 12 | 91.B7 | XT0352:3 | GENERATOR PANEL | 91.B6
AT0140:41 I3(-) | SC | PA07035 | BLU | 16 | 91.B7 | XT0352:19 | GENERATOR PANEL | 91.B6
AT0140:43 ID(-) | SC | CCT1(-) | BLU | 12 | 93.A7 | XT0350:3 | GENERATOR PANEL | 93.A6
AT0140:47 BAT(+) | SC | FU0334 | WHT | 16 | 27.D6 | XT0335:2 | GENERATOR PANEL | 26.B4
AT0140:48 BAT(-) | SC | 0V | WHT | 14 | 27.D6 | XT0336:4 | GENERATOR PANEL | 26.D4
AT0140:FG 56 | SC | AT0140G | GRN/YEL | 12 | 27.D6 | FRAME | GENERATOR PANEL | 27.D7
FU0011:LD | SC | UJ0131P | WHT | 12 | 18.B3 | UJ0131:+ | GENERATOR PANEL | 18.B4
FU0014:LI | SC | 525POS | --- | BUS | 18.C3 | FU0015:LI | GENERATOR PANEL | 18.C3
FU0014:LI | SC | 525POS | --- | BUS | 18.C3 | XT0014:1 | GENERATOR PANEL | 18.B2
FU0015:LI | SC | 525POS | --- | BUS | 18.C3 | FU0017:LI | GENERATOR PANEL | 18.C3
FU0332:LD | SC | FU0210 | WHT | 14 | 26.B3 | XT0130:1 | GENERATOR PANEL | 27.A5
FU0332:LD | SC | FU0210 | WHT | 14 | 26.B3 | FU0333:LI | GENERATOR PANEL | 26.B3
FU0332:LI | SC | FU0136 | WHT | 12 | 26.B3 | XT0332:1 | GENERATOR PANEL | 26.B2
FU0333:LD | SC | FU0333 | WHT | 16 | 26.B3 | XT0335:1 | GENERATOR PANEL | 26.B4
FU0333:LI | SC | FU0210 | WHT | 14 | 26.B3 | FU0334:LI | GENERATOR PANEL | 26.B3
FU0334:LD | SC | FU0334 | WHT | 14 | 26.B3 | XT0335:2 | GENERATOR PANEL | 26.B4
FU0334:LI | SC | FU0210 | WHT | 14 | 26.B3 | FU0335:LI | GENERATOR PANEL | 26.A3
FU0335:LD | SC | FU0335 | WHT | 14 | 26.A3 | XT0335:3 | GENERATOR PANEL | 26.A4
FU0335:LI | SC | FU0210 | WHT | 14 | 26.A3 | FU0113:LI | GENERATOR PANEL | 25.A4
GR0140: | SC | GR0140 | GRN/YEL | 14 | 5.B3 | FRAME | GENERATOR PANEL | 5.B3
GR0141: | SC | GR0141 | GRN/YEL | 14 | 5.B3 | FRAME | GENERATOR PANEL | 5.B3
GR0142: | SC | GR0142 | GRN/YEL | 14 | 5.B3 | FRAME | GENERATOR PANEL | 5.B3
GR0143: | SC | GR0143 | GRN/YEL | 14 | 5.B3 | FRAME | GENERATOR PANEL | 5.B3
KA0121:11 | SC | KA018511 | WHT | 20 | 29.C4 | XT0337:13 | GENERATOR PANEL | 29.C3
KA0121:14 | SC | FU0333 | WHT | 20 | 29.C4 | XT0337:12 | GENERATOR PANEL | 29.C3
KA0123:A1 | SC | 012103 | WHT | 20 | 28.A5 | KA0313:2 | GENERATOR PANEL | 28.A5
KA0123:A2 | SC | 012119 | WHT | 20 | 28.A5 | KA0313:7 | GENERATOR PANEL | 28.A5
KA0128:11 | SC | KA0333A1 | WHT | 20 | 29.B4 | KA0335:21 | GENERATOR PANEL | 29.B4
KA0128:14 | SC | FU0333 | WHT | 20 | 29.B4 | KA0335:22 | GENERATOR PANEL | 29.B4
KA0128:14 | SC | FU0333 | WHT | 20 | 29.B4 | XT0337:7 | GENERATOR PANEL | 29.B3
KA0128:21 | SC | KA012821 | WHT | 20 | 30.C6 | XT0337:1 | GENERATOR PANEL | 30.C5
KA0128:24 | SC | KA012824 | WHT | 20 | 30.C6 | XT0337:2 | GENERATOR PANEL | 30.C5
KA0310:21 | SC | KA0333A1 | WHT | 20 | 29.B4 | KA0335:21 | GENERATOR PANEL | 29.B4
KA0310:21 | SC | KA0333A1 | WHT | 20 | 29.B4 | XT0337:8 | GENERATOR PANEL | 29.B3
KA0310:24 | SC | FU0333 | WHT | 20 | 29.B4 | KA0335:22 | GENERATOR PANEL | 29.B4
KA0310:A1 | SC | FU0334 | WHT | 20 | 26.B5 | KA0123:11 | GENERATOR PANEL | 26.B5
KA0310:A1 | SC | FU0334 | WHT | 20 | 26.B5 | XT0335:2 | GENERATOR PANEL | 26.B4
KA0330:A1 | SC | KA0330A1 | WHT | 20 | 29.B6 | XT0337:9 | GENERATOR PANEL | 29.B3
KA0330:A2 | SC | 0V | WHT | 20 | 29.B6 | KA0333:A2 | GENERATOR PANEL | 29.B6
KA0330:A2 | SC | 0V | WHT | 20 | 29.B6 | KA0331:A2 | GENERATOR PANEL | 29.C6
KA0331:A1 | SC | KA0331A1 | WHT | 20 | 29.C6 | XT0337:11 | GENERATOR PANEL | 29.C3
KA0331:A2 | SC | 0V | WHT | 20 | 29.C6 | KA0332:A2 | GENERATOR PANEL | 29.C6
KA0332:11 | SC | KA033211 | WHT | 20 | 30.D6 | XT0337:3 | GENERATOR PANEL | 30.D5
KA0332:14 | SC | KA033214 | WHT | 20 | 30.D6 | XT0337:4 | GENERATOR PANEL | 30.D5
KA0332:A1 | SC | KA0332A1 | WHT | 20 | 29.C6 | XT0337:14 | GENERATOR PANEL | 29.C3
KA0332:A2 | SC | 0V | WHT | 20 | 29.C6 | XT0337:15 | GENERATOR PANEL | 29.D3
KA0333:11 | SC | KA033311 | WHT | 20 | 30.D6 | KA0335:11 | GENERATOR PANEL | 30.D6
KA0333:11 | SC | KA033311 | WHT | 20 | 30.D6 | XT0337:5 | GENERATOR PANEL | 30.D5
KA0333:14 | SC | KA033314 | WHT | 20 | 30.D6 | KA0335:12 | GENERATOR PANEL | 30.D6
KA0333:14 | SC | KA033314 | WHT | 20 | 30.D6 | XT0337:6 | GENERATOR PANEL | 30.D5
KA0333:A1 | SC | KA0333A1 | WHT | 20 | 29.B6 | XT0337:8 | GENERATOR PANEL | 29.B3
KA0335:A1 | SC | ESTOP | WHT | 20 | 26.C5 | XT0336:1 | GENERATOR PANEL | 26.C4
KA0335:A2 | SC | 0V | WHT | 20 | 26.C5 | XT0336:2 | GENERATOR PANEL | 26.C4
KA0336:14 | SC | KA033614 | WHT | 20 | 78.A5 | KA4100:A1 | GENERATOR PANEL | 78.B6
KA0336:A1 | SC | KA0231A1 | WHT | 14 | 26.C3 | XT0334:2 | GENERATOR PANEL | 26.C2
KA0336:A2 | SC | 0V | WHT | 20 | 26.C3 | XT0336:2 | GENERATOR PANEL | 26.C4
UJ0131:- | SC | 521NEG | WHT | 12 | 18.B4 | XT0011:1 | GENERATOR PANEL | 18.B3
UJ0131:G | SC | UJ0131G | GRN/YEL | 12 | 18.B4 | FRAME | GENERATOR PANEL | 18.B3
XT0130:2 | SC | 0V | WHT | 14 | 27.A5 | XT0336:3 | GENERATOR PANEL | 26.D4
XT0130:4 | SC | 0V | WHT | 14 | 25.A4 | XT0336:4 | GENERATOR PANEL | 26.D4
XT0334:1 | SC | 0V | WHT | 14 | 26.C2 | XT0336:2 | GENERATOR PANEL | 26.C4
XT0335:1 | SC | FU0333 | WHT | 16 | 26.B4 | XT0337:12 | GENERATOR PANEL | 29.C3
XT0336:3 | SC | 0V | WHT | 14 | 26.D4 | XT0337:15 | GENERATOR PANEL | 29.D3
XT0337:12 | SC | FU0333 | WHT | 20 | 29.C3 | XT0337:7 | GENERATOR PANEL | 29.B3
AP0602:L2 | WC0001 | AP0602L2 | ENET | CABLE | 6.A4 | AP0603:L1 | GENERATOR PANEL | 6.A4
AF0410:L2 | WC0041 | AF0410L2 | ENET | CABLE | 25.B5 | AF0420:L1 | GENERATOR PANEL | 25.B4
AF0420:L2 | WC0042 | AF0420L2 | ENET | CABLE | 25.B4 | AF0450:L1 | GENERATOR PANEL | 25.B3
AT0140:1 LS(+) | WC8009 | AT0140LS(+) | WHT | 16 | 94.D7 | XT0337:16 | GENERATOR PANEL | 94.D4
AT0140:2 LS(-) | WC8009 | AT0140LS(-) | BLK | 16 | 94.D7 | XT0337:17 | GENERATOR PANEL | 94.D4
FWX14X:3 | WC8009 | AT0140LS(S) | SH | 16 | 94.D6 | XT0337:18 | GENERATOR PANEL | 94.D4
AF0400:LBUS | WC8040 | AF0410RBUS | BUS | CABLE | 25.B6 | AF0410:RBUS | GENERATOR PANEL | 25.B5
AF0410:LBUS | WC8041 | AF0410LBUS | BUS | CABLE | 25.B5 | AF0420:RBUS | GENERATOR PANEL | 25.B4
AF0420:LBUS | WC8042 | AF0420LBUS | BUS | CABLE | 25.B4 | AF0450:RBUS | GENERATOR PANEL | 25.B3
FU0313:LD | WC8101 | PMG1 | WHT | 12 | 92.B5 | XT0360:1 | GENERATOR PANEL | 92.B4
FU0314:LD | WC8101 | PMG2 | BLK | 12 | 92.B5 | XT0360:2 | GENERATOR PANEL | 92.B4
XT0360:3 | WC8101 | PMGS | SH | 12 | 92.B4 | XT0360:4 | GENERATOR PANEL | 92.B5
AT0140:54 EXC(+) | WC8102 | EXC1 | WHT | 12 | 92.D7 | XT0370:2 | GENERATOR PANEL | 92.D5
AT0140:55 EXC(-) | WC8102 | EXC2 | BLK | 12 | 92.D7 | XT0370:3 | GENERATOR PANEL | 92.D5
FW140:1 | WC8102 | EXCS | SH | 12 | 92.D6 | XT0370:6 | GENERATOR PANEL | 92.D5
FU0313:LI | WC8201 | FU0313 | WHT | 12 | 92.B5 | KA0313:3 | GENERATOR PANEL | 92.B6
FU0314:LI | WC8201 | FU0314 | BLK | 12 | 92.B5 | KA0313:6 | GENERATOR PANEL | 92.B6
XT0360:4 | WC8201 | PMGS | SH | 12 | 92.B5 | XT0313:1 | GENERATOR PANEL | 92.B6
AT0140:49 PMG-A | WC8301 | PMG14C | WHT | 12 | 92.C7 | KA0313:1 | GENERATOR PANEL | 92.B6
AT0140:50 PMG-B | WC8301 | PMG14A | BLK | 12 | 92.C7 | KA0313:8 | GENERATOR PANEL | 92.B6
FWY140:1 | WC8301 | PMGS | SH | 12 | 92.B6 | XT0313:1 | GENERATOR PANEL | 92.B6
AP0602:L1 | WC9017 | AT0170L2 | ENET | CABLE | 6.A4 | AT0170:L2 | FIRE PANEL | 12.A5
AR0600:IE2 | SC | IEG01308 | GRN | 12 | 6.A2 | IEG0130:8 | GENERATOR BOX^DOOR | 6.B5
KA0121:A1 | SC | 012101 | WHT | 20 | 28.A5 | AF0121:01 | GENERATOR BOX^DOOR | 28.A7
KA0121:A2 | SC | 012117 | WHT | 20 | 28.A5 | AF0121:17 | GENERATOR BOX^DOOR | 28.A7
KA0123:A1 | SC | 012103 | WHT | 20 | 28.A5 | AF0121:03 | GENERATOR BOX^DOOR | 28.A7
KA0123:A2 | SC | 012119 | WHT | 20 | 28.A5 | AF0121:19 | GENERATOR BOX^DOOR | 28.A7
KA0128:A1 | SC | KA0128A1 | WHT | 20 | 28.B5 | AF0121:12 | GENERATOR BOX^DOOR | 28.B7
KA0128:A2 | SC | KA0128A2 | WHT | 20 | 28.B5 | AF0121:28 | GENERATOR BOX^DOOR | 28.B7
KA0310:11 | SC | 012202 | WHT | 20 | 30.B6 | AF0122:02 | GENERATOR BOX^DOOR | 30.B7
KA0310:14 | SC | 012234 | WHT | 20 | 30.B6 | AF0122:34 | GENERATOR BOX^DOOR | 30.B7
KA0330:11 | SC | 012200 | WHT | 20 | 30.A6 | AF0122:00 | GENERATOR BOX^DOOR | 30.A7
KA0330:14 | SC | 012232 | WHT | 20 | 30.A6 | AF0122:32 | GENERATOR BOX^DOOR | 30.A7
KA0331:11 | SC | 012201 | WHT | 20 | 30.A6 | AF0122:01 | GENERATOR BOX^DOOR | 30.A7
KA0331:14 | SC | 012233 | WHT | 20 | 30.A6 | AF0122:33 | GENERATOR BOX^DOOR | 30.A7
KA0336:11 | SC | KA033611 | WHT | 20 | 78.A5 | AF0121:08 | GENERATOR BOX^DOOR | 78.A6
KA4100:A2 | SC | KA4100A2 | WHT | 20 | 78.B6 | AF0121:24 | GENERATOR BOX^DOOR | 78.A6
XT0130:1 | SC | FU0210 | WHT | 14 | 27.A5 | FU0050:LI | GENERATOR BOX^DOOR | 11.B1
XT0130:1 | SC | FU0210 | WHT | 14 | 27.A5 | FU0120:LI | GENERATOR BOX^DOOR | 27.D1
XT0130:2 | SC | 0V | WHT | 14 | 27.A5 | XT0120:1 | GENERATOR BOX^DOOR | 27.D1
XT0130:3 | SC | 0V | WHT | 14 | 27.A5 | XT0050:1 | GENERATOR BOX^DOOR | 11.B1
XT0313:1 | SC | PMGS | GRN/YEL | 12 | 92.B6 | PEG0140:1 | GENERATOR BOX^DOOR | 92.C6
XT0335:3 | SC | FU0335 | WHT | 16 | 26.A4 | XT0050:13 | GENERATOR BOX^DOOR | 62.A5
XT0336:3 | SC | 0V | WHT | 16 | 26.D4 | XT0050:15 | GENERATOR BOX^DOOR | 62.A5
XT0337:18 | SC | AT0140LS(S) | GRN | 14 | 94.D4 | IEG0130:7 | GENERATOR BOX^DOOR | 94.D6
XT0352:4 | SC | MCTN | GRN/YEL | 16 | 91.B6 | PEG0140:3 | GENERATOR BOX^DOOR | 91.B7
XT0370:6 | SC | EXCS | GRN/YEL | 12 | 92.D5 | PEG0140:2 | GENERATOR BOX^DOOR | 92.D6
XT0400:3 | SC | IEG01301 | GRN | 14 | 25.C6 | IEG0130:1 | GENERATOR BOX^DOOR | 25.C6
AF0410:L1 | WC0005 | AU0050L2 | ENET | CABLE | 25.B5 | AU0050:L2 | GENERATOR BOX^DOOR | 11.A2
AT0140:P1 | WC0012 | AU0120L2 | ENET | CABLE | 27.D6 | AU0120:L2 | GENERATOR BOX^DOOR | 27.C1
AF0450:L2 | WC0045 | AF0450L2 | ENET | CABLE | 25.B3 | AU0120:L1 | GENERATOR BOX^DOOR | 27.C1
XT0336:3 | WC4601 | 0V | BLK | 18 | 26.D4 | AF0055:22 | GENERATOR BOX^DOOR | 62.A7
AF0450:05 | WC4749 | UA15201 | RED | 20 | 51.A7 | UA1520:+24 | LEFT RAIL^JB72 | 51.A5
AF0450:06 | WC4749 | UA15202 | WHT | 20 | 51.A7 | UA1520:OUT | LEFT RAIL^JB72 | 51.A5
AF0450:08 | WC4749 | UA15203 | BLK | 20 | 51.A7 | UA1520:COM | LEFT RAIL^JB72 | 51.A5
AF0450:23 | WC4749 | PE1520S | SH | 20 | 51.A7 | XT1521:1 | LEFT RAIL^JB72 | 51.A5
AF0400:01 | WC1228 | UA12631 | RED | 20 | 74.A6 | UA1263:VT | PROX BOX | 74.A3
AF0400:02 | WC1228 | UA12632 | WHT | 20 | 74.A6 | UA1263:OUTPUT | PROX BOX | 74.A3
AF0400:03 | WC1228 | UA12633 | BLK | 20 | 74.A6 | UA1263:COM | PROX BOX | 74.A3
AF0400:07 | WC1228 | UA1263S | SH | 20 | 74.A6 | FLOATING | PROX BOX | 74.A3
AF0410:01 | WC1229 | UA12111 | RED | 20 | 74.B6 | UA1211:VT | PROX BOX | 74.B3
AF0410:02 | WC1229 | UA12112 | WHT | 20 | 74.B6 | UA1211:OUTPUT | PROX BOX | 74.B3
AF0410:04 | WC1229 | UA12113 | BLK | 20 | 74.B6 | UA1211:COM | PROX BOX | 74.B3
AF0410:19 | WC1229 | UA1211S | SH | 20 | 74.B6 | FLOATING | PROX BOX | 74.B3
AF0410:05 | WC1230 | UA12101 | RED | 20 | 74.B6 | UA1210:VT | PROX BOX | 74.B3
AF0410:06 | WC1230 | UA12102 | WHT | 20 | 74.B6 | UA1210:OUTPUT | PROX BOX | 74.B3
AF0410:08 | WC1230 | UA12103 | BLK | 20 | 74.B6 | UA1210:COM | PROX BOX | 74.B3
AF0410:23 | WC1230 | UA1210S | SH | 20 | 74.B6 | FLOATING | PROX BOX | 74.B3
AF0410:09 | WC1231 | UA12211 | RED | 20 | 74.C6 | UA1221:VT | PROX BOX | 74.C3
AF0410:10 | WC1231 | UA12212 | WHT | 20 | 74.C6 | UA1221:OUTPUT | PROX BOX | 74.C3
AF0410:12 | WC1231 | UA12213 | BLK | 20 | 74.C6 | UA1221:COM | PROX BOX | 74.C3
AF0410:27 | WC1231 | UA1221S | SH | 20 | 74.C6 | FLOATING | PROX BOX | 74.C3
AF0410:13 | WC1232 | UA12201 | RED | 20 | 74.C6 | UA1220:VT | PROX BOX | 74.C3
AF0410:14 | WC1232 | UA12202 | WHT | 20 | 74.C6 | UA1220:OUTPUT | PROX BOX | 74.C3
AF0410:16 | WC1232 | UA12203 | BLK | 20 | 74.C6 | UA1220:COM | PROX BOX | 74.C3
AF0410:31 | WC1232 | UA1220S | SH | 20 | 74.C6 | FLOATING | PROX BOX | 74.C3
AF0420:01 | WC1233 | UA12311 | RED | 20 | 74.C6 | UA1231:VT | PROX BOX | 74.C3
AF0420:02 | WC1233 | UA12312 | WHT | 20 | 74.C6 | UA1231:OUTPUT | PROX BOX | 74.C3
AF0420:04 | WC1233 | UA12313 | BLK | 20 | 74.C6 | UA1231:COM | PROX BOX | 74.C3
AF0420:19 | WC1233 | UA1231S | SH | 20 | 74.C6 | FLOATING | PROX BOX | 74.D3
AF0420:05 | WC1234 | UA12301 | RED | 20 | 74.D6 | UA1230:VT | PROX BOX | 74.D3
AF0420:06 | WC1234 | UA12302 | WHT | 20 | 74.D6 | UA1230:OUTPUT | PROX BOX | 74.D3
AF0420:08 | WC1234 | UA12303 | BLK | 20 | 74.D6 | UA1230:COM | PROX BOX | 74.D3
AF0420:23 | WC1234 | UA1230S | SH | 20 | 74.D6 | FLOATING | PROX BOX | 74.D3
AF0450:09 | WC1235 | UA12621 | RED | 20 | 74.D6 | UA1262:VT | PROX BOX | 74.D3
AF0450:10 | WC1235 | UA12622 | WHT | 20 | 74.D6 | UA1262:OUTPUT | PROX BOX | 74.D3
AF0450:12 | WC1235 | UA12623 | BLK | 20 | 74.D6 | UA1262:COM | PROX BOX | 74.D3
AF0450:27 | WC1235 | UA1262S | SH | 20 | 74.D6 | FLOATING | PROX BOX | 74.D3
AP0603:L2 | WC0003 | AP0603L2 | ENET | CABLE | 6.A4 | AU0090:L1 | RIGHT RAIL | 9.C1
UJ0131:VIN | WC0130 | UJ0131VIN | 1 | 18 | 18.B4 | AF0094:04 | RIGHT RAIL | 18.A7
UJ0131:IOUT | WC0130 | UJ0131IOUT | 2 | 18 | 18.B4 | AF0094:06 | RIGHT RAIL | 18.B7
UJ0131:OK1 | WC0131 | UJ0131OK1 | 1 | 18 | 18.B4 | AF0091:41 | RIGHT RAIL | 18.B7
UJ0131:OK2 | WC0131 | UJ0131OK2 | 2 | 18 | 18.B4 | AF0091:09 | RIGHT RAIL | 18.B7
AP0606:L1 | WC0680 | AT0680LAN1 | ENET | CABLE | 6.A6 | AT0680:LAN1 | TURBINE BOX DOOR | 8.B4
UV0600:(-) | SC | 0V | WHT | 14 | 6.B2 | XT0135:1 | TURBINE BOX PANEL | 19.B4
UV0600:(+) | SC | FU0010 | WHT | 14 | 6.B2 | FU0010:LD | TURBINE BOX PANEL | 19.A5
UJ0131:OUT(+) | WC0133 | 24V | 1 | 12 | 18.B4 | FU0136:LI | TURBINE BOX PANEL | 19.A2
UJ0131:OUT(-) | WC0133 | 0V | 2 | 12 | 18.B4 | XT0134:1 | TURBINE BOX PANEL | 19.B2
XT0332:1 | WC8019 | FU0136 | 3 | 12 | 26.B2 | XT0138:3 | TURBINE BOX PANEL | 19.A2
XT0334:1 | WC8019 | 0V | 2 | 12 | 26.C2 | XT0134:3 | TURBINE BOX PANEL | 19.B2
XT0334:2 | WC8019 | KA0231A1 | 4 | 12 | 26.C2 | XT0136:10 | TURBINE BOX PANEL | 20.B5
XT0336:1 | WC8019 | ESTOP | 1 | 12 | 26.C4 | XT0240:6 | TURBINE BOX PANEL | 21.B3
SolarTools ver. 24.0.84.24712 (Jul 31, 2025)
Report date: 4/7/2026 8:22 AM

## JB70
JB70
TURBINE BOX DOOR RAIL
Project # | H0810
Project Name | NC-181 NEWTON CREEK
Revision | A.11
Controls DE | G.MENDOZA
Phone: | 0
Controls ME | S. MARTINEZ
Phone:
From | [5 empty] | To
Device ID | Cable (W) Conductor (SC) Jumper Clip (JC) | Wire No. | Wire ID | Gauge/Size | Page/Zone | Device ID | Location | Page/Zone
GR0232: | SC | GR0232 | GRN/YEL | 14 | 5.A4 | FRAME | JB70 | 5.A4
PC0470:INP_A | SC | 009312 | WHT | 20 | 37.B5 | PC0470:INP_B | JB70 | 37.B5
PC0471:INP_A | SC | 005312 | WHT | 20 | 37.C5 | PC0471:INP_B | JB70 | 37.C5
PC0470:+PWR | SC | 009344 | WHT | 20 | 37.B5 | AF0093:44 | RIGHT RAIL | 37.B7
PC0470:INP_A | SC | 009312 | WHT | 20 | 37.B5 | AF0093:12 | RIGHT RAIL | 37.B7
PC0470:-PWR | SC | 009328 | WHT | 20 | 37.B5 | AF0093:28 | RIGHT RAIL | 37.B7
PC0471:+PWR | SC | 005344 | WHT | 20 | 37.C5 | AF0092:32 | RIGHT RAIL | 37.C7
PC0471:INP_A | SC | 005312 | WHT | 20 | 37.C5 | AF0092:00 | RIGHT RAIL | 37.C7
PC0471:-PWR | SC | 005316 | WHT | 20 | 37.C5 | AF0092:16 | RIGHT RAIL | 37.C7
SolarTools ver. 24.0.84.24712 (Jul 31, 2025)
Report date: 4/7/2026 8:22 AM

## LEFT RAIL^JB70
LEFT RAIL^JB70
JB70
Project # | H0810
Project Name | NC-181 NEWTON CREEK
Revision | A.11
Controls DE | G.MENDOZA
Phone: | 0
Controls ME | S. MARTINEZ
Phone:
From | [5 empty] | To
Device ID | Cable (W) Conductor (SC) Jumper Clip (JC) | Wire No. | Wire ID | Gauge/Size | Page/Zone | Device ID | Location | Page/Zone
BA0009:V1(-) | SC | 0V | WHT | 14 | 4.A3 | XT0005:3 | LEFT RAIL^JB70 | 4.A4
BA0009:V1(+) | SC | FU0009 | WHT | 16 | 4.A3 | FU0009:LD | LEFT RAIL^JB70 | 4.A4
BA0012:V1(-) | SC | 0V | WHT | 14 | 4.B3 | XT0005:4 | LEFT RAIL^JB70 | 4.B4
BA0012:V1(+) | SC | FU0012 | WHT | 16 | 4.B3 | FU0012:LD | LEFT RAIL^JB70 | 4.B4
FU0009:LI | SC | FU0210 | WHT | 16 | 4.A4 | XT0005:1 | LEFT RAIL^JB70 | 4.A4
FU0012:LI | SC | FU0210 | WHT | 16 | 4.B4 | XT0005:2 | LEFT RAIL^JB70 | 4.B4
KA0231:11 | SC | KA0231A1 | WHT | 20 | 21.C6 | KA0242:11 | LEFT RAIL^JB70 | 21.C6
KA0231:11 | SC | KA0231A1 | WHT | 20 | 21.C6 | KA0231:A1 | LEFT RAIL^JB70 | 21.C6
KA0231:14 | SC | KA024214 | WHT | 20 | 21.C6 | KA0242:14 | LEFT RAIL^JB70 | 21.C6
KA0231:21 | SC | KA02312 | WHT | 20 | 21.A4 | KA0245:14 | LEFT RAIL^JB70 | 21.A4
KA0231:A1 | SC | KA0231A1 | WHT | 20 | 21.C6 | KA0232:A1 | LEFT RAIL^JB70 | 21.D6
KA0231:A2 | SC | KA0231A2 | WHT | 20 | 21.C6 | KA0232:A2 | LEFT RAIL^JB70 | 21.D6
KA0232:22 | SC | KA023222 | WHT | 20 | 106.A6 | KA0249:11 | LEFT RAIL^JB70 | 106.A5
KA0232:A1 | SC | KA0231A1 | WHT | 20 | 21.D6 | KA0233:A1 | LEFT RAIL^JB70 | 21.D6
KA0232:A2 | SC | KA0231A2 | WHT | 20 | 21.D6 | KA0233:A2 | LEFT RAIL^JB70 | 21.D6
KA0233:A1 | SC | KA0231A1 | WHT | 20 | 21.D6 | KA0234:A1 | LEFT RAIL^JB70 | 21.D6
KA0233:A2 | SC | KA0231A2 | WHT | 20 | 21.D6 | KA0234:A2 | LEFT RAIL^JB70 | 21.D6
KA0235:11 | SC | UA1200J21 | WHT | 20 | 21.A5 | KA0241:11 | LEFT RAIL^JB70 | 21.A5
KA0235:14 | SC | KA024114 | WHT | 20 | 21.A5 | KA0241:14 | LEFT RAIL^JB70 | 21.A5
KA0235:A1 | SC | ESTOP | WHT | 20 | 21.A2 | KA0236:A1 | LEFT RAIL^JB70 | 21.B2
KA0236:11 | SC | FU0139 | WHT | 20 | 21.D4 | KA0244:11 | LEFT RAIL^JB70 | 21.D4
KA0236:A1 | SC | ESTOP | WHT | 20 | 21.B2 | KA0237:A1 | LEFT RAIL^JB70 | 21.B2
KA0236:A2 | SC | 0V | WHT | 14 | 21.B2 | KA0235:A2 | LEFT RAIL^JB70 | 21.A2
KA0236:A2 | SC | 0V | WHT | 14 | 21.B2 | KA0237:A2 | LEFT RAIL^JB70 | 21.B2
KA0237:A1 | SC | ESTOP | WHT | 20 | 21.B2 | KA0238:A1 | LEFT RAIL^JB70 | 21.B2
KA0237:A2 | SC | 0V | WHT | 14 | 21.B2 | KA0238:A2 | LEFT RAIL^JB70 | 21.B2
KA0238:A1 | SC | ESTOP | WHT | 20 | 21.B2 | KA0239:A1 | LEFT RAIL^JB70 | 21.B2
KA0238:A2 | SC | 0V | WHT | 14 | 21.B2 | KA0239:A2 | LEFT RAIL^JB70 | 21.B2
KA0239:A1 | SC | ESTOP | WHT | 20 | 21.B2 | KA0240:A1 | LEFT RAIL^JB70 | 21.B2
KA0239:A2 | SC | 0V | WHT | 14 | 21.B2 | KA0240:A2 | LEFT RAIL^JB70 | 21.B2
KA0240:A1 | SC | ESTOP | WHT | 20 | 21.B2 | KA0248:A1 | LEFT RAIL^JB70 | 21.C2
KA0240:A2 | SC | 0V | WHT | 14 | 21.B2 | KA0248:A2 | LEFT RAIL^JB70 | 21.C2
KA0241:14 | SC | KA024114 | WHT | 20 | 21.A5 | KA0231:24 | LEFT RAIL^JB70 | 21.A4
KA0241:A1 | SC | KA0241A1 | WHT | 20 | 21.C2 | KA0242:A1 | LEFT RAIL^JB70 | 21.C2
KA0241:A2 | SC | 0V | WHT | 14 | 21.C2 | KA0242:A2 | LEFT RAIL^JB70 | 21.C2
KA0241:A2 | SC | 0V | WHT | 14 | 21.C2 | KA0250:A2 | LEFT RAIL^JB70 | 21.C2
KA0242:24 | SC | 024822 | WHT | 20 | 22.B6 | KA0248:22 | LEFT RAIL^JB70 | 22.B6
KA0242:A2 | SC | 0V | WHT | 14 | 21.C2 | KA0243:A2 | LEFT RAIL^JB70 | 21.C2
KA0243:24 | SC | KA024511 | WHT | 20 | 21.A3 | KA0245:11 | LEFT RAIL^JB70 | 21.A4
KA0243:A1 | SC | KA0243A1 | WHT | 20 | 21.C2 | KA0244:A1 | LEFT RAIL^JB70 | 21.D2
KA0243:A2 | SC | 0V | WHT | 14 | 21.C2 | KA0244:A2 | LEFT RAIL^JB70 | 21.D2
KA0244:A1 | SC | KA0243A1 | WHT | 20 | 21.D2 | KA0246:A1 | LEFT RAIL^JB70 | 21.D2
KA0244:A2 | SC | 0V | WHT | 14 | 21.D2 | KA0246:A2 | LEFT RAIL^JB70 | 21.D2
KA0245:A1 | SC | KA0245A1 | WHT | 20 | 21.D2 | KA0249:A1 | LEFT RAIL^JB70 | 21.D2
KA0245:A2 | SC | 0V | WHT | 14 | 21.D2 | KA0249:A2 | LEFT RAIL^JB70 | 21.D2
KA0245:A2 | SC | 0V | WHT | 14 | 21.D2 | KA0247:A2 | LEFT RAIL^JB70 | 21.D2
KA0246:A1 | SC | KA0243A1 | WHT | 20 | 21.D2 | KA0247:A1 | LEFT RAIL^JB70 | 21.D2
KA0246:A2 | SC | 0V | WHT | 14 | 21.D2 | KA0247:A2 | LEFT RAIL^JB70 | 21.D2
KA0248:A1 | SC | ESTOP | WHT | 20 | 21.C2 | KA0250:A1 | LEFT RAIL^JB70 | 21.C2
KA0248:A2 | SC | 0V | WHT | 14 | 21.C2 | KA0250:A2 | LEFT RAIL^JB70 | 21.C2
XT0005:2 | SC | FU0210 | CLIP | 16 | 4.B4 | XT0005:1 | LEFT RAIL^JB70 | 4.A4
XT0005:4 | SC | 0V | CLIP | 16 | 4.B4 | XT0005:3 | LEFT RAIL^JB70 | 4.A4
KA0238:11 | SC | SV22221 | WHT | 20 | 60.B4 | XT0052:1 | LEFT RAIL^JB72 | 60.B4
KA0238:14 | SC | KA023814 | WHT | 20 | 60.B4 | XT0052:10 | LEFT RAIL^JB72 | 60.B5
KA0232:12 | SC | FU0170 | WHT | 20 | 34.D6 | KA0875:14 | RIGHT RAIL | 34.D6
GR1101: | SC | IEG02309 | GRN | 14 | 5.A6 | IEG0230:9 | TURBINE BOX DOOR | 5.A5
BA0009:RJ45 | WC9019 | BA0009RJ45 | ENET | CABLE | 4.A3 | AT0680:LAN2 | TURBINE BOX DOOR | 8.B4
BA0012:RJ45 | WC9020 | BA0012RJ45 | ENET | CABLE | 4.B3 | AT0680:LAN3 | TURBINE BOX DOOR | 8.B4
KA0231:14 | SC | KA024214 | WHT | 20 | 21.C6 | KT0146:18 | TURBINE BOX PANEL | 21.C6
KA0231:A2 | SC | KA0231A2 | WHT | 20 | 21.C6 | AF0076:26 | TURBINE BOX PANEL | 21.C7
KA0232:11 | SC | KA017814 | WHT | 20 | 34.D6 | XT0136:17 | TURBINE BOX PANEL | 34.D5
KA0232:21 | SC | FU0170 | WHT | 14 | 106.A6 | XT0063:7 | TURBINE BOX PANEL | 106.A7
KA0232:22 | SC | KA023222 | WHT | 20 | 106.A6 | KA0144:21 | TURBINE BOX PANEL | 106.A5
KA0233:11 | SC | SV1420B1 | WHT | 16 | 43.A6 | XT0063:3 | TURBINE BOX PANEL | 43.A4
KA0233:14 | SC | 006204 | WHT | 20 | 43.A6 | AF0062:04 | TURBINE BOX PANEL | 43.A6
KA0233:21 | SC | KA023321 | WHT | 20 | 43.A6 | XT0237:3 T2 | TURBINE BOX PANEL | 43.A5
KA0233:22 | SC | 006234 | WHT | 20 | 43.A6 | AF0062:34 | TURBINE BOX PANEL | 43.A6
KA0234:11 | SC | FCE14407 | WHT | 20 | 44.B6 | XT1440:1 | TURBINE BOX PANEL | 44.B5
KA0234:14 | SC | 006114 | WHT | 20 | 44.B6 | AF0061:14 | TURBINE BOX PANEL | 44.B7
KA0235:11 | SC | UA1200J21 | WHT | 20 | 21.A5 | XT0060:3 | TURBINE BOX PANEL | 22.C5
KA0235:A1 | SC | ESTOP | WHT | 20 | 21.A2 | XT0240:5 | TURBINE BOX PANEL | 21.A3
KA0236:11 | SC | FU0139 | WHT | 20 | 21.D4 | XT0240:13 | TURBINE BOX PANEL | 21.C4
KA0236:12 | SC | KA023612 | WHT | 20 | 21.D4 | XT0240:14 | TURBINE BOX PANEL | 21.D4
KA0239:21 | SC | KA023921 | WHT | 20 | 21.B6 | AF0081:41 | TURBINE BOX PANEL | 21.A7
KA0239:24 | SC | KA023924 | WHT | 20 | 21.B6 | AF0081:09 | TURBINE BOX PANEL | 21.A7
KA0240:11 | SC | PS32004 | WHT | 16 | 81.D5 | XT0136:6 | TURBINE BOX PANEL | 81.D4
KA0240:14 | SC | UF1300 | WHT | 16 | 81.D5 | XT0136:7 | TURBINE BOX PANEL | 81.D5
KA0240:21 | SC | SV22201 | WHT | 16 | 59.B5 | XT0067:1 | TURBINE BOX PANEL | 59.B4
KA0240:24 | SC | KA024024 | WHT | 20 | 59.B5 | KA0223:14 | TURBINE BOX PANEL | 59.B6
KA0241:11 | SC | UA1200J21 | WHT | 20 | 21.A5 | AF0081:00 | TURBINE BOX PANEL | 21.A7
KA0241:21 | SC | KT0146A1 | WHT | 20 | 20.B2 | KA0141:21 | TURBINE BOX PANEL | 20.B2
KA0241:24 | SC | FU0139 | WHT | 20 | 20.B2 | KA0141:24 | TURBINE BOX PANEL | 20.B2
KA0241:A1 | SC | KA0241A1 | WHT | 20 | 21.C2 | XT0240:7 | TURBINE BOX PANEL | 21.C3
KA0242:11 | SC | KA0231A1 | WHT | 20 | 21.C6 | XT0136:10 | TURBINE BOX PANEL | 20.B5
KA0242:14 | SC | KA024214 | WHT | 20 | 21.C6 | AF0081:08 | TURBINE BOX PANEL | 21.C7
KA0242:21 | SC | 024221 | WHT | 20 | 22.B6 | XT0237:1 T2 | TURBINE BOX PANEL | 22.B5
KA0243:11 | SC | KA024311 | WHT | 20 | 21.B6 | AF0081:33 | TURBINE BOX PANEL | 21.B7
KA0243:14 | SC | KA024314 | WHT | 20 | 21.B6 | AF0081:01 | TURBINE BOX PANEL | 21.B7
KA0243:21 | SC | ESTOPC | WHT | 20 | 21.A3 | XT0240:1 | TURBINE BOX PANEL | 21.A3
KA0243:A1 | SC | KA0243A1 | WHT | 20 | 21.C2 | XT0240:8 | TURBINE BOX PANEL | 21.C3
KA0244:12 | SC | KA024412 | WHT | 20 | 21.D4 | KT0145:A1 | TURBINE BOX PANEL | 20.B6
KA0244:21 | SC | KA017621 | WHT | 20 | 106.C5 | XT0055:7 | TURBINE BOX PANEL | 106.C5
KA0244:24 | SC | KA6221A1 | WHT | 20 | 106.C5 | KA6221:A1 | TURBINE BOX PANEL | 106.C6
KA0245:21 | SC | KA024521 | WHT | 20 | 21.B6 | AF0081:34 | TURBINE BOX PANEL | 21.B7
KA0245:24 | SC | KA024524 | WHT | 20 | 21.B6 | AF0081:02 | TURBINE BOX PANEL | 21.B7
KA0245:A1 | SC | KA0245A1 | WHT | 20 | 21.D2 | XT0240:9 | TURBINE BOX PANEL | 21.D3
KA0246:11 | SC | KA017611 | WHT | 20 | 106.A5 | XT0055:5 | TURBINE BOX PANEL | 106.A5
KA0246:14 | SC | KA6211A1 | WHT | 20 | 106.A5 | KA6211:A1 | TURBINE BOX PANEL | 106.A6
KA0248:21 | SC | FU0212 | WHT | 16 | 22.B6 | FU0212:LD | TURBINE BOX PANEL | 19.C5
KA0249:12 | SC | KA014422 | WHT | 20 | 106.A5 | KA0144:22 | TURBINE BOX PANEL | 106.A5
KA0249:A2 | SC | 0V | WHT | 14 | 21.D2 | XT0240:11 | TURBINE BOX PANEL | 21.D3
XT0005:1 | SC | FU0210 | WHT | 16 | 4.A4 | XT0233:3 | TURBINE BOX PANEL | 19.C4
XT0005:3 | SC | 0V | WHT | 14 | 4.A4 | XT0235:3 | TURBINE BOX PANEL | 19.D4
SolarTools ver. 24.0.84.24712 (Jul 31, 2025)
Report date: 4/7/2026 8:22 AM

## LEFT RAIL^JB72
LEFT RAIL^JB72
JB72
Project # | H0810
Project Name | NC-181 NEWTON CREEK
Revision | A.11
Controls DE | G.MENDOZA
Phone: | 0
Controls ME | S. MARTINEZ
Phone:
From | [5 empty] | To
Device ID | Cable (W) Conductor (SC) Jumper Clip (JC) | Wire No. | Wire ID | Gauge/Size | Page/Zone | Device ID | Location | Page/Zone
GR0110: | SC | GR0110 | GRN/YEL | 14 | 5.B4 | FRAME | LEFT RAIL^JB72 | 5.B4
XT0052:2 | SC | SV22222 | WHT | 16 | 60.B4 | AF0052:20 | GENERATOR BOX^DOOR | 60.B7
XT0052:9 | SC | KA022414 | WHT | 20 | 60.B6 | AF0052:04 | GENERATOR BOX^DOOR | 60.B7
UA1520:+24 | WC4749 | UA15201 | RED | 20 | 51.A5 | AF0450:05 | GENERATOR PANEL | 51.A7
UA1520:OUT | WC4749 | UA15202 | WHT | 20 | 51.A5 | AF0450:06 | GENERATOR PANEL | 51.A7
UA1520:COM | WC4749 | UA15203 | BLK | 20 | 51.A5 | AF0450:08 | GENERATOR PANEL | 51.A7
XT1521:1 | WC4749 | PE1520S | SH | 20 | 51.A5 | AF0450:23 | GENERATOR PANEL | 51.A7
XT0052:1 | SC | SV22221 | WHT | 20 | 60.B4 | KA0238:11 | LEFT RAIL^JB70 | 60.B4
XT0052:10 | SC | KA023814 | WHT | 20 | 60.B5 | KA0238:14 | LEFT RAIL^JB70 | 60.B4
XT0052:10 | WC0224 | KA023814 | 1 | 18 | 60.B5 | KA0224:11 | TURBINE BOX PANEL | 60.B5
XT0052:9 | WC0224 | KA022414 | 2 | 18 | 60.B6 | KA0224:14 | TURBINE BOX PANEL | 60.B5
Report date: 4/7/2026 8:22 AM |  |  |  |  | SolarTools ver. 24.0.84.24712 (Jul 31, 2025)

## LIGHT PANEL
LIGHT PANEL
CONTROL CONSOLE LIGHT
Project # | H0810
Project Name | NC-181 NEWTON CREEK
Revision | A.11
Controls DE | G.MENDOZA
Phone: | 0
Controls ME | S. MARTINEZ
Phone:
From | [5 empty] | To
Device ID | Cable (W) Conductor (SC) Jumper Clip (JC) | Wire No. | Wire ID | Gauge/Size | Page/Zone | Device ID | Location | Page/Zone
HL0568:X1 | SC | DS568-125DC | RED | 16 | 23.D5 | XT0341:18 | CONSOLE^LEFT PANEL | 23.D4
HL0568:X2 | SC | COM-125DC | RED | 16 | 23.D5 | XT0341:19 | CONSOLE^LEFT PANEL | 23.D4
HL0569:X1 | SC | DS569-125DC | RED | 156 | 23.D5 | XT0341:20 | CONSOLE^LEFT PANEL | 23.D4
HL0569:X2 | SC | COM-125DC | RED | 16 | 23.D5 | XT0341:19 | CONSOLE^LEFT PANEL | 23.D4
SolarTools ver. 24.0.84.24712 (Jul 31, 2025)
Report date: 4/7/2026 8:22 AM

## MCC
MCC
MCC CONSOLE
Project # | H0810
Project Name | NC-181 NEWTON CREEK
Revision | A.11
Controls DE | G.MENDOZA
Phone: | 0
Controls ME | S. MARTINEZ
Phone:
From | [5 empty] | To
Device ID | Cable (W) Conductor (SC) Jumper Clip (JC) | Wire No. | Wire ID | Gauge/Size | Page/Zone | Device ID | Location | Page/Zone
XT0200:1 | JC | QS550+ | CLIP | --- | 3.A3 | XT0200:2 | MCC | 3.B3
XT0200:2 | JC | QS550+ | CLIP | --- | 3.B3 | XT0200:3 | MCC | 3.B3
XT0200:4 | JC | QS550N | CLIP | --- | 3.A3 | XT0200:5 | MCC | 3.B3
XT0200:5 | JC | QS550N | CLIP | --- | 3.B3 | XT0200:6 | MCC | 3.B3
XT5501:1 | JC | QS550+ | CLIP | --- | 17.B3 | XT5501:2 | MCC | 17.B3
XT5501:2 | JC | QS550+ | CLIP | --- | 17.B3 | XT5501:3 | MCC | 17.B3
XT5501:3 | JC | QS550+ | CLIP | --- | 17.B3 | XT5501:4 | MCC | 17.C3
XT5501:4 | JC | QS550+ | CLIP | --- | 17.C3 | XT5501:5 | MCC | 17.C3
XT5511:1 | JC | QS550N | CLIP | --- | 17.C3 | XT5511:2 | MCC | 17.C3
XT5511:2 | JC | QS550N | CLIP | --- | 17.C3 | XT5511:3 | MCC | 17.C3
XT5511:3 | JC | QS550N | CLIP | --- | 17.C3 | XT5511:4 | MCC | 17.C3
AF0031:COM | SC | QS550N | WHT | 12 | 17.B4 | XT5511:2 | MCC | 17.C3
AF0031:COM | SC | AF0031N | WHT | 16 | 17.B4 | AF0032:COM | MCC | 17.B5
AF0031:V+ | SC | AF0031P | WHT | 16 | 17.B4 | AF0032:V+ | MCC | 17.B5
AF0031:V+ | SC | UF0583 | WHT | 16 | 17.B4 | FU0583:LD | MCC | 17.C3
AU0033:COM | SC | QS550N | WHT | 16 | 17.A4 | XT5511:1 | MCC | 17.C3
AU0033:GND | SC | AU0030G | GRN/YEL | 12 | 17.A4 | XT0031:1 | MCC | 17.B5
AU0033:V+ | SC | FU5080 | WHT | 16 | 17.A4 | FU5080:LD | MCC | 17.B3
BA0001:V1(-) | SC | QS550N | WHT | 16 | 3.A2 | XT0200:4 | MCC | 3.A3
BA0001:V1(+) | SC | FU0001 | WHT | 16 | 3.A2 | FU0001:LD | MCC | 3.A3
BA0002:V1(-) | SC | QS550N | WHT | 16 | 3.B2 | XT0200:5 | MCC | 3.B3
BA0002:V1(+) | SC | FU0002 | WHT | 16 | 3.B2 | FU0002:LD | MCC | 3.B3
BA0030:V1(-) | SC | QS550N | WHT | 16 | 17.D3 | XT5511:3 | MCC | 17.C3
BA0030:V1(+) | SC | FU0582 | WHT | 16 | 17.D3 | FU0582:LD | MCC | 17.B3
FU0001:LI | SC | QS550+ | WHT | 16 | 3.A3 | XT0200:1 | MCC | 3.A3
FU0002:LI | SC | QS550+ | WHT | 16 | 3.B3 | XT0200:3 | MCC | 3.B3
FU0581:LI | SC | QS550+ | WHT | 16 | 17.B3 | XT5501:2 | MCC | 17.B3
FU0582:LI | SC | QS550+ | WHT | 16 | 17.B3 | XT5501:3 | MCC | 17.B3
FU0583:LI | SC | QS550+ | WHT | 16 | 17.C3 | XT5501:4 | MCC | 17.C3
FU5080:LI | SC | QS550+ | WHT | 16 | 17.B3 | XT5501:1 | MCC | 17.B3
QS550:LD-1 | SC | QS550+ | WHT | 16 | 17.B2 | XT5501:1 | MCC | 17.B3
QS550:LD-3 | SC | QS550N | WHT | 12 | 17.B2 | XT5511:1 | MCC | 17.C3
XT0200:1 | SC | QS550+ | WHT | 16 | 3.A3 | XT5501:5 | MCC | 17.C3
XT0200:6 | SC | QS550N | WHT | 16 | 3.B3 | XT5511:4 | MCC | 17.C3
AU0033:L1 | WC5080 | AU5080L2 | ENET | CABLE | 17.A4 | BA0002:RJ45 | MCC | 3.B2
AU0033:L2 | WCBA0001 | BA0001RJ45 | ENET | CABLE | 17.A4 | BA0001:RJ45 | MCC | 3.A2
Report date: 4/7/2026 8:22 AM |  |  |  |  | SolarTools ver. 24.0.84.24712 (Jul 31, 2025)

## METER PANEL
METER PANEL
CONTROL CONSOLE
Project # | H0810
Project Name | NC-181 NEWTON CREEK
Revision | A.11
Controls DE | G.MENDOZA
Phone: | 0
Controls ME | S. MARTINEZ
Phone:
From | [5 empty] | To
Device ID | Cable (W) Conductor (SC) Jumper Clip (JC) | Wire No. | Wire ID | Gauge/Size | Page/Zone | Device ID | Location | Page/Zone
PA0703:1 | SC | PA077166 | BLU | 16 | 24.A4 | PA0771:6 | METER PANEL | 24.B3
PA0703:5 | SC | PA07035 | BLU | 16 | 24.A4 | XT0342:1 | CONSOLE^LEFT PANEL | 24.A3
PA0771:4 | SC | PA077144 | BLU | 16 | 24.B3 | XT0342:4 | CONSOLE^LEFT PANEL | 24.C3
PA0771:7 | SC | VGENB | RED | 16 | 24.B3 | XT0341:10 | CONSOLE^LEFT PANEL | 24.D2
PA0771:8 | SC | VGENC | RED | 16 | 24.B3 | XT0341:12 | CONSOLE^LEFT PANEL | 24.D2
PF0701:7 | SC | PF07017 | RED | 16 | 24.B6 | KA0180:14 | CONSOLE^LEFT PANEL | 24.B6
PA0701:7 | WC8064 | PA07017 | RED | 20 | 23.A1 | RS0106:1 | CONSOLE^LEFT PANEL | 23.A4
PA0701:8 | WC8064 | PA07018 | BLK | 20 | 23.A1 | RS0106:3 | CONSOLE^LEFT PANEL | 23.A4
FLOATING | WC8064 | EXCS | SH | 20 | 23.A1 | XT0340:1 | CONSOLE^LEFT PANEL | 23.A4
PV0701:7 | WC8065 | EXC0 | RED | 20 | 23.A1 | XT0340:5 | CONSOLE^LEFT PANEL | 23.A5
PV0701:8 | WC8065 | EXC2 | BLK | 20 | 23.A1 | XT0340:6 | CONSOLE^LEFT PANEL | 23.B5
FLOATING | WC8065 | EXCS | SH | 20 | 23.B1 | XT0340:7 | CONSOLE^LEFT PANEL | 23.B5
PA0700:7 | SC | PA07716 | BLU | 16 | 24.B2 | SA0740:11 | SWITCH PANEL | 24.B3
PA0700:8 | SC | PA07007 | BLU | 16 | 24.B2 | SA0740:21 | SWITCH PANEL | 24.B3
PA0703:2 | SC | PA07032 | RED | 16 | 24.A4 | SA0770:26 | SWITCH PANEL | 24.B5
PA0703:3 | SC | PA07033 | BLU | 16 | 24.A4 | SA0740:12 | SWITCH PANEL | 24.B3
PA0703:4 | SC | PA07034 | RED | 16 | 24.A4 | SA0770:22 | SWITCH PANEL | 24.B5
PA0703:6 | SC | PA07036 | RED | 16 | 24.A4 | SA0770:12 | SWITCH PANEL | 24.B5
PA0703:7 | SC | PA07037 | BLU | 16 | 24.A4 | SA0740:24 | SWITCH PANEL | 24.B3
PA0703:8 | SC | PA07038 | RED | 16 | 24.A4 | SA0770:16 | SWITCH PANEL | 24.B5
PF0701:8 | SC | VGENB | RED | 16 | 24.B6 | SA0770:28 | SWITCH PANEL | 24.B6
PV0700:7 | SC | PV07007 | RED | 16 | 24.C5 | SA0710:11 | SWITCH PANEL | 24.D5
PV0700:8 | SC | PV07008 | RED | 16 | 24.C5 | SA0710:21 | SWITCH PANEL | 24.C5
SolarTools ver. 24.0.84.24712 (Jul 31, 2025)
Report date: 4/7/2026 8:22 AM

## PROX BOX
PROX BOX
JB4
Project # | H0810
Project Name | NC-181 NEWTON CREEK
Revision | A.11
Controls DE | G.MENDOZA
Phone: | 0
Controls ME | S. MARTINEZ
Phone:
From | [5 empty] | To
Device ID | Cable (W) Conductor (SC) Jumper Clip (JC) | Wire No. | Wire ID | Gauge/Size | Page/Zone | Device ID | Location | Page/Zone
GR1200: | SC | GR1200 | GRN/YEL | 14 | 74.A3 | FRAME | PROX BOX | 74.A3
UA1263:VT | WC1228 | UA12631 | RED | 20 | 74.A3 | AF0400:01 | GENERATOR PANEL | 74.A6
UA1263:OUTPUT | WC1228 | UA12632 | WHT | 20 | 74.A3 | AF0400:02 | GENERATOR PANEL | 74.A6
UA1263:COM | WC1228 | UA12633 | BLK | 20 | 74.A3 | AF0400:03 | GENERATOR PANEL | 74.A6
FLOATING | WC1228 | UA1263S | SH | 20 | 74.A3 | AF0400:07 | GENERATOR PANEL | 74.A6
UA1211:VT | WC1229 | UA12111 | RED | 20 | 74.B3 | AF0410:01 | GENERATOR PANEL | 74.B6
UA1211:OUTPUT | WC1229 | UA12112 | WHT | 20 | 74.B3 | AF0410:02 | GENERATOR PANEL | 74.B6
UA1211:COM | WC1229 | UA12113 | BLK | 20 | 74.B3 | AF0410:04 | GENERATOR PANEL | 74.B6
FLOATING | WC1229 | UA1211S | SH | 20 | 74.B3 | AF0410:19 | GENERATOR PANEL | 74.B6
UA1210:VT | WC1230 | UA12101 | RED | 20 | 74.B3 | AF0410:05 | GENERATOR PANEL | 74.B6
UA1210:OUTPUT | WC1230 | UA12102 | WHT | 20 | 74.B3 | AF0410:06 | GENERATOR PANEL | 74.B6
UA1210:COM | WC1230 | UA12103 | BLK | 20 | 74.B3 | AF0410:08 | GENERATOR PANEL | 74.B6
FLOATING | WC1230 | UA1210S | SH | 20 | 74.B3 | AF0410:23 | GENERATOR PANEL | 74.B6
UA1221:VT | WC1231 | UA12211 | RED | 20 | 74.C3 | AF0410:09 | GENERATOR PANEL | 74.C6
UA1221:OUTPUT | WC1231 | UA12212 | WHT | 20 | 74.C3 | AF0410:10 | GENERATOR PANEL | 74.C6
UA1221:COM | WC1231 | UA12213 | BLK | 20 | 74.C3 | AF0410:12 | GENERATOR PANEL | 74.C6
FLOATING | WC1231 | UA1221S | SH | 20 | 74.C3 | AF0410:27 | GENERATOR PANEL | 74.C6
UA1220:VT | WC1232 | UA12201 | RED | 20 | 74.C3 | AF0410:13 | GENERATOR PANEL | 74.C6
UA1220:OUTPUT | WC1232 | UA12202 | WHT | 20 | 74.C3 | AF0410:14 | GENERATOR PANEL | 74.C6
UA1220:COM | WC1232 | UA12203 | BLK | 20 | 74.C3 | AF0410:16 | GENERATOR PANEL | 74.C6
FLOATING | WC1232 | UA1220S | SH | 20 | 74.C3 | AF0410:31 | GENERATOR PANEL | 74.C6
UA1231:VT | WC1233 | UA12311 | RED | 20 | 74.C3 | AF0420:01 | GENERATOR PANEL | 74.C6
UA1231:OUTPUT | WC1233 | UA12312 | WHT | 20 | 74.C3 | AF0420:02 | GENERATOR PANEL | 74.C6
UA1231:COM | WC1233 | UA12313 | BLK | 20 | 74.C3 | AF0420:04 | GENERATOR PANEL | 74.C6
FLOATING | WC1233 | UA1231S | SH | 20 | 74.D3 | AF0420:19 | GENERATOR PANEL | 74.C6
UA1230:VT | WC1234 | UA12301 | RED | 20 | 74.D3 | AF0420:05 | GENERATOR PANEL | 74.D6
UA1230:OUTPUT | WC1234 | UA12302 | WHT | 20 | 74.D3 | AF0420:06 | GENERATOR PANEL | 74.D6
UA1230:COM | WC1234 | UA12303 | BLK | 20 | 74.D3 | AF0420:08 | GENERATOR PANEL | 74.D6
FLOATING | WC1234 | UA1230S | SH | 20 | 74.D3 | AF0420:23 | GENERATOR PANEL | 74.D6
UA1262:VT | WC1235 | UA12621 | RED | 20 | 74.D3 | AF0450:09 | GENERATOR PANEL | 74.D6
UA1262:OUTPUT | WC1235 | UA12622 | WHT | 20 | 74.D3 | AF0450:10 | GENERATOR PANEL | 74.D6
UA1262:COM | WC1235 | UA12623 | BLK | 20 | 74.D3 | AF0450:12 | GENERATOR PANEL | 74.D6
FLOATING | WC1235 | UA1262S | SH | 20 | 74.D3 | AF0450:27 | GENERATOR PANEL | 74.D6
SolarTools ver. 24.0.84.24712 (Jul 31, 2025)
Report date: 4/7/2026 8:22 AM

## RIGHT RAIL
RIGHT RAIL
JB70
Project # | H0810
Project Name | NC-181 NEWTON CREEK
Revision | A.11
Controls DE | G.MENDOZA
Phone: | 0
Controls ME | S. MARTINEZ
Phone:
From | [5 empty] | To
Device ID | Cable (W) Conductor (SC) Jumper Clip (JC) | Wire No. | Wire ID | Gauge/Size | Page/Zone | Device ID | Location | Page/Zone
XT0081:1 | JC | 0V | CLIP | --- | 9.D1 | XT0081:2 | RIGHT RAIL | 9.D1
AF0091:COM | SC | AF0091N | WHT | 16 | 9.D2 | AF0094:COM | RIGHT RAIL | 9.D4
AF0091:COM | SC | AU0090N | WHT | 20 | 9.D2 | AU0090:COM | RIGHT RAIL | 9.C1
AF0091:J | SC | * |  |  | 9.D2 | AF0092:P | RIGHT RAIL | 9.D3
AF0091:V+ | SC | AF0091P | WHT | 16 | 9.D2 | AF0094:V+ | RIGHT RAIL | 9.D4
AF0091:V+ | SC | AU0090P | WHT | 20 | 9.D2 | AU0090:V+ | RIGHT RAIL | 9.C1
AF0092:12 | SC | 009212 | WHT | 20 | 12.D3 | KA0875:A1 | RIGHT RAIL | 12.D1
AF0092:28 | SC | 009228 | WHT | 20 | 12.D3 | KA0875:A2 | RIGHT RAIL | 12.D1
AF0092:COM | SC | 0V | WHT | 14 | 9.D3 | XT0081:1 | RIGHT RAIL | 9.D1
AF0092:J | SC | * |  |  | 9.D3 | AF0093:P | RIGHT RAIL | 9.D3
AF0092:V+ | SC | FU0091 | WHT | 16 | 9.D3 | FU0091:LD | RIGHT RAIL | 9.D1
AF0093:COM | SC | 0V | WHT | 14 | 9.D3 | XT0081:2 | RIGHT RAIL | 9.D1
AF0093:J | SC | * |  |  | 9.D3 | AF0094:P | RIGHT RAIL | 9.D4
AF0093:V+ | SC | FU0092 | WHT | 16 | 9.D3 | FU0092:LD | RIGHT RAIL | 9.D1
AF0094:J | SC | * |  |  | 9.D4 | AF0095:P | RIGHT RAIL | 9.D4
AF0094:SH | SC | AU0090G | GRN | 16 | 9.D4 | AU0090:GND | RIGHT RAIL | 9.C1
AF0095:COM | SC | 0V | WHT | 14 | 9.D4 | XT0081:2 | RIGHT RAIL | 9.D1
AF0095:V+ | SC | FU0093 | WHT | 16 | 9.D4 | FU0093:LD | RIGHT RAIL | 9.D1
AU0090:COM | SC | 0V | WHT | 14 | 9.C1 | XT0081:1 | RIGHT RAIL | 9.D1
AU0090:V+ | SC | FU0090 | WHT | 14 | 9.C1 | FU0090:LD | RIGHT RAIL | 9.D1
FU0090:LI | SC | FU0137 | WHT | 14 | 9.D1 | FU0091:LI | RIGHT RAIL | 9.D1
FU0091:LI | SC | FU0137 | WHT | 14 | 9.D1 | FU0092:LI | RIGHT RAIL | 9.D1
FU0092:LI | SC | FU0137 | WHT | 14 | 9.D1 | FU0093:LI | RIGHT RAIL | 9.D1
AU0090:L1 | WC0003 | AP0603L2 | ENET | CABLE | 9.C1 | AP0603:L2 | GENERATOR PANEL | 6.A4
AF0094:04 | WC0130 | UJ0131VIN | 1 | 18 | 18.A7 | UJ0131:VIN | GENERATOR PANEL | 18.B4
AF0094:06 | WC0130 | UJ0131IOUT | 2 | 18 | 18.B7 | UJ0131:IOUT | GENERATOR PANEL | 18.B4
AF0091:41 | WC0131 | UJ0131OK1 | 1 | 18 | 18.B7 | UJ0131:OK1 | GENERATOR PANEL | 18.B4
AF0091:09 | WC0131 | UJ0131OK2 | 2 | 18 | 18.B7 | UJ0131:OK2 | GENERATOR PANEL | 18.B4
AF0091:14 | SC | SA0472B214 | WHT | 20 | 36.C7 | SA0472:B2-14 | TURBINE BOX DOOR | 36.C1
AF0091:15 | SC | SA0472B114 | WHT | 20 | 36.C7 | SA0472:B1-14 | TURBINE BOX DOOR | 36.C1
AF0091:46 | SC | SA0472B213 | WHT | 20 | 36.C7 | SA0472:B2-13 | TURBINE BOX DOOR | 36.C1
AF0091:47 | SC | SA0472B113 | WHT | 20 | 36.C7 | SA0472:B1-13 | TURBINE BOX DOOR | 36.C1
AF0092:00 | SC | 005312 | WHT | 20 | 37.C7 | PC0471:INP_A | JB70 | 37.C5
AF0092:16 | SC | 005316 | WHT | 20 | 37.C7 | PC0471:-PWR | JB70 | 37.C5
AF0092:32 | SC | 005344 | WHT | 20 | 37.C7 | PC0471:+PWR | JB70 | 37.C5
AF0093:06 | SC | SH0470X2 | WHT | 20 | 35.B7 | SH0470:X2 | TURBINE BOX DOOR | 35.B1
AF0093:12 | SC | 009312 | WHT | 20 | 37.B7 | PC0470:INP_A | JB70 | 37.B5
AF0093:15 | SC | SH0471X2 | WHT | 20 | 35.A7 | SH0471:X2 | TURBINE BOX DOOR | 35.A1
AF0093:22 | SC | SH0470X1 | WHT | 20 | 35.B7 | SH0470:X1 | TURBINE BOX DOOR | 35.B1
AF0093:28 | SC | 009328 | WHT | 20 | 37.B7 | PC0470:-PWR | JB70 | 37.B5
AF0093:31 | SC | SH0471X1 | WHT | 20 | 35.A7 | SH0471:X1 | TURBINE BOX DOOR | 35.A1
AF0093:44 | SC | 009344 | WHT | 20 | 37.B7 | PC0470:+PWR | JB70 | 37.B5
KA0875:14 | SC | FU0170 | WHT | 20 | 34.D6 | KA0232:12 | LEFT RAIL^JB70 | 34.D6
AF0094:SH | SC | IEG02302 | GRN | 14 | 9.D4 | IEG0230:2 | TURBINE BOX DOOR | 9.D5
GR1100: | SC | IEG023010 | GRN | 14 | 5.A5 | IEG0230:10 | TURBINE BOX DOOR | 5.A4
AF0091:07 | SC | KA014114 | WHT | 20 | 20.C2 | KA0141:14 | TURBINE BOX PANEL | 20.C2
AF0091:12 | SC | KA0134A1 | WHT | 20 | 84.B6 | KA0134:A1 | TURBINE BOX PANEL | 20.C6
AF0091:39 | SC | KA014111 | WHT | 20 | 20.C2 | KA0141:11 | TURBINE BOX PANEL | 20.C2
AF0092:02 | SC | KA0133A1 | WHT | 20 | 82.B7 | KA0133:A1 | TURBINE BOX PANEL | 20.C6
AF0092:04 | SC | 009204 | WHT | 20 | 39.A6 | KA2160:A1 | TURBINE BOX PANEL | 39.A5
AF0092:06 | SC | KA013114 | WHT | 20 | 82.A7 | KA0131:14 | TURBINE BOX PANEL | 20.D4
AF0092:07 | SC | 009207 | WHT | 20 | 39.A6 | KA2161:A1 | TURBINE BOX PANEL | 39.B5
AF0092:08 | SC | 009208 | WHT | 20 | 87.A7 | KA3103:A1 | TURBINE BOX PANEL | 87.A6
AF0092:13 | SC | 009213 | WHT | 20 | 35.C7 | XT0237:2 T2 | TURBINE BOX PANEL | 35.C5
AF0092:20 | SC | 009220 | WHT | 20 | 39.A6 | KA2160:A2 | TURBINE BOX PANEL | 39.A5
AF0092:23 | SC | 009223 | WHT | 20 | 39.A6 | KA2161:A2 | TURBINE BOX PANEL | 39.B5
AF0092:24 | SC | 009224 | WHT | 20 | 87.A7 | KA3103:A2 | TURBINE BOX PANEL | 87.A6
AF0093:01 | SC | 009301 | WHT | 20 | 85.A7 | KA3220:A1 | TURBINE BOX PANEL | 85.B6
AF0093:04 | SC | 009304 | WHT | 20 | 106.A7 | XT0055:6 | TURBINE BOX PANEL | 106.A6
AF0093:05 | SC | 009305 | WHT | 20 | 106.C7 | XT0055:8 | TURBINE BOX PANEL | 106.C6
AF0093:17 | SC | 009317 | WHT | 20 | 85.A7 | KA3220:A2 | TURBINE BOX PANEL | 85.B6
AF0093:20 | SC | 009320 | WHT | 20 | 106.A7 | KA6211:A2 | TURBINE BOX PANEL | 106.A6
AF0093:21 | SC | 009321 | WHT | 20 | 106.C7 | KA6221:A2 | TURBINE BOX PANEL | 106.C6
AF0093:36 | SC | 009336 | WHT | 20 | 106.A7 | KA0176:14 | TURBINE BOX PANEL | 106.A6
AF0093:37 | SC | 009337 | WHT | 20 | 106.C7 | KA0176:24 | TURBINE BOX PANEL | 106.C6
AF0094:05 | SC | 0V | WHT | 14 | 18.A7 | XT0135:4 | TURBINE BOX PANEL | 19.C4
AF0094:07 | SC | 0V | WHT | 14 | 18.B7 | XT0135:4 | TURBINE BOX PANEL | 19.C4
FU0090:LI | SC | FU0137 | WHT | 14 | 9.D1 | XT0139:2 | TURBINE BOX PANEL | 19.A4
KA0875:11 | SC | HA04722 | WHT | 20 | 34.D6 | XT0136:18 | TURBINE BOX PANEL | 34.D5
KA0875:14 | SC | FU0170 | WHT | 20 | 34.D6 | XT0136:14 | TURBINE BOX PANEL | 34.D6
XT0081:1 | SC | 0V | WHT | 14 | 9.D1 | XT0135:2 | TURBINE BOX PANEL | 19.B4
AU0090:L2 | WC0009 | AU0080L1 | ENET | CABLE | 9.C1 | AU0080:L1 | TURBINE BOX PANEL | 9.A1
SolarTools ver. 24.0.84.24712 (Jul 31, 2025)
Report date: 4/7/2026 8:22 AM

## SWITCH PANEL
SWITCH PANEL
CONTROL CONSOLE
Project # | H0810
Project Name | NC-181 NEWTON CREEK
Revision | A.11
Controls DE | G.MENDOZA
Phone: | 0
Controls ME | S. MARTINEZ
Phone:
From | [5 empty] | To
Device ID | Cable (W) Conductor (SC) Jumper Clip (JC) | Wire No. | Wire ID | Gauge/Size | Page/Zone | Device ID | Location | Page/Zone
HL0701: | SC | 0V1 | WHT | 16 | 23.C2 | HL0702: | SWITCH PANEL | 23.C2
HL0703: | SC | VBUSA | RED | 16 | 24.A5 | PF0700:2 | SWITCH PANEL | 24.A4
HL0703: | SC | PF07008 | RED | 16 | 24.A5 | SA0700:12 | SWITCH PANEL | 24.A5
HL0704: | SC | VBUSC | RED | 16 | 24.A5 | PF0700:1 | SWITCH PANEL | 24.A4
HL0704: | SC | PF07007 | RED | 16 | 24.A5 | SA0700:16 | SWITCH PANEL | 24.A5
SA0700:12 | SC | PF07008 | RED | 16 | 24.A5 | PF0700:8 | SWITCH PANEL | 24.A4
SA0700:13 | SC | VGENA | RED | 16 | 24.A5 | SA0770:18 | SWITCH PANEL | 24.B6
SA0700:16 | SC | PF07007 | RED | 16 | 24.A5 | PF0700:7 | SWITCH PANEL | 24.A4
SA0700:17 | SC | VGENC | RED | 16 | 24.A5 | SA0770:24 | SWITCH PANEL | 24.B6
SA0700:22 | SC | SA070022 | WHT | 16 | 23.B3 | SA0701:13 | SWITCH PANEL | 23.B2
SA0701:12 | SC | FU0200LI | WHT | 16 | 23.B2 | SA0701:14 | SWITCH PANEL | 23.B2
SA0710:12 | SC | VBUSA | RED | 16 | 24.D5 | SA0710:24 | SWITCH PANEL | 24.D5
SA0710:13 | SC | VBUSC | RED | 16 | 24.D5 | SA0710:14 | SWITCH PANEL | 24.D5
SA0710:16 | SC | VGENA | RED | 16 | 24.D5 | SA0710:28 | SWITCH PANEL | 24.D5
SA0710:17 | SC | VGENC | RED | 16 | 24.D5 | SA0710:18 | SWITCH PANEL | 24.D5
SA0710:22 | SC | VBUSB | RED | 16 | 24.C5 | SA0710:23 | SWITCH PANEL | 24.D5
SA0710:26 | SC | VGENB | RED | 16 | 24.C5 | SA0710:27 | SWITCH PANEL | 24.D5
SA0710:28 | SC | VGENA | RED | 16 | 24.D5 | SA0770:18 | SWITCH PANEL | 24.B6
SA0740:12 | SC | PA07033 | BLU | 16 | 24.B3 | SA0740:22 | SWITCH PANEL | 24.B3
SA0740:13 | SC | SA074013 | BLU | 16 | 24.B3 | SA0740:23 | SWITCH PANEL | 24.B3
SA0740:14 | SC | PA07037 | BLU | 16 | 24.B3 | SA0740:24 | SWITCH PANEL | 24.B3
SA0770:11 | SC | PA07036 | RED | 16 | 24.B6 | SA0770:12 | SWITCH PANEL | 24.B5
SA0770:14 | SC | VGENB | RED | 16 | 24.B6 | SA0770:28 | SWITCH PANEL | 24.B6
SA0770:15 | SC | PA07038 | RED | 16 | 24.B6 | SA0770:16 | SWITCH PANEL | 24.B5
SA0770:21 | SC | PA07034 | RED | 16 | 24.B6 | SA0770:22 | SWITCH PANEL | 24.B5
SA0770:25 | SC | PA07032 | RED | 16 | 24.B6 | SA0770:26 | SWITCH PANEL | 24.B5
HL0702: | SC | 0V1 | WHT | 16 | 23.C2 | XT0562:2 | CONS,AUX,^1BAY PWR DIST | 13.B2
SA0701:14 | SC | FU0200LI | WHT | 16 | 23.B2 | XT0561:2 | CONS,AUX,^1BAY PWR DIST | 13.A2
HL0701: | SC | KA9602NC | WHT | 16 | 23.C2 | XT0343:3 | CONSOLE^LEFT PANEL | 23.C5
HL0702: | SC | KA0330A1 | WHT | 16 | 23.C2 | XT0343:4 | CONSOLE^LEFT PANEL | 23.C5
HL0703: | SC | VBUSA | RED | 16 | 24.A5 | XT0341:3 | CONSOLE^LEFT PANEL | 24.D2
HL0704: | SC | VBUSC | RED | 16 | 24.A5 | XT0341:5 | CONSOLE^LEFT PANEL | 24.D2
SA0700:13 | SC | VGENA | RED | 16 | 24.A5 | XT0341:14 | CONSOLE^LEFT PANEL | 24.D2
SA0700:17 | SC | VGENC | RED | 16 | 24.A5 | XT0341:13 | CONSOLE^LEFT PANEL | 24.D2
SA0700:23 | SC | KA018511 | WHT | 16 | 23.B3 | XT0343:1 | CONSOLE^LEFT PANEL | 23.B5
SA0701:15 | SC | KA0333A1 | WHT | 16 | 23.B2 | XT0343:2 | CONSOLE^LEFT PANEL | 23.B5
SA0710:12 | SC | VBUSA | RED | 16 | 24.D5 | XT0341:3 | CONSOLE^LEFT PANEL | 24.D2
SA0710:14 | SC | VBUSC | RED | 16 | 24.D5 | XT0341:5 | CONSOLE^LEFT PANEL | 24.D2
SA0710:16 | SC | VGENA | RED | 16 | 24.D5 | TM0102:1 | CONSOLE^LEFT PANEL | 24.B5
SA0710:17 | SC | VGENC | RED | 16 | 24.D5 | TM0102:3 | CONSOLE^LEFT PANEL | 24.B5
SA0710:18 | SC | VGENC | RED | 16 | 24.D5 | XT0341:12 | CONSOLE^LEFT PANEL | 24.D2
SA0710:23 | SC | VBUSB | RED | 16 | 24.D5 | XT0341:2 | CONSOLE^LEFT PANEL | 24.D2
SA0710:26 | SC | VGENB | RED | 16 | 24.C5 | TM0102:2 | CONSOLE^LEFT PANEL | 24.B5
SA0710:27 | SC | VGENB | RED | 16 | 24.D5 | XT0341:11 | CONSOLE^LEFT PANEL | 24.D2
SA0740:13 | SC | SA074013 | BLU | 16 | 24.B3 | XT0342:3 | CONSOLE^LEFT PANEL | 24.B3
SA0740:21 | SC | PA07007 | BLU | 16 | 24.B3 | XT0342:2 | CONSOLE^LEFT PANEL | 24.B2
SA0770:13 | SC | TM01024 | RED | 16 | 24.B5 | TM0102:4 | CONSOLE^LEFT PANEL | 24.B5
SA0770:14 | SC | VGENB | RED | 16 | 24.B6 | XT0341:10 | CONSOLE^LEFT PANEL | 24.D2
SA0770:17 | SC | TM01025 | RED | 16 | 24.B5 | TM0102:5 | CONSOLE^LEFT PANEL | 24.B5
SA0770:23 | SC | TM01027 | RED | 16 | 24.B5 | TM0102:7 | CONSOLE^LEFT PANEL | 24.B5
SA0770:24 | SC | VGENC | RED | 16 | 24.B6 | KA0180:11 | CONSOLE^LEFT PANEL | 24.B6
SA0770:27 | SC | TM01026 | RED | 16 | 24.B5 | TM0102:6 | CONSOLE^LEFT PANEL | 24.B5
SA0710:11 | SC | PV07007 | RED | 16 | 24.D5 | PV0700:7 | METER PANEL | 24.C5
SA0710:21 | SC | PV07008 | RED | 16 | 24.C5 | PV0700:8 | METER PANEL | 24.C5
SA0740:11 | SC | PA07716 | BLU | 16 | 24.B3 | PA0700:7 | METER PANEL | 24.B2
SA0740:12 | SC | PA07033 | BLU | 16 | 24.B3 | PA0703:3 | METER PANEL | 24.A4
SA0740:21 | SC | PA07007 | BLU | 16 | 24.B3 | PA0700:8 | METER PANEL | 24.B2
SA0740:24 | SC | PA07037 | BLU | 16 | 24.B3 | PA0703:7 | METER PANEL | 24.A4
SA0770:12 | SC | PA07036 | RED | 16 | 24.B5 | PA0703:6 | METER PANEL | 24.A4
SA0770:16 | SC | PA07038 | RED | 16 | 24.B5 | PA0703:8 | METER PANEL | 24.A4
SA0770:22 | SC | PA07034 | RED | 16 | 24.B5 | PA0703:4 | METER PANEL | 24.A4
SA0770:26 | SC | PA07032 | RED | 16 | 24.B5 | PA0703:2 | METER PANEL | 24.A4
SA0770:28 | SC | VGENB | RED | 16 | 24.B6 | PF0701:8 | METER PANEL | 24.B6
SolarTools ver. 24.0.84.24712 (Jul 31, 2025)
Report date: 4/7/2026 8:22 AM

## TURBINE BOX DOOR
TURBINE BOX DOOR
JB70
Project # | H0810
Project Name | NC-181 NEWTON CREEK
Revision | A.11
Controls DE | G.MENDOZA
Phone: | 0
Controls ME | S. MARTINEZ
Phone:
From | [5 empty] | To
Device ID | Cable (W) Conductor (SC) Jumper Clip (JC) | Wire No. | Wire ID | Gauge/Size | Page/Zone | Device ID | Location | Page/Zone
AT0680:NEG | SC | 0V | WHT | 14 | 8.B4 | XT0680:2 | TURBINE BOX DOOR | 8.B3
AT0680:POS | SC | AT0680POS | WHT | 14 | 8.B4 | XT0680:1 | TURBINE BOX DOOR | 8.B3
AT1100:GND | SC | PEG01304 | GRN/YEL | 14 | 37.D3 | PEG0130:4 | TURBINE BOX DOOR | 37.D6
AT1100:POS | SC | FU1100 | WHT | 14 | 37.D3 | FU1100:LD | TURBINE BOX DOOR | 37.D5
BA1100:NEG | SC | BA1100NEG | WHT | 16 | 37.D1 | UV0291:OUT1(-) | TURBINE BOX DOOR | 37.C3
BA1100:POS | SC | FU1101 | WHT | 16 | 37.D1 | FU1101:LD | TURBINE BOX DOOR | 37.C2
FU0291:LD | SC | FU0291 | WHT | 16 | 19.C4 | UV0291:24V(+) | TURBINE BOX DOOR | 37.C3
FU0680:LD | SC | AT0680POS | WHT | 14 | 8.B2 | XT0680:1 | TURBINE BOX DOOR | 8.B3
FU1101:LI | SC | UV0291 | WHT | 16 | 37.C2 | UV0291:OUT1(+) | TURBINE BOX DOOR | 37.C3
GR0680: | SC | GR0680 | GRN/YEL | 14 | 5.A4 | FRAME | TURBINE BOX DOOR | 5.A4
AT1100:L1 | WC0101 | BA1100DEVICE | ENET | CABLE | 37.D3 | BA1100:DEVICE | TURBINE BOX DOOR | 37.D1
BA1100:L2 | WC0010 | BA1100L2 | ENET | CABLE | 37.D1 | AT0170:L1 | FIRE PANEL | 12.A5
AT0680:LAN1 | WC0680 | AT0680LAN1 | ENET | CABLE | 8.B4 | AP0606:L1 | GENERATOR PANEL | 6.A6
IEG0230:9 | SC | IEG02309 | GRN | 14 | 5.A5 | GR1101: | LEFT RAIL^JB70 | 5.A6
AT0680:LAN2 | WC9019 | BA0009RJ45 | ENET | CABLE | 8.B4 | BA0009:RJ45 | LEFT RAIL^JB70 | 4.A3
AT0680:LAN3 | WC9020 | BA0012RJ45 | ENET | CABLE | 8.B4 | BA0012:RJ45 | LEFT RAIL^JB70 | 4.B3
IEG0230:10 | SC | IEG023010 | GRN | 14 | 5.A4 | GR1100: | RIGHT RAIL | 5.A5
IEG0230:2 | SC | IEG02302 | GRN | 14 | 9.D5 | AF0094:SH | RIGHT RAIL | 9.D4
SA0472:B1-13 | SC | SA0472B113 | WHT | 20 | 36.C1 | AF0091:47 | RIGHT RAIL | 36.C7
SA0472:B1-14 | SC | SA0472B114 | WHT | 20 | 36.C1 | AF0091:15 | RIGHT RAIL | 36.C7
SA0472:B2-13 | SC | SA0472B213 | WHT | 20 | 36.C1 | AF0091:46 | RIGHT RAIL | 36.C7
SA0472:B2-14 | SC | SA0472B214 | WHT | 20 | 36.C1 | AF0091:14 | RIGHT RAIL | 36.C7
SH0470:X1 | SC | SH0470X1 | WHT | 20 | 35.B1 | AF0093:22 | RIGHT RAIL | 35.B7
SH0470:X2 | SC | SH0470X2 | WHT | 20 | 35.B1 | AF0093:06 | RIGHT RAIL | 35.B7
SH0471:X1 | SC | SH0471X1 | WHT | 20 | 35.A1 | AF0093:31 | RIGHT RAIL | 35.A7
SH0471:X2 | SC | SH0471X2 | WHT | 20 | 35.A1 | AF0093:15 | RIGHT RAIL | 35.A7
AT1100:NEG | SC | 0V | WHT | 14 | 37.D3 | XT0134:3 | TURBINE BOX PANEL | 19.B2
FU0291:LI | SC | FU0210 | WHT | 16 | 19.C4 | XT0233:3 | TURBINE BOX PANEL | 19.C4
FU0680:LI | SC | FU0210 | WHT | 14 | 8.B2 | XT0233:3 | TURBINE BOX PANEL | 19.C4
FU1100:LI | SC | FU0136 | WHT | 14 | 37.D5 | XT0138:2 | TURBINE BOX PANEL | 19.A2
IEG0230:11 | SC | IEG023011 | GRN | 14 | 9.B6 | AF0086:SH | TURBINE BOX PANEL | 9.B5
IEG0230:3 | SC | IEG02303 | GRN | 14 | 5.A3 | GR0132: | TURBINE BOX PANEL | 5.A3
IEG0230:4 | SC | IEG02304 | GRN | 14 | 10.D7 | AF0068:SH | TURBINE BOX PANEL | 10.C6
IEG0230:5 | SC | IEG02305 | GRN | 14 | 10.B7 | AF0077:SH | TURBINE BOX PANEL | 10.B6
IEG0230:6 | SC | IEG02306 | GRN | 14 | 5.A3 | GR0133: | TURBINE BOX PANEL | 5.A3
IEG0230:7 | SC | IEG02307 | GRN | 14 | 5.A3 | GR0231: | TURBINE BOX PANEL | 5.A3
IEG0230:8 | SC | IEG02308 | GRN | 16 | 22.C6 | UA1200:J3-4 | TURBINE BOX PANEL | 22.A3
PEG0130:3 | SC | 0V | GRN/YEL | 14 | 19.B4 | XT0135:3 | TURBINE BOX PANEL | 19.B4
SA0471:B1-13 | SC | SA0471B113 | WHT | 20 | 36.B1 | AF0087:40 | TURBINE BOX PANEL | 36.B7
SA0471:B1-14 | SC | SA0471B114 | WHT | 20 | 36.B1 | AF0087:08 | TURBINE BOX PANEL | 36.B7
SA0471:B2-13 | SC | SA0471B213 | WHT | 20 | 36.A1 | AF0087:39 | TURBINE BOX PANEL | 36.A7
SA0471:B2-14 | SC | SA0471B214 | WHT | 20 | 36.A1 | AF0087:07 | TURBINE BOX PANEL | 36.A7
SA0473:11 | SC | SA047311 | WHT | 20 | 36.D1 | AF0087:37 | TURBINE BOX PANEL | 36.D7
SA0473:12 | SC | SA047312 | WHT | 20 | 36.D1 | AF0087:05 | TURBINE BOX PANEL | 36.D7
SA0473:13 | SC | SA047313 | WHT | 20 | 36.D1 | AF0087:38 | TURBINE BOX PANEL | 36.D7
SA0473:14 | SC | SA047314 | WHT | 20 | 36.D1 | AF0087:06 | TURBINE BOX PANEL | 36.D7
SB0471:11 | SC | SB047111 | WHT | 20 | 35.D1 | AF0087:34 | TURBINE BOX PANEL | 35.D7
SB0471:12 | SC | SB047112 | WHT | 20 | 35.D1 | AF0087:02 | TURBINE BOX PANEL | 35.D7
SB0472:B1-11 | SC | ESTOPD | WHT | 20 | 36.B1 | XT0137:1 | TURBINE BOX PANEL | 36.B5
SB0472:B1-12 | SC | ESTOP | WHT | 20 | 36.B1 | XT0137:2 | TURBINE BOX PANEL | 36.B5
SB0472:B2-11 | SC | SB0472B211 | WHT | 20 | 36.B1 | AF0081:36 | TURBINE BOX PANEL | 36.B7
SB0472:B2-12 | SC | SB0472B212 | WHT | 20 | 36.B1 | AF0081:04 | TURBINE BOX PANEL | 36.B7
SB0473:13 | SC | SB047313 | WHT | 20 | 35.D1 | AF0087:35 | TURBINE BOX PANEL | 35.D7
SB0473:14 | SC | SB047314 | WHT | 20 | 35.D1 | AF0087:03 | TURBINE BOX PANEL | 35.D7
SB0474:13 | SC | SB047413 | WHT | 20 | 36.A1 | AF0087:36 | TURBINE BOX PANEL | 36.A7
SB0474:14 | SC | SB047414 | WHT | 20 | 36.A1 | AF0087:04 | TURBINE BOX PANEL | 36.A7
SH0470:11 | SC | SH047011 | WHT | 20 | 35.B1 | AF0087:33 | TURBINE BOX PANEL | 35.B7
SH0470:12 | SC | SH047012 | WHT | 20 | 35.B1 | AF0087:01 | TURBINE BOX PANEL | 35.B7
SH0470:13 | SC | SH047013 | WHT | 20 | 35.B1 | XT0137:5 | TURBINE BOX PANEL | 35.B5
SH0470:14 | SC | SH047014 | WHT | 20 | 35.B1 | XT0137:6 | TURBINE BOX PANEL | 35.B5
SH0471:11 | SC | SH047111 | WHT | 20 | 35.A1 | XT0137:3 | TURBINE BOX PANEL | 35.A5
SH0471:12 | SC | SH047112 | WHT | 20 | 35.A1 | XT0137:4 | TURBINE BOX PANEL | 35.A5
SH0471:13 | SC | SH047113 | WHT | 20 | 35.A1 | AF0087:32 | TURBINE BOX PANEL | 35.A7
SH0471:14 | SC | SH047114 | WHT | 20 | 35.A1 | AF0087:00 | TURBINE BOX PANEL | 35.A7
SH0472:11 | SC | SH047211 | WHT | 20 | 35.C1 | XT0236:4 | TURBINE BOX PANEL | 35.C5
SH0472:12 | SC | SH047212 | WHT | 20 | 35.C1 | XT0236:5 | TURBINE BOX PANEL | 35.C5
SH0472:13 | SC | FU0139 | WHT | 20 | 35.B1 | XT0236:1 | TURBINE BOX PANEL | 35.B5
SH0472:14 | SC | KA0241A1 | WHT | 20 | 35.B1 | XT0236:2 | TURBINE BOX PANEL | 35.B5
SH0472:X1 | SC | 0V | WHT | 14 | 35.C1 | XT0236:3 | TURBINE BOX PANEL | 35.C5
SH0472:X2 | SC | SH0472X2 | WHT | 20 | 35.C1 | XT0237:2 B1 | TURBINE BOX PANEL | 35.C5
UV0291:24V(-) | SC | 0V | WHT | 14 | 37.C3 | XT0235:3 | TURBINE BOX PANEL | 19.D4
XT0680:2 | SC | 0V | WHT | 14 | 8.B3 | XT0235:3 | TURBINE BOX PANEL | 19.D4
HA0472:BLK-1 | WC5072 | 0V | 1 | 18 | 34.D1 | XT0136:20 | TURBINE BOX PANEL | 34.D3
HA0472:BLK-2 | WC5072 | HA04722 | 2 | 18 | 34.D1 | XT0136:19 | TURBINE BOX PANEL | 34.D3
SolarTools ver. 24.0.84.24712 (Jul 31, 2025)
Report date: 4/7/2026 8:22 AM

## TURBINE BOX PANEL
TURBINE BOX PANEL
JB70
Project # | H0810
Project Name | NC-181 NEWTON CREEK
Revision | A.11
Controls DE | G.MENDOZA
Phone: | 0
Controls ME | S. MARTINEZ
Phone:
From | [5 empty] | To
Device ID | Cable (W) Conductor (SC) Jumper Clip (JC) | Wire No. | Wire ID | Gauge/Size | Page/Zone | Device ID | Location | Page/Zone
XT0060:1 | JC | 0V | CLIP | --- | 10.D1 | XT0060:2 | TURBINE BOX PANEL | 10.D1
XT0080:1 | JC | 0V | CLIP | --- | 9.B1 | XT0080:2 | TURBINE BOX PANEL | 9.B1
XT0080:2 | JC | 0V | CLIP | --- | 9.B1 | XT0080:3 | TURBINE BOX PANEL | 9.B1
XT0134:1 | JC | 0V | CLIP | --- | 19.B2 | XT0134:2 | TURBINE BOX PANEL | 19.B2
XT0134:2 | JC | 0V | CLIP | --- | 19.B2 | XT0134:3 | TURBINE BOX PANEL | 19.B2
XT0134:3 | JC | 0V | CLIP | --- | 19.B2 | XT0134:4 | TURBINE BOX PANEL | 19.B2
XT0135:1 | JC | 0V | CLIP | --- | 19.B4 | XT0135:2 | TURBINE BOX PANEL | 19.B4
XT0135:2 | JC | 0V | CLIP | --- | 19.B4 | XT0135:3 | TURBINE BOX PANEL | 19.B4
XT0135:3 | JC | 0V | CLIP | --- | 19.B4 | XT0135:4 | TURBINE BOX PANEL | 19.C4
XT0136:1 | JC | FU0139 | CLIP | --- | 20.A2 | XT0136:2 | TURBINE BOX PANEL | 20.A2
XT0138:1 | JC | FU0136 | CLIP | --- | 19.A2 | XT0138:2 | TURBINE BOX PANEL | 19.A2
XT0138:2 | JC | FU0136 | CLIP | --- | 19.A2 | XT0138:3 | TURBINE BOX PANEL | 19.A2
XT0138:3 | JC | FU0136 | CLIP | --- | 19.A2 | XT0138:4 | TURBINE BOX PANEL | 19.B2
XT0139:1 | JC | FU0137 | CLIP | --- | 19.A4 | XT0139:2 | TURBINE BOX PANEL | 19.A4
XT0139:2 | JC | FU0137 | CLIP | --- | 19.A4 | XT0139:3 | TURBINE BOX PANEL | 19.B4
XT0233:1 | JC | FU0210 | CLIP | --- | 19.C4 | XT0233:2 | TURBINE BOX PANEL | 19.C4
XT0233:2 | JC | FU0210 | CLIP | --- | 19.C4 | XT0233:3 | TURBINE BOX PANEL | 19.C4
XT0235:1 | JC | 0V | CLIP | --- | 19.D4 | XT0235:2 | TURBINE BOX PANEL | 19.D4
XT0235:2 | JC | 0V | CLIP | --- | 19.D4 | XT0235:3 | TURBINE BOX PANEL | 19.D4
XT0240:10 | JC | 0V | CLIP | --- | 21.D3 | XT0240:11 | TURBINE BOX PANEL | 21.D3
XT0240:12 | JC | FU0139 | CLIP | --- | 21.C4 | XT0240:13 | TURBINE BOX PANEL | 21.C4
AF0061:30 | SC | FCE14408 | WHT | 20 | 44.B7 | XT1440:2 | TURBINE BOX PANEL | 44.B5
AF0061:COM | SC | 0V | WHT | 14 | 10.C2 | XT0060:2 | TURBINE BOX PANEL | 10.D1
AF0061:J | SC | * |  |  | 10.C2 | AF0062:P | TURBINE BOX PANEL | 10.C3
AF0061:V+ | SC | FU0061 | WHT | 14 | 10.C2 | FU0061:LD | TURBINE BOX PANEL | 10.D1
AF0062:02 | SC | 006202 | WHT | 20 | 43.A6 | XT0237:3 B2 | TURBINE BOX PANEL | 43.A5
AF0062:06 | SC | 006206 | WHT | 20 | 103.B7 | KA6100:A1 | TURBINE BOX PANEL | 103.B6
AF0062:08 | SC | 016208 | WHT | 20 | 103.B7 | KA6101:A1 | TURBINE BOX PANEL | 103.B6
AF0062:18 | SC | SV1420A2 | WHT | 16 | 43.A6 | XT0063:2 | TURBINE BOX PANEL | 43.A4
AF0062:20 | SC | SV1420B2 | WHT | 16 | 43.A6 | XT0063:4 | TURBINE BOX PANEL | 43.B4
AF0062:22 | SC | 006222 | WHT | 20 | 103.B7 | KA6100:A2 | TURBINE BOX PANEL | 103.B6
AF0062:24 | SC | 016224 | WHT | 20 | 103.B7 | KA6101:A2 | TURBINE BOX PANEL | 103.B6
AF0062:COM | SC | 0V | WHT | 14 | 10.C3 | XT0060:2 | TURBINE BOX PANEL | 10.D1
AF0062:J | SC | * |  |  | 10.C3 | AF0063:P | TURBINE BOX PANEL | 10.C3
AF0062:V+ | SC | FU0062 | WHT | 14 | 10.C3 | FU0062:LD | TURBINE BOX PANEL | 10.D1
AF0063:COM | SC | AF0063N | WHT | 16 | 10.C3 | AF0064:COM | TURBINE BOX PANEL | 10.C4
AF0063:COM | SC | AU0060N | WHT | 16 | 10.C3 | AU0060:COM | TURBINE BOX PANEL | 10.C2
AF0063:J | SC | * |  |  | 10.C3 | AF0064:P | TURBINE BOX PANEL | 10.C4
AF0063:V+ | SC | AF0063P | WHT | 16 | 10.C3 | AF0064:V+ | TURBINE BOX PANEL | 10.C4
AF0063:V+ | SC | AU0060P | WHT | 16 | 10.C3 | AU0060:V+ | TURBINE BOX PANEL | 10.C2
AF0064:COM | SC | AF0064N | WHT | 16 | 10.C4 | AF0065:COM | TURBINE BOX PANEL | 10.C5
AF0064:J | SC | * |  |  | 10.C4 | AF0065:P | TURBINE BOX PANEL | 10.C5
AF0064:SH | SC | AF0064G | GRN | 16 | 10.C4 | AF0065:SH | TURBINE BOX PANEL | 10.C5
AF0064:SH | SC | AU0060 | GRN | 16 | 10.C4 | AU0060:GND | TURBINE BOX PANEL | 10.C2
AF0064:V+ | SC | AF0064P | WHT | 16 | 10.C4 | AF0065:V+ | TURBINE BOX PANEL | 10.C5
AF0065:COM | SC | AF0065N | WHT | 16 | 10.C5 | AF0068:COM | TURBINE BOX PANEL | 10.C6
AF0065:J | SC | * |  |  | 10.C5 | AF0066:P | TURBINE BOX PANEL | 10.C5
AF0065:SH | SC | AF0065G | GRN | 16 | 10.C5 | AF0066:SH | TURBINE BOX PANEL | 10.C5
AF0065:V+ | SC | AF0065P | WHT | 16 | 10.C5 | AF0068:V+ | TURBINE BOX PANEL | 10.C6
AF0066:COM | SC | 0V | WHT | 14 | 10.C5 | XT0060:2 | TURBINE BOX PANEL | 10.D1
AF0066:J | SC | * |  |  | 10.C5 | AF0067:P | TURBINE BOX PANEL | 10.C6
AF0066:SH | SC | AF0066G | GRN | 16 | 10.C5 | AF0068:SH | TURBINE BOX PANEL | 10.C6
AF0066:V+ | SC | FU0063 | WHT | 16 | 10.C5 | FU0063:LD | TURBINE BOX PANEL | 10.D1
AF0067:06 | SC | KA022311 | WHT | 20 | 59.B7 | KA0223:11 | TURBINE BOX PANEL | 59.B6
AF0067:12 | SC | KA0134A1 | WHT | 20 | 84.B6 | KA0134:A1 | TURBINE BOX PANEL | 20.C6
AF0067:22 | SC | SV22202 | WHT | 16 | 59.B7 | XT0067:2 | TURBINE BOX PANEL | 59.B4
AF0067:COM | SC | 0V | WHT | 14 | 10.C6 | XT0060:2 | TURBINE BOX PANEL | 10.D1
AF0067:J | SC | * |  |  | 10.C6 | AF0068:P | TURBINE BOX PANEL | 10.C6
AF0067:V+ | SC | FU0064 | WHT | 16 | 10.C6 | FU0064:LD | TURBINE BOX PANEL | 10.D1
AF0071:COM | SC | AF0071N | WHT | 16 | 10.B2 | AF0072:COM | TURBINE BOX PANEL | 10.A3
AF0071:COM | SC | AU0070N | WHT | 16 | 10.B2 | AU0070:COM | TURBINE BOX PANEL | 10.A2
AF0071:J | SC | * |  |  | 10.B2 | AF0072:P | TURBINE BOX PANEL | 10.A3
AF0071:SH | SC | AF0071G | GRN | 14 | 10.B2 | AF0072:SH | TURBINE BOX PANEL | 10.A3
AF0071:SH | SC | AU0070 | GRN | 14 | 10.B2 | AU0070:GND | TURBINE BOX PANEL | 10.A2
AF0071:V+ | SC | AF0071P | WHT | 16 | 10.B2 | AF0072:V+ | TURBINE BOX PANEL | 10.A3
AF0071:V+ | SC | AU0070P | WHT | 16 | 10.B2 | AU0070:V+ | TURBINE BOX PANEL | 10.A2
AF0072:COM | SC | AF0072N | WHT | 16 | 10.A3 | AF0073:COM | TURBINE BOX PANEL | 10.B3
AF0072:J | SC | * |  |  | 10.A3 | AF0073:P | TURBINE BOX PANEL | 10.B3
AF0072:SH | SC | AF0072G | GRN | 14 | 10.A3 | AF0073:SH | TURBINE BOX PANEL | 10.B3
AF0072:V+ | SC | AF0072P | WHT | 16 | 10.A3 | AF0073:V+ | TURBINE BOX PANEL | 10.B3
AF0073:COM | SC | AF0073N | WHT | 16 | 10.B3 | AF0074:COM | TURBINE BOX PANEL | 10.B4
AF0073:J | SC | * |  |  | 10.B3 | AF0074:P | TURBINE BOX PANEL | 10.B4
AF0073:SH | SC | AF0073G | GRN | 14 | 10.B3 | AF0074:SH | TURBINE BOX PANEL | 10.B4
AF0073:V+ | SC | AF0073P | WHT | 16 | 10.B3 | AF0074:V+ | TURBINE BOX PANEL | 10.B4
AF0074:05 | SC | 007404 | WHT | 20 | 18.D7 | XT0085:2 | TURBINE BOX PANEL | 18.D6
AF0074:21 | SC | 0V | WHT | 20 | 18.D7 | XT0085:3 | TURBINE BOX PANEL | 18.D6
AF0074:COM | SC | AF0074N | WHT | 16 | 10.B4 | AF0075:COM | TURBINE BOX PANEL | 10.A5
AF0074:J | SC | * |  |  | 10.B4 | AF0075:P | TURBINE BOX PANEL | 10.A5
AF0074:SH | SC | AF0074G | GRN | 14 | 10.B4 | AF0075:SH | TURBINE BOX PANEL | 10.A5
AF0074:V+ | SC | AF0074P | WHT | 16 | 10.B4 | AF0075:V+ | TURBINE BOX PANEL | 10.A5
AF0075:COM | SC | AF0075N | WHT | 16 | 10.A5 | AF0077:COM | TURBINE BOX PANEL | 10.B6
AF0075:J | SC | * |  |  | 10.A5 | AF0076:P | TURBINE BOX PANEL | 10.A5
AF0075:SH | SC | AF0075G | GRN | 14 | 10.A5 | AF0077:SH | TURBINE BOX PANEL | 10.B6
AF0075:V+ | SC | AF0075P | WHT | 16 | 10.A5 | AF0077:V+ | TURBINE BOX PANEL | 10.B6
AF0076:05 | SC | KA0223A1 | WHT | 20 | 59.B7 | KA0223:A1 | TURBINE BOX PANEL | 59.B6
AF0076:06 | SC | KA0224A1 | WHT | 20 | 60.A7 | KA0224:A1 | TURBINE BOX PANEL | 60.A6
AF0076:08 | SC | 007608 | WHT | 20 | 37.A7 | KA1020:A1 | TURBINE BOX PANEL | 37.A5
AF0076:10 | SC | KT014615 | WHT | 20 | 21.C7 | KT0146:15 | TURBINE BOX PANEL | 21.C6
AF0076:11 | SC | UA1200J14 | WHT | 20 | 22.B7 | UA1200:J1-4 | TURBINE BOX PANEL | 22.A3
AF0076:12 | SC | 007612 | WHT | 20 | 22.B7 | XT0237:1 B2 | TURBINE BOX PANEL | 22.B5
AF0076:13 | SC | KT0146B1 | WHT | 20 | 20.B2 | KT0146:B1 | TURBINE BOX PANEL | 20.B2
AF0076:21 | SC | KA0223A2 | WHT | 20 | 59.B7 | KA0223:A2 | TURBINE BOX PANEL | 59.B6
AF0076:22 | SC | KA0224A2 | WHT | 20 | 60.A7 | KA0224:A2 | TURBINE BOX PANEL | 60.A6
AF0076:24 | SC | 007624 | WHT | 20 | 37.A7 | KA1020:A2 | TURBINE BOX PANEL | 37.A5
AF0076:29 | SC | KT0146A2 | WHT | 20 | 20.B2 | KT0146:A2 | TURBINE BOX PANEL | 20.B2
AF0076:COM | SC | 0V | WHT | 14 | 10.A5 | XT0070:1 | TURBINE BOX PANEL | 10.B1
AF0076:J | SC | * |  |  | 10.A5 | AF0077:P | TURBINE BOX PANEL | 10.B6
AF0076:V+ | SC | FU0071 | WHT | 16 | 10.A5 | FU0071:LD | TURBINE BOX PANEL | 10.B1
AF0081:03 | SC | 008103 | WHT | 20 | 22.B7 | KA0130:14 | TURBINE BOX PANEL | 22.C6
AF0081:19 | SC | UA1200J27 | WHT | 20 | 22.B7 | UA1200:J2-7 | TURBINE BOX PANEL | 22.A3
AF0081:35 | SC | 008135 | WHT | 20 | 22.B7 | KA0130:A1 | TURBINE BOX PANEL | 22.B5
AF0081:07 | SC | JP2 | VIO | 20 | 38.D7 | AF0081:39 | TURBINE BOX PANEL | 38.D7
XT0240:2 | SC | JP0 | VIO | 20 | 21.A3 | XT0240:1 | TURBINE BOX PANEL | 21.A3
XT0240:3 | SC | JP242 | VIO | 20 | 21.A3 | XT0240:2 | TURBINE BOX PANEL | 21.A3
XT0240:4 | SC | JP243 | VIO | 20 | 21.A3 | XT0240:3 | TURBINE BOX PANEL | 21.A3
AF0081:COM | SC | AF0081N | WHT | 16 | 9.A2 | AF0082:COM | TURBINE BOX PANEL | 9.B3
AF0081:COM | SC | AU0080N | WHT | 20 | 9.A2 | AU0080:COM | TURBINE BOX PANEL | 9.A1
AF0081:J | SC | * |  |  | 9.A2 | AF0082:P | TURBINE BOX PANEL | 9.B3
AF0081:V+ | SC | AF0081P | WHT | 16 | 9.A2 | AF0082:V+ | TURBINE BOX PANEL | 9.B3
AF0081:V+ | SC | AU0080P | WHT | 20 | 9.A2 | AU0080:V+ | TURBINE BOX PANEL | 9.A1
AF0082:COM | SC | AF0082N | WHT | 16 | 9.B3 | AF0083:COM | TURBINE BOX PANEL | 9.B3
AF0082:J | SC | * |  |  | 9.B3 | AF0083:P | TURBINE BOX PANEL | 9.B3
AF0082:V+ | SC | AF0082P | WHT | 16 | 9.B3 | AF0083:V+ | TURBINE BOX PANEL | 9.B3
AF0083:COM | SC | AF0083N | WHT | 16 | 9.B3 | AF0084:COM | TURBINE BOX PANEL | 9.B4
AF0083:J | SC | * |  |  | 9.B3 | AF0084:P | TURBINE BOX PANEL | 9.B4
AF0083:SH | SC | AF0083G | GRN | 16 | 9.B3 | AF0084:SH | TURBINE BOX PANEL | 9.B4
AF0083:SH | SC | AU0080G | GRN | 16 | 9.B3 | AU0080:GND | TURBINE BOX PANEL | 9.A1
AF0083:V+ | SC | AF0083P | WHT | 16 | 9.B3 | AF0084:V+ | TURBINE BOX PANEL | 9.B4
AF0084:COM | SC | AF0084N | WHT | 16 | 9.B4 | AF0085:COM | TURBINE BOX PANEL | 9.B4
AF0084:J | SC | * |  |  | 9.B4 | AF0085:P | TURBINE BOX PANEL | 9.B4
AF0084:SH | SC | AF0084G | GRN | 16 | 9.B4 | AF0085:SH | TURBINE BOX PANEL | 9.B4
AF0084:V+ | SC | AF0084P | WHT | 16 | 9.B4 | AF0085:V+ | TURBINE BOX PANEL | 9.B4
AF0085:COM | SC | AF0085N | WHT | 16 | 9.B4 | AF0086:COM | TURBINE BOX PANEL | 9.B5
AF0085:J | SC | * |  |  | 9.B4 | AF0086:P | TURBINE BOX PANEL | 9.B5
AF0085:SH | SC | AF0085G | GRN | 16 | 9.B4 | AF0086:SH | TURBINE BOX PANEL | 9.B5
AF0085:V+ | SC | AF0085P | WHT | 16 | 9.B4 | AF0086:V+ | TURBINE BOX PANEL | 9.B5
AF0086:COM | SC | AF0086N | WHT | 16 | 9.B5 | AF0087:COM | TURBINE BOX PANEL | 9.B6
AF0086:J | SC | * |  |  | 9.B5 | AF0087:P | TURBINE BOX PANEL | 9.B6
AF0086:V+ | SC | AF0086P | WHT | 16 | 9.B5 | AF0087:V+ | TURBINE BOX PANEL | 9.B6
AF0087:11 | SC | KA013624 | WHT | 20 | 20.B4 | KA0136:24 | TURBINE BOX PANEL | 20.B3
AF0087:43 | SC | KA013621 | WHT | 20 | 20.B4 | KA0136:21 | TURBINE BOX PANEL | 20.B3
AU0060:COM | SC | 0V | WHT | 14 | 10.C2 | XT0060:1 | TURBINE BOX PANEL | 10.D1
AU0060:V+ | SC | FU0060 | WHT | 14 | 10.C2 | FU0060:LD | TURBINE BOX PANEL | 10.C1
AU0070:COM | SC | 0V | WHT | 14 | 10.A2 | XT0070:1 | TURBINE BOX PANEL | 10.B1
AU0070:V+ | SC | FU0070 | WHT | 16 | 10.A2 | FU0070:LD | TURBINE BOX PANEL | 10.B1
AU0080:COM | SC | 0V | WHT | 14 | 9.A1 | XT0080:1 | TURBINE BOX PANEL | 9.B1
AU0080:V+ | SC | FU0080 | WHT | 14 | 9.A1 | FU0080:LD | TURBINE BOX PANEL | 9.B1
FU0010:LI | SC | FU0137 | WHT | 14 | 19.A5 | FU0139:LI | TURBINE BOX PANEL | 19.A5
FU0010:LI | SC | FU0137 | WHT | 14 | 19.A5 | XT0139:1 | TURBINE BOX PANEL | 19.A4
FU0060:LI | SC | FU0210 | WHT | 14 | 10.C1 | XT0233:1 | TURBINE BOX PANEL | 19.C4
FU0060:LI | SC | FU0210 | WHT | 14 | 10.C1 | FU0061:LI | TURBINE BOX PANEL | 10.D1
FU0061:LI | SC | FU0210 | WHT | 14 | 10.D1 | FU0062:LI | TURBINE BOX PANEL | 10.D1
FU0062:LI | SC | FU0210 | WHT | 14 | 10.D1 | FU0063:LI | TURBINE BOX PANEL | 10.D1
FU0063:LI | SC | FU0210 | WHT | 14 | 10.D1 | FU0064:LI | TURBINE BOX PANEL | 10.D1
FU0070:LI | SC | FU0210 | WHT | 14 | 10.B1 | XT0233:2 | TURBINE BOX PANEL | 19.C4
FU0070:LI | SC | FU0210 | WHT | 14 | 10.B1 | FU0071:LI | TURBINE BOX PANEL | 10.B1
FU0080:LI | SC | FU0137 | WHT | 14 | 9.B1 | XT0139:1 | TURBINE BOX PANEL | 19.A4
FU0136:LD | SC | FU0136 | WHT | 10 | 19.A2 | XT0138:1 | TURBINE BOX PANEL | 19.A2
FU0137:LD | SC | FU0137 | WHT | 14 | 19.A4 | XT0139:1 | TURBINE BOX PANEL | 19.A4
FU0137:LI | SC | FU0136 | WHT | 12 | 19.A4 | XT0138:1 | TURBINE BOX PANEL | 19.A2
FU0139:LD | SC | FU0139 | WHT | 14 | 19.A5 | XT0136:1 | TURBINE BOX PANEL | 20.A2
FU0139:LI | SC | FU0137 | WHT | 14 | 19.A5 | FU2220:LI | TURBINE BOX PANEL | 19.A5
FU0210:LD | SC | FU0210 | WHT | 12 | 19.C4 | XT0233:1 | TURBINE BOX PANEL | 19.C4
FU0210:LI | SC | FU0136 | WHT | 12 | 19.C4 | XT0138:4 | TURBINE BOX PANEL | 19.B2
FU0211:LD | SC | FU0211 | WHT | 14 | 19.B4 | KA1020:14 | TURBINE BOX PANEL | 42.A5
FU0211:LI | SC | FU0137 | WHT | 14 | 19.B4 | XT0139:3 | TURBINE BOX PANEL | 19.B4
FU0212:LD | SC | FU0212 | WHT | 16 | 19.C5 | XT0233:4 | TURBINE BOX PANEL | 22.C5
FU0212:LI | SC | FU0210 | WHT | 14 | 19.C5 | XT0233:1 | TURBINE BOX PANEL | 19.C4
FU0213:LI | SC | FU0137 | WHT | 14 | 19.B5 | XT0139:3 | TURBINE BOX PANEL | 19.B4
FU0214:LI | SC | FU0210 | WHT | 16 | 19.C4 | XT0233:2 | TURBINE BOX PANEL | 19.C4
FU2220:LD | SC | FU2220 | WHT | 14 | 19.A5 | XT0055:1 | TURBINE BOX PANEL | 61.B5
GR0131: | SC | GR0131 | GRN/YEL | 14 | 5.A3 | FRAME | TURBINE BOX PANEL | 5.A3
KA0130:A1 | SC | 008135 | WHT | 20 | 22.B5 | KA0130:11 | TURBINE BOX PANEL | 22.C6
KA0130:A2 | SC | UA1200J26 | WHT | 20 | 22.B5 | UA1200:J2-6 | TURBINE BOX PANEL | 22.A3
KA0131:11 | SC | KA0135A1 | WHT | 20 | 20.D4 | KA0135:A1 | TURBINE BOX PANEL | 20.D6
KA0131:12 | SC | KA013724 | WHT | 20 | 20.D4 | KA0137:24 | TURBINE BOX PANEL | 20.D3
KA0131:A1 | SC | KA0231A1 | WHT | 20 | 20.B6 | KA0132:A1 | TURBINE BOX PANEL | 20.B6
KA0131:A1 | SC | KA0231A1 | WHT | 20 | 20.B6 | XT0136:10 | TURBINE BOX PANEL | 20.B5
KA0131:A2 | SC | 0V | WHT | 14 | 20.B6 | KA0132:A2 | TURBINE BOX PANEL | 20.B6
KA0131:A2 | SC | 0V | WHT | 14 | 20.B6 | KT0145:A2 | TURBINE BOX PANEL | 20.B6
KA0132:11 | SC | FU0139 | WHT | 20 | 20.A3 | KA0133:11 | TURBINE BOX PANEL | 20.A3
KA0132:11 | SC | FU0139 | WHT | 20 | 20.A3 | KT0145:15 | TURBINE BOX PANEL | 20.D2
KA0132:12 | SC | KT0141A1 | WHT | 20 | 20.A3 | KT0142:A1 | TURBINE BOX PANEL | 20.A6
KA0132:12 | SC | KT0141A1 | WHT | 20 | 20.A3 | KA0133:12 | TURBINE BOX PANEL | 20.A3
KA0132:21 | SC | KA0138A1 | WHT | 20 | 20.D4 | KA0138:A1 | TURBINE BOX PANEL | 20.D6
KA0132:22 | SC | KA013222 | WHT | 20 | 20.D4 | KA0137:14 | TURBINE BOX PANEL | 20.D3
KA0132:22 | SC | KA013222 | WHT | 20 | 20.D4 | KT0141:18 | TURBINE BOX PANEL | 20.D2
KA0132:24 | SC | KA013224 | WHT | 20 | 20.D4 | KA0134:14 | TURBINE BOX PANEL | 20.D3
KA0132:A1 | SC | KA0231A1 | WHT | 20 | 20.B6 | KA0141:A1 | TURBINE BOX PANEL | 20.C6
KA0132:A2 | SC | 0V | WHT | 14 | 20.B6 | KA0141:A2 | TURBINE BOX PANEL | 20.C6
KA0133:11 | SC | FU0139 | WHT | 20 | 20.A3 | KA0134:11 | TURBINE BOX PANEL | 20.D3
KA0133:A2 | SC | 0V | WHT | 14 | 20.C6 | KA0134:A2 | TURBINE BOX PANEL | 20.C6
KA0133:A2 | SC | 0V | WHT | 14 | 20.C6 | KA0141:A2 | TURBINE BOX PANEL | 20.C6
KA0134:11 | SC | FU0139 | WHT | 20 | 20.D3 | KA0136:11 | TURBINE BOX PANEL | 20.B4
KA0134:A2 | SC | 0V | WHT | 14 | 20.C6 | KA0144:A2 | TURBINE BOX PANEL | 20.C6
KA0135:A1 | SC | KA0135A1 | WHT | 20 | 20.D6 | KA0144:A1 | TURBINE BOX PANEL | 20.C6
KA0135:A2 | SC | 0V | WHT | 14 | 20.D6 | KA0136:A2 | TURBINE BOX PANEL | 20.D6
KA0135:A2 | SC | 0V | WHT | 14 | 20.D6 | KA0144:A2 | TURBINE BOX PANEL | 20.C6
KA0136:11 | SC | FU0139 | WHT | 20 | 20.B4 | KA0137:21 | TURBINE BOX PANEL | 20.D3
KA0136:14 | SC | KA013821 | WHT | 20 | 20.B4 | KA0138:21 | TURBINE BOX PANEL | 20.B5
KA0136:A1 | SC | PS32002 | WHT | 20 | 20.D6 | XT0136:5 | TURBINE BOX PANEL | 81.D4
KA0136:A2 | SC | 0V | WHT | 14 | 20.D6 | KA0137:A2 | TURBINE BOX PANEL | 20.D6
KA0137:11 | SC | FU0139 | WHT | 20 | 20.D3 | KA0137:21 | TURBINE BOX PANEL | 20.D3
KA0137:24 | SC | KA013724 | WHT | 20 | 20.D3 | AF0087:09 | TURBINE BOX PANEL | 20.C4
KA0137:A1 | SC | KA0137A1 | WHT | 20 | 20.D6 | KT0142:18 | TURBINE BOX PANEL | 20.D2
KA0137:A2 | SC | 0V | WHT | 14 | 20.D6 | KA0138:A2 | TURBINE BOX PANEL | 20.D6
KA0138:11 | SC | KM3170EP | WHT | 16 | 84.A6 | XT0136:13 | TURBINE BOX PANEL | 84.A5
KA0138:14 | SC | FU0139 | WHT | 20 | 84.A6 | XT0136:11 | TURBINE BOX PANEL | 84.A6
KA0138:24 | SC | KT0144B1 | WHT | 20 | 20.B5 | KT0144:B1 | TURBINE BOX PANEL | 20.B6
KA0141:21 | SC | KT0146A1 | WHT | 20 | 20.B2 | KT0146:A1 | TURBINE BOX PANEL | 20.B2
KA0141:24 | SC | FU0139 | WHT | 20 | 20.B2 | XT0136:2 | TURBINE BOX PANEL | 20.A2
KA0144:22 | SC | KA014422 | WHT | 20 | 106.A5 | KA0176:A1 | TURBINE BOX PANEL | 106.B5
KA0176:11 | SC | KA017611 | WHT | 20 | 106.A6 | XT0055:5 | TURBINE BOX PANEL | 106.A5
KA0176:21 | SC | KA017621 | WHT | 20 | 106.C6 | XT0055:7 | TURBINE BOX PANEL | 106.C5
KA0176:A1 | SC | KA014422 | WHT | 20 | 106.B5 | KA0177:A1 | TURBINE BOX PANEL | 106.B5
KA0176:A2 | SC | 0V | WHT | 14 | 106.B5 | XT0063:8 | TURBINE BOX PANEL | 106.B7
KA0176:A2 | SC | 0V | WHT | 14 | 106.B5 | KA0177:A2 | TURBINE BOX PANEL | 106.B5
KA1020:24 | SC | 0V | WHT | 14 | 42.A5 | XT0135:1 | TURBINE BOX PANEL | 19.B4
KT0140:15 | SC | FU0139 | WHT | 20 | 20.D1 | KT0142:15 | TURBINE BOX PANEL | 20.D2
KT0140:15 | SC | FU0139 | WHT | 20 | 20.A2 | XT0136:2 | TURBINE BOX PANEL | 20.A2
KT0140:16 | SC | KT014115 | WHT | 20 | 20.D1 | KT0141:15 | TURBINE BOX PANEL | 20.D2
KT0140:18 | SC | KT0143A1 | WHT | 20 | 20.A2 | KT0143:A1 | TURBINE BOX PANEL | 20.A6
KT0140:A1 | SC | KT0140A1 | WHT | 20 | 20.A6 | KT0143:16 | TURBINE BOX PANEL | 20.A5
KT0140:A2 | SC | 0V | WHT | 14 | 20.A6 | KT0141:A2 | TURBINE BOX PANEL | 20.A6
KT0140:A2 | SC | 0V | WHT | 14 | 20.A6 | XT0136:3 | TURBINE BOX PANEL | 20.A2
KT0141:18 | SC | KA013222 | WHT | 20 | 20.D2 | KT0144:18 | TURBINE BOX PANEL | 20.D2
KT0141:A1 | SC | KT0141A1 | WHT | 20 | 20.A6 | KT0143:15 | TURBINE BOX PANEL | 20.A5
KT0141:A1 | SC | KT0141A1 | WHT | 20 | 20.A6 | KT0142:A1 | TURBINE BOX PANEL | 20.A6
KT0141:A2 | SC | 0V | WHT | 14 | 20.A6 | KT0142:A2 | TURBINE BOX PANEL | 20.A6
KT0142:15 | SC | FU0139 | WHT | 20 | 20.D2 | KT0144:A1 | TURBINE BOX PANEL | 20.B6
KT0142:18 | SC | KA0137A1 | WHT | 20 | 20.D2 | KT0145:18 | TURBINE BOX PANEL | 20.D2
KT0142:A2 | SC | 0V | WHT | 14 | 20.A6 | KT0143:A2 | TURBINE BOX PANEL | 20.A6
KT0143:A2 | SC | 0V | WHT | 14 | 20.A6 | KT0144:A2 | TURBINE BOX PANEL | 20.B6
KT0144:15 | SC | FU0139 | WHT | 20 | 20.D2 | KT0145:15 | TURBINE BOX PANEL | 20.D2
KT0144:15 | SC | FU0139 | WHT | 20 | 20.D2 | KT0144:A1 | TURBINE BOX PANEL | 20.B6
KT0144:A2 | SC | 0V | WHT | 14 | 20.B6 | KT0145:A2 | TURBINE BOX PANEL | 20.B6
RR0851: -3.01K OHM | SC | FU0137 | LEAD | --- | 18.D6 | XT0085:1 | TURBINE BOX PANEL | 18.D6
RR0851: -3.01K OHM | SC | 007404 | LEAD | --- | 18.D6 | XT0085:2 | TURBINE BOX PANEL | 18.D6
RR0852: -1.0K OHM | SC | 0V | LEAD | --- | 18.D6 | XT0085:3 | TURBINE BOX PANEL | 18.D6
RR0852: -1.0K OHM | SC | 007404 | LEAD | --- | 18.D6 | XT0085:2 | TURBINE BOX PANEL | 18.D6
UA1200:J1-10 | SC | FU0212 | WHT | 20 | 22.A3 | XT0233:4 | TURBINE BOX PANEL | 22.C5
UA1200:J1-5 | SC | UA1200J15 | WHT | 20 | 22.A3 | XT0237:1 B1 | TURBINE BOX PANEL | 22.B5
UA1200:J1-8 | SC | UA1200J | WHT | 20 | 72.B6 | UA1200:J3-5 | TURBINE BOX PANEL | 72.B6
UA1200:J1-9 | SC | 0V | WHT | 20 | 22.A3 | XT0235:4 | TURBINE BOX PANEL | 22.C5
UA1200:J2-1 | SC | UA1200J21 | WHT | 20 | 22.A3 | XT0060:3 | TURBINE BOX PANEL | 22.C5
UA1200:J2-2 | SC | FU0212 | WHT | 20 | 22.A3 | XT0233:4 | TURBINE BOX PANEL | 22.C5
VD6211:--1N4007 | SC | KA017611 | LEAD | --- | 106.A5 | XT0055:5 | TURBINE BOX PANEL | 106.A5
VD6211:+-1N4007 | SC | 009304 | LEAD | --- | 106.A5 | XT0055:6 | TURBINE BOX PANEL | 106.A6
VD6221:--1N4007 | SC | KA017621 | LEAD | --- | 106.C5 | XT0055:7 | TURBINE BOX PANEL | 106.C5
VD6221:+-1N4007 | SC | 009305 | LEAD | --- | 106.C5 | XT0055:8 | TURBINE BOX PANEL | 106.C6
XT0055:2 | SC | 0V | WHT | 14 | 61.B5 | XT0135:3 | TURBINE BOX PANEL | 19.B4
XT0063:1 | SC | SV1420A1 | WHT | 20 | 43.A4 | XT0237:3 B1 | TURBINE BOX PANEL | 43.A5
XT0070:1 | SC | 0V | WHT | 14 | 10.B1 | XT0235:1 | TURBINE BOX PANEL | 19.D4
XT0080:1 | SC | 0V | WHT | 14 | 9.B1 | XT0135:2 | TURBINE BOX PANEL | 19.B4
XT0134:4 | SC | 0V | WHT | 14 | 19.B2 | XT0235:1 | TURBINE BOX PANEL | 19.D4
XT0135:1 | SC | 0V | WHT | 14 | 19.B4 | XT0134:1 | TURBINE BOX PANEL | 19.B2
XT0135:1 | SC | 0V | WHT | 14 | 19.B4 | XT0136:3 | TURBINE BOX PANEL | 20.A2
XT0135:3 | SC | 0V | WHT | 14 | 19.B4 | XT0085:3 | TURBINE BOX PANEL | 18.D6
XT0136:1 | SC | FU0139 | WHT | 20 | 20.A2 | XT0136:11 | TURBINE BOX PANEL | 84.A6
XT0136:1 | SC | FU0139 | WHT | 20 | 20.A2 | XT0240:13 | TURBINE BOX PANEL | 21.C4
XT0136:12 | SC | 0V | WHT | 14 | 84.A5 | XT0136:3 | TURBINE BOX PANEL | 20.A2
XT0136:3 | SC | 0V | WHT | 14 | 20.A2 | XT0240:11 | TURBINE BOX PANEL | 21.D3
XT0136:4 | SC | FU0139 | WHT | 20 | 81.D4 | XT0136:1 | TURBINE BOX PANEL | 20.A2
XT0137:1 | SC | ESTOPD | WHT | 20 | 36.B5 | XT0240:4 | TURBINE BOX PANEL | 21.A3
XT0137:2 | SC | ESTOP | WHT | 20 | 36.B5 | XT0240:5 | TURBINE BOX PANEL | 21.A3
XT0139:2 | SC | FU0137 | WHT | 14 | 19.A4 | XT0085:1 | TURBINE BOX PANEL | 18.D6
XT0235:1 | SC | 0V | WHT | 14 | 19.D4 | XT0060:1 | TURBINE BOX PANEL | 10.D1
XT0235:4 | SC | 0V | WHT | 14 | 22.C5 | XT0235:2 | TURBINE BOX PANEL | 19.D4
XT0236:1 | SC | FU0139 | WHT | 20 | 35.B5 | XT0240:12 | TURBINE BOX PANEL | 21.C4
XT0236:2 | SC | KA0241A1 | WHT | 20 | 35.B5 | XT0240:7 | TURBINE BOX PANEL | 21.C3
XT0236:3 | SC | 0V | WHT | 14 | 35.C5 | XT0240:10 | TURBINE BOX PANEL | 21.D3
XT0237:2 B2 | SC | KA023612 | WHT | 20 | 35.C5 | XT0240:14 | TURBINE BOX PANEL | 21.D4
XT0240:6 | SC | ESTOP | WHT | 20 | 21.B3 | XT0240:5 | TURBINE BOX PANEL | 21.A3
AU0060:L1 | WC0007 | AU0070L2 | ENET | CABLE | 10.C2 | AU0070:L2 | TURBINE BOX PANEL | 10.A2
AU0070:L1 | WC0008 | AU0080L2 | ENET | CABLE | 10.A2 | AU0080:L2 | TURBINE BOX PANEL | 9.A1
AF0065:12 | WC4524 | UA1200J13 | RED | 20 | 22.A7 | UA1200:J1-3 | TURBINE BOX PANEL | 22.A3
AF0065:28 | WC4524 | UA1200J11 | BLK | 20 | 22.A7 | UA1200:J1-1 | TURBINE BOX PANEL | 22.A3
AF0065:60 | WC4524 | UA1200S | SH | 20 | 22.A7 | FLOATING | TURBINE BOX PANEL | 22.A3
XT0134:2 | SC | 0V | WHT | 14 | 19.B2 | XT0170:3 | FIRE BOX^DOOR | 12.A2
XT0063:7 | WC0176 | FU0170 | 1 | 12 | 106.A7 | XT0170:2 | FIRE BOX^DOOR | 12.A2
XT0063:8 | WC0176 | 0V | 2 | 12 | 106.B7 | XT0170:3 | FIRE BOX^DOOR | 12.A2
XT0136:14 | WC0177 | FU0170 | WHT | 18 | 34.D6 | XT0170:1 | FIRE BOX^DOOR | 12.A2
XT0136:19 | WC0472 | HA04722 | 1 | 18 | 34.D3 | XT0170:23 | FIRE BOX^DOOR | 34.D4
XT0136:20 | WC0472 | 0V | 2 | 18 | 34.D3 | XT0170:24 | FIRE BOX^DOOR | 34.D4
XT0136:17 | WC8422 | KA017814 | 1 | 18 | 34.D5 | XT0170:22 | FIRE BOX^DOOR | 34.D5
XT0136:18 | WC8422 | HA04722 | 2 | 18 | 34.D5 | XT0170:23 | FIRE BOX^DOOR | 34.D4
XT0138:2 | SC | FU0136 | WHT | 12 | 19.A2 | FU0170:LI | FIRE PANEL | 12.A2
XT0240:13 | SC | FU0139 | WHT | 20 | 21.C4 | AT0170:30 | FIRE PANEL | 12.C3
XT0240:13 | SC | FU0139 | WHT | 20 | 21.C4 | AT0170:24 | FIRE PANEL | 12.B3
XT0240:8 | SC | KA0243A1 | WHT | 20 | 21.C3 | AT0170:26 | FIRE PANEL | 12.B3
XT0240:9 | SC | KA0245A1 | WHT | 20 | 21.D3 | AT0170:32 | FIRE PANEL | 12.C3
FU0213:LD | SC | FT22201 | WHT | 16 | 19.B5 | XT0050:9 | GENERATOR BOX^DOOR | 57.A5
XT0135:4 | SC | 0V | WHT | 14 | 19.C4 | XT0050:11 | GENERATOR BOX^DOOR | 57.A5
AU0060:L2 | WC0006 | AU0060L2 | ENET | CABLE | 10.C2 | AU0050:L1 | GENERATOR BOX^DOOR | 11.A2
FU0010:LD | SC | FU0010 | WHT | 14 | 19.A5 | UV0600:(+) | GENERATOR PANEL | 6.B2
XT0135:1 | SC | 0V | WHT | 14 | 19.B4 | UV0600:(-) | GENERATOR PANEL | 6.B2
FU0136:LI | WC0133 | 24V | 1 | 12 | 19.A2 | UJ0131:OUT(+) | GENERATOR PANEL | 18.B4
XT0134:1 | WC0133 | 0V | 2 | 12 | 19.B2 | UJ0131:OUT(-) | GENERATOR PANEL | 18.B4
XT0134:3 | WC8019 | 0V | 2 | 12 | 19.B2 | XT0334:1 | GENERATOR PANEL | 26.C2
XT0136:10 | WC8019 | KA0231A1 | 4 | 12 | 20.B5 | XT0334:2 | GENERATOR PANEL | 26.C2
XT0138:3 | WC8019 | FU0136 | 3 | 12 | 19.A2 | XT0332:1 | GENERATOR PANEL | 26.B2
XT0240:6 | WC8019 | ESTOP | 1 | 12 | 21.B3 | XT0336:1 | GENERATOR PANEL | 26.C4
AF0081:04 | SC | SB0472B212 | WHT | 20 | 36.B7 | SB0472:B2-12 | TURBINE BOX DOOR | 36.B1
AF0081:36 | SC | SB0472B211 | WHT | 20 | 36.B7 | SB0472:B2-11 | TURBINE BOX DOOR | 36.B1
AF0087:00 | SC | SH047114 | WHT | 20 | 35.A7 | SH0471:14 | TURBINE BOX DOOR | 35.A1
AF0087:01 | SC | SH047012 | WHT | 20 | 35.B7 | SH0470:12 | TURBINE BOX DOOR | 35.B1
AF0087:02 | SC | SB047112 | WHT | 20 | 35.D7 | SB0471:12 | TURBINE BOX DOOR | 35.D1
AF0087:03 | SC | SB047314 | WHT | 20 | 35.D7 | SB0473:14 | TURBINE BOX DOOR | 35.D1
AF0087:04 | SC | SB047414 | WHT | 20 | 36.A7 | SB0474:14 | TURBINE BOX DOOR | 36.A1
AF0087:05 | SC | SA047312 | WHT | 20 | 36.D7 | SA0473:12 | TURBINE BOX DOOR | 36.D1
AF0087:06 | SC | SA047314 | WHT | 20 | 36.D7 | SA0473:14 | TURBINE BOX DOOR | 36.D1
AF0087:07 | SC | SA0471B214 | WHT | 20 | 36.A7 | SA0471:B2-14 | TURBINE BOX DOOR | 36.A1
AF0087:08 | SC | SA0471B114 | WHT | 20 | 36.B7 | SA0471:B1-14 | TURBINE BOX DOOR | 36.B1
AF0087:32 | SC | SH047113 | WHT | 20 | 35.A7 | SH0471:13 | TURBINE BOX DOOR | 35.A1
AF0087:33 | SC | SH047011 | WHT | 20 | 35.B7 | SH0470:11 | TURBINE BOX DOOR | 35.B1
AF0087:34 | SC | SB047111 | WHT | 20 | 35.D7 | SB0471:11 | TURBINE BOX DOOR | 35.D1
AF0087:35 | SC | SB047313 | WHT | 20 | 35.D7 | SB0473:13 | TURBINE BOX DOOR | 35.D1
AF0087:36 | SC | SB047413 | WHT | 20 | 36.A7 | SB0474:13 | TURBINE BOX DOOR | 36.A1
AF0087:37 | SC | SA047311 | WHT | 20 | 36.D7 | SA0473:11 | TURBINE BOX DOOR | 36.D1
AF0087:38 | SC | SA047313 | WHT | 20 | 36.D7 | SA0473:13 | TURBINE BOX DOOR | 36.D1
AF0087:39 | SC | SA0471B213 | WHT | 20 | 36.A7 | SA0471:B2-13 | TURBINE BOX DOOR | 36.A1
AF0087:40 | SC | SA0471B113 | WHT | 20 | 36.B7 | SA0471:B1-13 | TURBINE BOX DOOR | 36.B1
AF0061:14 | SC | 006114 | WHT | 20 | 44.B7 | KA0234:14 | LEFT RAIL^JB70 | 44.B6
AF0062:04 | SC | 006204 | WHT | 20 | 43.A6 | KA0233:14 | LEFT RAIL^JB70 | 43.A6
AF0062:34 | SC | 006234 | WHT | 20 | 43.A6 | KA0233:22 | LEFT RAIL^JB70 | 43.A6
AF0076:26 | SC | KA0231A2 | WHT | 20 | 21.C7 | KA0231:A2 | LEFT RAIL^JB70 | 21.C6
AF0081:00 | SC | UA1200J21 | WHT | 20 | 21.A7 | KA0241:11 | LEFT RAIL^JB70 | 21.A5
AF0081:01 | SC | KA024314 | WHT | 20 | 21.B7 | KA0243:14 | LEFT RAIL^JB70 | 21.B6
AF0081:02 | SC | KA024524 | WHT | 20 | 21.B7 | KA0245:24 | LEFT RAIL^JB70 | 21.B6
AF0081:08 | SC | KA024214 | WHT | 20 | 21.C7 | KA0242:14 | LEFT RAIL^JB70 | 21.C6
AF0081:09 | SC | KA023924 | WHT | 20 | 21.A7 | KA0239:24 | LEFT RAIL^JB70 | 21.B6
AF0081:33 | SC | KA024311 | WHT | 20 | 21.B7 | KA0243:11 | LEFT RAIL^JB70 | 21.B6
AF0081:34 | SC | KA024521 | WHT | 20 | 21.B7 | KA0245:21 | LEFT RAIL^JB70 | 21.B6
AF0081:41 | SC | KA023921 | WHT | 20 | 21.A7 | KA0239:21 | LEFT RAIL^JB70 | 21.B6
FU0212:LD | SC | FU0212 | WHT | 16 | 19.C5 | KA0248:21 | LEFT RAIL^JB70 | 22.B6
KA0141:21 | SC | KT0146A1 | WHT | 20 | 20.B2 | KA0241:21 | LEFT RAIL^JB70 | 20.B2
KA0141:24 | SC | FU0139 | WHT | 20 | 20.B2 | KA0241:24 | LEFT RAIL^JB70 | 20.B2
KA0144:21 | SC | KA023222 | WHT | 20 | 106.A5 | KA0232:22 | LEFT RAIL^JB70 | 106.A6
KA0144:22 | SC | KA014422 | WHT | 20 | 106.A5 | KA0249:12 | LEFT RAIL^JB70 | 106.A5
KA0223:14 | SC | KA024024 | WHT | 20 | 59.B6 | KA0240:24 | LEFT RAIL^JB70 | 59.B5
KA6211:A1 | SC | KA6211A1 | WHT | 20 | 106.A6 | KA0246:14 | LEFT RAIL^JB70 | 106.A5
KA6221:A1 | SC | KA6221A1 | WHT | 20 | 106.C6 | KA0244:24 | LEFT RAIL^JB70 | 106.C5
KT0145:A1 | SC | KA024412 | WHT | 20 | 20.B6 | KA0244:12 | LEFT RAIL^JB70 | 21.D4
KT0146:18 | SC | KA024214 | WHT | 20 | 21.C6 | KA0231:14 | LEFT RAIL^JB70 | 21.C6
XT0055:5 | SC | KA017611 | WHT | 20 | 106.A5 | KA0246:11 | LEFT RAIL^JB70 | 106.A5
XT0055:7 | SC | KA017621 | WHT | 20 | 106.C5 | KA0244:21 | LEFT RAIL^JB70 | 106.C5
XT0060:3 | SC | UA1200J21 | WHT | 20 | 22.C5 | KA0235:11 | LEFT RAIL^JB70 | 21.A5
XT0063:3 | SC | SV1420B1 | WHT | 16 | 43.A4 | KA0233:11 | LEFT RAIL^JB70 | 43.A6
XT0063:7 | SC | FU0170 | WHT | 14 | 106.A7 | KA0232:21 | LEFT RAIL^JB70 | 106.A6
XT0067:1 | SC | SV22201 | WHT | 16 | 59.B4 | KA0240:21 | LEFT RAIL^JB70 | 59.B5
XT0136:10 | SC | KA0231A1 | WHT | 20 | 20.B5 | KA0242:11 | LEFT RAIL^JB70 | 21.C6
XT0136:17 | SC | KA017814 | WHT | 20 | 34.D5 | KA0232:11 | LEFT RAIL^JB70 | 34.D6
XT0136:6 | SC | PS32004 | WHT | 16 | 81.D4 | KA0240:11 | LEFT RAIL^JB70 | 81.D5
XT0136:7 | SC | UF1300 | WHT | 16 | 81.D5 | KA0240:14 | LEFT RAIL^JB70 | 81.D5
XT0233:3 | SC | FU0210 | WHT | 16 | 19.C4 | XT0005:1 | LEFT RAIL^JB70 | 4.A4
XT0235:3 | SC | 0V | WHT | 14 | 19.D4 | XT0005:3 | LEFT RAIL^JB70 | 4.A4
XT0237:1 T2 | SC | 024221 | WHT | 20 | 22.B5 | KA0242:21 | LEFT RAIL^JB70 | 22.B6
XT0237:3 T2 | SC | KA023321 | WHT | 20 | 43.A5 | KA0233:21 | LEFT RAIL^JB70 | 43.A6
XT0240:1 | SC | ESTOPC | WHT | 20 | 21.A3 | KA0243:21 | LEFT RAIL^JB70 | 21.A3
XT0240:11 | SC | 0V | WHT | 14 | 21.D3 | KA0249:A2 | LEFT RAIL^JB70 | 21.D2
XT0240:13 | SC | FU0139 | WHT | 20 | 21.C4 | KA0236:11 | LEFT RAIL^JB70 | 21.D4
XT0240:14 | SC | KA023612 | WHT | 20 | 21.D4 | KA0236:12 | LEFT RAIL^JB70 | 21.D4
XT0240:5 | SC | ESTOP | WHT | 20 | 21.A3 | KA0235:A1 | LEFT RAIL^JB70 | 21.A2
XT0240:7 | SC | KA0241A1 | WHT | 20 | 21.C3 | KA0241:A1 | LEFT RAIL^JB70 | 21.C2
XT0240:8 | SC | KA0243A1 | WHT | 20 | 21.C3 | KA0243:A1 | LEFT RAIL^JB70 | 21.C2
XT0240:9 | SC | KA0245A1 | WHT | 20 | 21.D3 | KA0245:A1 | LEFT RAIL^JB70 | 21.D2
XT1440:1 | SC | FCE14407 | WHT | 20 | 44.B5 | KA0234:11 | LEFT RAIL^JB70 | 44.B6
KA0224:11 | WC0224 | KA023814 | 1 | 18 | 60.B5 | XT0052:10 | LEFT RAIL^JB72 | 60.B5
KA0224:14 | WC0224 | KA022414 | 2 | 18 | 60.B5 | XT0052:9 | LEFT RAIL^JB72 | 60.B6
KA0131:14 | SC | KA013114 | WHT | 20 | 20.D4 | AF0092:06 | RIGHT RAIL | 82.A7
KA0133:A1 | SC | KA0133A1 | WHT | 20 | 20.C6 | AF0092:02 | RIGHT RAIL | 82.B7
KA0134:A1 | SC | KA0134A1 | WHT | 20 | 20.C6 | AF0091:12 | RIGHT RAIL | 84.B6
KA0141:11 | SC | KA014111 | WHT | 20 | 20.C2 | AF0091:39 | RIGHT RAIL | 20.C2
KA0141:14 | SC | KA014114 | WHT | 20 | 20.C2 | AF0091:07 | RIGHT RAIL | 20.C2
KA0176:14 | SC | 009336 | WHT | 20 | 106.A6 | AF0093:36 | RIGHT RAIL | 106.A7
KA0176:24 | SC | 009337 | WHT | 20 | 106.C6 | AF0093:37 | RIGHT RAIL | 106.C7
KA2160:A1 | SC | 009204 | WHT | 20 | 39.A5 | AF0092:04 | RIGHT RAIL | 39.A6
KA2160:A2 | SC | 009220 | WHT | 20 | 39.A5 | AF0092:20 | RIGHT RAIL | 39.A6
KA2161:A1 | SC | 009207 | WHT | 20 | 39.B5 | AF0092:07 | RIGHT RAIL | 39.A6
KA2161:A2 | SC | 009223 | WHT | 20 | 39.B5 | AF0092:23 | RIGHT RAIL | 39.A6
KA3103:A1 | SC | 009208 | WHT | 20 | 87.A6 | AF0092:08 | RIGHT RAIL | 87.A7
KA3103:A2 | SC | 009224 | WHT | 20 | 87.A6 | AF0092:24 | RIGHT RAIL | 87.A7
KA3220:A1 | SC | 009301 | WHT | 20 | 85.B6 | AF0093:01 | RIGHT RAIL | 85.A7
KA3220:A2 | SC | 009317 | WHT | 20 | 85.B6 | AF0093:17 | RIGHT RAIL | 85.A7
KA6211:A2 | SC | 009320 | WHT | 20 | 106.A6 | AF0093:20 | RIGHT RAIL | 106.A7
KA6221:A2 | SC | 009321 | WHT | 20 | 106.C6 | AF0093:21 | RIGHT RAIL | 106.C7
XT0055:6 | SC | 009304 | WHT | 20 | 106.A6 | AF0093:04 | RIGHT RAIL | 106.A7
XT0055:8 | SC | 009305 | WHT | 20 | 106.C6 | AF0093:05 | RIGHT RAIL | 106.C7
XT0135:2 | SC | 0V | WHT | 14 | 19.B4 | XT0081:1 | RIGHT RAIL | 9.D1
XT0135:4 | SC | 0V | WHT | 14 | 19.C4 | AF0094:05 | RIGHT RAIL | 18.A7
XT0135:4 | SC | 0V | WHT | 14 | 19.C4 | AF0094:07 | RIGHT RAIL | 18.B7
XT0136:14 | SC | FU0170 | WHT | 20 | 34.D6 | KA0875:14 | RIGHT RAIL | 34.D6
XT0136:18 | SC | HA04722 | WHT | 20 | 34.D5 | KA0875:11 | RIGHT RAIL | 34.D6
XT0139:2 | SC | FU0137 | WHT | 14 | 19.A4 | FU0090:LI | RIGHT RAIL | 9.D1
XT0237:2 T2 | SC | 009213 | WHT | 20 | 35.C5 | AF0092:13 | RIGHT RAIL | 35.C7
AU0080:L1 | WC0009 | AU0080L1 | ENET | CABLE | 9.A1 | AU0090:L2 | RIGHT RAIL | 9.C1
AF0068:SH | SC | IEG02304 | GRN | 14 | 10.C6 | IEG0230:4 | TURBINE BOX DOOR | 10.D7
AF0077:SH | SC | IEG02305 | GRN | 14 | 10.B6 | IEG0230:5 | TURBINE BOX DOOR | 10.B7
AF0086:SH | SC | IEG023011 | GRN | 14 | 9.B5 | IEG0230:11 | TURBINE BOX DOOR | 9.B6
GR0132: | SC | IEG02303 | GRN | 14 | 5.A3 | IEG0230:3 | TURBINE BOX DOOR | 5.A3
GR0133: | SC | IEG02306 | GRN | 14 | 5.A3 | IEG0230:6 | TURBINE BOX DOOR | 5.A3
GR0231: | SC | IEG02307 | GRN | 14 | 5.A3 | IEG0230:7 | TURBINE BOX DOOR | 5.A3
UA1200:J3-4 | SC | IEG02308 | GRN | 16 | 22.A3 | IEG0230:8 | TURBINE BOX DOOR | 22.C6
XT0134:3 | SC | 0V | WHT | 14 | 19.B2 | AT1100:NEG | TURBINE BOX DOOR | 37.D3
XT0135:3 | SC | 0V | GRN/YEL | 14 | 19.B4 | PEG0130:3 | TURBINE BOX DOOR | 19.B4
XT0137:1 | SC | ESTOPD | WHT | 20 | 36.B5 | SB0472:B1-11 | TURBINE BOX DOOR | 36.B1
XT0137:2 | SC | ESTOP | WHT | 20 | 36.B5 | SB0472:B1-12 | TURBINE BOX DOOR | 36.B1
XT0137:3 | SC | SH047111 | WHT | 20 | 35.A5 | SH0471:11 | TURBINE BOX DOOR | 35.A1
XT0137:4 | SC | SH047112 | WHT | 20 | 35.A5 | SH0471:12 | TURBINE BOX DOOR | 35.A1
XT0137:5 | SC | SH047013 | WHT | 20 | 35.B5 | SH0470:13 | TURBINE BOX DOOR | 35.B1
XT0137:6 | SC | SH047014 | WHT | 20 | 35.B5 | SH0470:14 | TURBINE BOX DOOR | 35.B1
XT0138:2 | SC | FU0136 | WHT | 14 | 19.A2 | FU1100:LI | TURBINE BOX DOOR | 37.D5
XT0233:3 | SC | FU0210 | WHT | 14 | 19.C4 | FU0680:LI | TURBINE BOX DOOR | 8.B2
XT0233:3 | SC | FU0210 | WHT | 16 | 19.C4 | FU0291:LI | TURBINE BOX DOOR | 19.C4
XT0235:3 | SC | 0V | WHT | 14 | 19.D4 | UV0291:24V(-) | TURBINE BOX DOOR | 37.C3
XT0235:3 | SC | 0V | WHT | 14 | 19.D4 | XT0680:2 | TURBINE BOX DOOR | 8.B3
XT0236:1 | SC | FU0139 | WHT | 20 | 35.B5 | SH0472:13 | TURBINE BOX DOOR | 35.B1
XT0236:2 | SC | KA0241A1 | WHT | 20 | 35.B5 | SH0472:14 | TURBINE BOX DOOR | 35.B1
XT0236:3 | SC | 0V | WHT | 14 | 35.C5 | SH0472:X1 | TURBINE BOX DOOR | 35.C1
XT0236:4 | SC | SH047211 | WHT | 20 | 35.C5 | SH0472:11 | TURBINE BOX DOOR | 35.C1
XT0236:5 | SC | SH047212 | WHT | 20 | 35.C5 | SH0472:12 | TURBINE BOX DOOR | 35.C1
XT0237:2 B1 | SC | SH0472X2 | WHT | 20 | 35.C5 | SH0472:X2 | TURBINE BOX DOOR | 35.C1
XT0136:20 | WC5072 | 0V | 1 | 18 | 34.D3 | HA0472:BLK-1 | TURBINE BOX DOOR | 34.D1
XT0136:19 | WC5072 | HA04722 | 2 | 18 | 34.D3 | HA0472:BLK-2 | TURBINE BOX DOOR | 34.D1
SolarTools ver. 24.0.84.24712 (Jul 31, 2025)
Report date: 4/7/2026 8:22 AM

## Panel Errors
Panel Errors
Project # | H0810
Project Name | NC-181 NEWTON CREEK
Revision | A.11
Controls DE | G.MENDOZA
Phone: | 0
Controls ME | S. MARTINEZ
Phone:
From | [6 empty] | To
Device ID | Location | Cable (W) Conductor (SC) Jumper Clip (JC) | Wire ID | Wire No. | Gauge/Size | Page/Zone | Device ID | Location | Page/Zone
Report date: 4/7/2026 8:21 AM |  |  |  | SolarTools ver. 24.0.84.24712 (Jul 31, 2025)

## Cable Part Numbers
Cable Part Numbers |  |  | SolarTools ver. 24.0.84.24712 (Jul 31, 2025)
Project # | H0810
Report date: 4/7/2026 8:22 AM
Project Name | NC-181 NEWTON CREEK
Revision | A.11
Controls DE | G.MENDOZA
Phone: | 0
Controls ME | S. MARTINEZ
Phone:
Device ID |  | Part Number |  | Description
WC0001 |  | 1302073-36 |  | CABLE, ETHERNET - 36 INCHES
WC0005 |  | 1302073-36 |  | CABLE, ETHERNET - 36 INCHES
WC0007 |  | 1302073-36 |  | CABLE, ETHERNET - 36 INCHES
WC0008 |  | 1302073-36 |  | CABLE, ETHERNET - 36 INCHES
WC0009 |  | 1302073-36 |  | CABLE, ETHERNET - 36 INCHES
WC0010 |  | 1302073-36 |  | CABLE, ETHERNET - 36 INCHES
WC0012 |  | 1302073-36 |  | CABLE, ETHERNET - 36 INCHES
WC0019 |  | 1302073-36 |  | CABLE, COMMUNICATION CABLE - 36 INCHES
WC0041 |  | 1302073-36 |  | CABLE, ETHERNET - 36 INCHES
WC0042 |  | 1302073-36 |  | CABLE, ETHERNET - 36 INCHES
WC0045 |  | 1302073-36 |  | CABLE, ETHERNET - 36 INCHES
WC0101 |  | 1302073-36 |  | CABLE, COMMUNICATION CABLE - 36 INCHES
WC0200 |  | 1302073-36 |  | CABLE, COMMUNICATION CABLE - 36 INCHES
WC4524 |  | 1022941-12 |  | TPE, 1 PAIR TWISTED SHIELDED
WC4600 |  | 1059400-3 |  | PLTC, 1 PAIR SHIELDED (18GA)
WC4601 |  | 1059400-3 |  | PLTC, 1 PAIR SHIELDED (18GA)
WC4749 |  | 1022941-13 |  | TPE, 1 TRIAD TWISTED SHIELDED
WC5018 |  | 1022941-22 |  | TPE, 1 PAIR TWISTED SHIELDED
WC5072 |  | PART OF 1103208-100 |  | CABLE, 2 CONDUCTOR UNSHIELDED PART OF HORN
WC5080 |  | 1302073-36 |  | CABLE, ETHERNET - 36 INCHES
WC5500 |  | 1022941-22 |  | TPE, 1 PAIR TWISTED SHIELDED
WC5540 |  | PART OF 1113568-200 |  | CABLE, 2 CONDUCTOR TRIMMED SHIELD PART OF HORN
WC8009 |  | 1022941-22 |  | TPE, 1 PAIR TWISTED SHIELDED
WC8040 |  | 1322418-90 |  | CABLE, SYTSTEM FUNCTION
WC8041 |  | 1322418-90 |  | CABLE, SUPPLIED BY OTHERS
WC8042 |  | 1322418-90 |  | CABLE, SUPPLIED BY OTHERS
WC8064 |  | 1022941-12 |  | TPE, 1 PAIR TWISTED SHIELDED
WC8065 |  | 1022941-12 |  | TPE, 1 PAIR TWISTED SHIELDED
WC8066 |  | 1022941-22 |  | TPE, 1 PAIR TWISTED SHIELDED
WC8067 |  | 1022941-22 |  | TPE, 1 PAIR TWISTED SHIELDED
WC8069 |  | 1022941-22 |  | TPE, 1 PAIR TWISTED SHIELDED
WC8101 |  | 1022941-32 |  | TPE, 1 PAIR TWISTED SHIELDED
WC8102 |  | 1022941-32 |  | TPE, 1 PAIR TWISTED SHIELDED
WC8164 |  | 1022941-22 |  | TPE, 1 PAIR TWISTED SHIELDED
WC8201 |  | 1022941-32 |  | TPE, 1 PAIR TWISTED SHIELDED
WC8301 |  | 1022941-32 |  | TPE, 1 PAIR TWISTED SHIELDED
WC9017 |  | 1302073-36 |  | CABLE, COMMUNICATION CABLE - 36 INCHES
WC9019 |  | 1302073-36 |  | CABLE, ETHERNET - 36 INCHES
WC9020 |  | 1302073-36 |  | CABLE, ETHERNET - 36 INCHES
WC9213 |  | 1302073-36 |  | CABLE, ETHERNET - 36 INCHES
WCBA0001 |  | 1302073-36 |  | CABLE, ETHERNET - 36 INCHES

## Part Number List
Part Number List |  | SolarTools ver. 24.0.84.24712 (Jul 31, 2025)
Project # | H0810
Report date: 4/7/2026 8:22 AM
Project Name | NC-181 NEWTON CREEK
Revision | A.11
Controls DE | G.MENDOZA
Phone: | 0
Controls ME | S. MARTINEZ
Phone:
Device ID | Part Number | Description | Location
FU0190 | 1043265-1,1043265-5 | FUSE, 10A | CONS,AUX,^1BAY PWR DIST
FU0200 | 1043265-1,1043265-5 | FUSE, 10A | CONS,AUX,^1BAY PWR DIST
FU0201 | 1043265-1,1043265-5 | FUSE, 10A | CONS,AUX,^1BAY PWR DIST
FU0273 | 1043265-1,1043265-4 | FUSE, 5A | CONS,AUX,^1BAY PWR DIST
XT0561 | 1066730-53,1066730-7,1066730-8,1067996-4 | TERMINAL STRIP, 4 CONDUCTOR | CONS,AUX,^1BAY PWR DIST
XT0562 | 1066730-53,1066730-7,1066730-8,1067996-4 | TERMINAL STRIP, 4 CONDUCTOR | CONS,AUX,^1BAY PWR DIST
XT0563 | 1066730-7,1066730-8,1067996-4 | TERMINAL STRIP, 4 CONDUCTOR | CONS,AUX,^1BAY PWR DIST
AF0201 | PARTOFTCPASSY | 5094-IB32XT, 32 DISCRETE INPUT | CONSOLE
AF0202 | 2684693-49,2684693-52 | 5094-OB32XT, 32 DISCRETE OUTPUT | CONSOLE
AT0190 | 1577354-5100 | WORKSTATION, PANEL COMPUTER, TT4000 | CONSOLE
AT0190K | 1068334 | KEYBOARD, TYPING INTERFACE | CONSOLE
AU0200 | 2684693-22 | 5094-AENTRXT, FLEX 5000 I/O | CONSOLE
EL0273 | 1015796,1022899,1024594-100 | LIGHT, LED, WHITE | CONSOLE
GR0200 | PART OF TCP ASSEMBLY | RAIL LUG, DIN RAIL GROUNDING | CONSOLE
HA0273 | 1113568-200 | HORN, AUDIBLE ALARM | CONSOLE
HL0400 | PART OF TCP ASSEMBLY | LIGHT, READY, GREEN | CONSOLE
HL0401 | PART OF TCP ASSEMBLY | LIGHT, STARTING, WHITE | CONSOLE
HL0402 | PART OF TCP ASSEMBLY | LIGHT, READY TO LOAD, WHITE | CONSOLE
HL0403 | PART OF TCP ASSEMBLY | LIGHT, ON LOAD, WHITE | CONSOLE
HL0404 | PART OF TCP ASSEMBLY | LIGHT, SPARE, WHITE | CONSOLE
HL0405 | PART OF TCP ASSEMBLY | LIGHT, LOCAL/PCR SELECT, WHITE | CONSOLE
HL0406 | PART OF TCP ASSEMBLY | LIGHT, SPARE, WHITE | CONSOLE
HL0407 | PART OF TCP ASSEMBLY | LIGHT, COOLDOWN, WHITE | CONSOLE
HL0408 | PART OF TCP ASSEMBLY | LIGHT, STOPPING, WHITE | CONSOLE
HL0409 | PART OF TCP ASSEMBLY | LIGHT, ALARM SUMMARY, AMBER | CONSOLE
HL0410 | PART OF TCP ASSEMBLY | LIGHT, BACKUP ACTIVE, AMBER | CONSOLE
HL0411 | PART OF TCP ASSEMBLY | LIGHT, SHUTDOWN SUMMARY, RED | CONSOLE
SA0400 | 2380746-5 | SELECTOR SWITCH, OFF/PCR/MAIN | CONSOLE
SA0401 | PART OF TCP ASSEMBLY | SELECTOR SWITCH, BACKUP SYSTEM RESET | CONSOLE
SB0400 | PART OF TCP ASSEMBLY | PUSHBUTTON SWITCH, EMERGENCY STOP | CONSOLE
SB0401 | PART OF TCP ASSEMBLY | PUSHBUTTON SWITCH, HORN SILENCE | CONSOLE
SB0402 | PART OF TCP ASSEMBLY | PUSHBUTTON SWITCH, ACKNOWLEDGE | CONSOLE
SB0403 | PART OF TCP ASSEMBLY | PUSHBUTTON SWITCH, RESET | CONSOLE
SB0404 | PART OF TCP ASSEMBLY | PUSHBUTTON SWITCH, LAMP TEST | CONSOLE
SB0405 | PART OF TCP ASSEMBLY | PUSHBUTTON SWITCH, START | CONSOLE
SB0406 | PART OF TCP ASSEMBLY | PUSHBUTTON SWITCH, NORMAL STOP | CONSOLE
SB0407 | PART OF TCP ASSEMBLY | PUSHBUTTON SWITCH, NGP DECREASE | CONSOLE
SB0408 | PART OF TCP ASSEMBLY | PUSHBUTTON SWITCH, NGP INCREASE | CONSOLE
SH0400 | PART OF TCP ASSEMBLY | LIGHTED SWITCH, SPARE, WHITE | CONSOLE
SH0401 | PART OF TCP ASSEMBLY | LIGHTED SWITCH, SPARE, WHITE | CONSOLE
SH0404 | PART OF TCP ASSEMBLY | LIGHTED SWITCH, SPARE, WHITE | CONSOLE
SH0405 | PART OF TCP ASSEMBLY | LIGHTED SWITCH, SPARE, WHITE | CONSOLE
SH0408 | PART OF TCP ASSEMBLY | LIGHTED SWITCH, SPARE, WHITE | CONSOLE
SH0409 | PART OF TCP ASSEMBLY | LIGHTED SWITCH, GAS/LIQUID FUEL SELECT, WHITE | CONSOLE
SH0410 | PART OF TCP ASSEMBLY | LIGHTED SWITCH, SPARE, WHITE | CONSOLE
SH0411 | PART OF TCP ASSEMBLY | LIGHTED SWITCH, VOLTAGE DECREASE SELECT, WHITE | CONSOLE
SH0412 | PART OF TCP ASSEMBLY | LIGHTED SWITCH, VOLTAGE INCREASE SELECT, WHITE | CONSOLE
XT0201 | 1066730-1 | TERMINAL STRIP, 4 CONDUCTOR | CONSOLE
XT0564 | PART OF TCP ASSEMBLY | TERMINAL STRIP, SYSTEM FUNCTION (USE) | CONSOLE
ZS0273 | [2]1113474-2 | LIMIT SWITCH, CONSOLE DOOR OPEN | CONSOLE
AF0181 | 2684693-17,2684693-25 | 5094-OB8XT, 8 DISCRETE OUTPUT | CONSOLE^LEFT PANEL
AF0182 | 2684693-17,2684693-23 | 5094-IB16XT, 16 DISCRETE INPUT | CONSOLE^LEFT PANEL
AF0183 | 2684693-18,2684693-28 | 5094-IB16SXT, 16 DISCRETE INPUT, S | CONSOLE^LEFT PANEL
AF0184 | 2684693-19,2684693-33 | 5094-IY8XT, 8 ANALOG INPUT,TC/RTD/I&V | CONSOLE^LEFT PANEL
AF0185 | 2684693-18,2684693-30 | 5094-IF4IHSXT, 4 ANALOG INPUT, S | CONSOLE^LEFT PANEL
AU0180 | 2684693-22 | 5094-AENTRXT, FLEX 5000 I/O | CONSOLE^LEFT PANEL
BA0005 | 1271449-1 | MEDIA CONVERTER, ETHERNET-FIBER OPTIC | CONSOLE^LEFT PANEL
BA0006 | 1271449-1 | MEDIA CONVERTER, ETHERNET-FIBER OPTIC | CONSOLE^LEFT PANEL
BA0010 | 1271449-1 | MEDIA CONVERTER, ETHERNET-FIBER OPTIC | CONSOLE^LEFT PANEL
BA1213 | 1337728-13 | SWITCH, ETAP, DLR INTERFACE | CONSOLE^LEFT PANEL
FU0005 | 1043265-1,1043265-3 | FUSE, 2A | CONSOLE^LEFT PANEL
FU0006 | 1043265-1,1043265-3 | FUSE, 2A | CONSOLE^LEFT PANEL
FU0100 | 1043265-1,1043265-3 | FUSE, 2A | CONSOLE^LEFT PANEL
FU0180 | 1043265-1,1043265-5 | FUSE, 10A | CONSOLE^LEFT PANEL
FU0181 | 1043265-1,1043265-5 | FUSE, 10A | CONSOLE^LEFT PANEL
FU0292 | 1043265-1,1043265-4 | FUSE, 5A | CONSOLE^LEFT PANEL
FU1213 | 1043265-1,1043265-3 | FUSE, 2A | CONSOLE^LEFT PANEL
GR0180 | 903849C1 | RAIL GROUND, DIN RAIL GROUNDING | CONSOLE^LEFT PANEL
GR0356 | 903849C1 | RAIL GROUND, DIN RAIL GROUNDING | CONSOLE^LEFT PANEL
IEG0356 | 232941-200 | BUS BAR, INSTRUMENT EARTH GROUNDING | CONSOLE^LEFT PANEL
KA0180 | 1061979-1 | RELAY, 90% SPEED | CONSOLE^LEFT PANEL
KA0185 | 1061979-1 | RELAY, PERMISSIVE CLOSE CIRCUIT BREAKER | CONSOLE^LEFT PANEL
KA2200 | 1061979-1 | RELAY, LIQUID FUEL BOOST PUMP DRIVE | CONSOLE^LEFT PANEL
KA2201 | 1061979-1 | RELAY, LIQUID FUEL BOOST PUMP DRIVE | CONSOLE^LEFT PANEL
KA7364 | 1031741-4 | RELAY, SYNCHRONIZATION CHECK | CONSOLE^LEFT PANEL
PEG0356 | 232941-200 | BUS BAR, POWER EARTH GROUNDING | CONSOLE^LEFT PANEL
QS0560 | 1126803 | CIRCUIT BREAKER, DOUBLE POLE - RAIL MOUNTABLE | CONSOLE^LEFT PANEL
RS0106 | 969787C1 | RESISTIVE SHUNT, EXCITER FIELD CURRENT REGULATOR | CONSOLE^LEFT PANEL
TM0102 | 908539C1 | TRANSFORMER, PHASE SHIFTING | CONSOLE^LEFT PANEL
UV0292 | 1088442-4 | POWER CONVERTER, DC/DC INPUT TO 24V DC OUTPUT | CONSOLE^LEFT PANEL
XT0003 | 1066730-32,1066730-7,1066730-8,1067996-82 | TERMINAL STRIP, 4 CONDUCTOR | CONSOLE^LEFT PANEL
XT0180 | 1066730-7,1066730-8,1067996-4 | TERMINAL STRIP, 4 CONDUCTOR | CONSOLE^LEFT PANEL
XT0340 | 1066730-7,1066730-8,1067996-4 | TERMINAL STRIP, 4 CONDUCTOR | CONSOLE^LEFT PANEL
XT0341 | 1066730-7,1066730-8,1067996-82 | TERMINAL STRIP, 4 CONDUCTOR | CONSOLE^LEFT PANEL
XT0342 | 1066730-7,1066730-8,1067996-4 | TERMINAL STRIP, 4 CONDUCTOR | CONSOLE^LEFT PANEL
XT0343 | 1066730-7,1066730-8,1067996-4 | TERMINAL STRIP, 4 CONDUCTOR | CONSOLE^LEFT PANEL
EP2-24DC | < no partnumber assigned > | CUSTOMER CONNECTION, EP2 DC SOURCE^24VCD | CUSTOMER DC POWER
CC-FIRE | CUSTOMER DEFINED | CUSTOMER CONNECTION, FIRE DETECTED SIGNAL | CUSTOMER FIRE AND GAS SIGNALS
CC-FIRE1 | CUSTOMER DEFINED | CUSTOMER CONNECTION, TROUBLE ALARM SIGNAL | CUSTOMER FIRE AND GAS SIGNALS
CCKA0984 | CUSTOMER DEFINED | CUSTOMER CONNECTION, GAS DETECTED SIGNAL | CUSTOMER FIRE AND GAS SIGNALS
AT0175 | 1056244-5 | 8 CHANNEL ED I/O, EAGLE QUANTUM PREMIER | FIRE BOX^DOOR
AT0176 | 1056244-5 | 8 CHANNEL ED I/O, EAGLE QUANTUM PREMIER | FIRE BOX^DOOR
AT0178 | 1056244-5 | 8 CHANNEL ED I/O, EAGLE QUANTUM PREMIER | FIRE BOX^DOOR
GR0170 | 903849C1 | RAIL GROUND, DIN RAIL GROUNDING | FIRE BOX^DOOR
GR0171 | 903849C1 | RAIL GROUND, DIN RAIL GROUNDING | FIRE BOX^DOOR
HL0171 | 2380746-7 | LIGHT, FIRE SYSTEM AUTO, GREEN | FIRE BOX^DOOR
HL0172 | [2]2380746-7 | LIGHT, FIRE SYSTEM INHIBIT, AMBER | FIRE BOX^DOOR
HL0173 | 2380746-7 | LIGHT, FIRE SYSTEM DISCHARGED, RED | FIRE BOX^DOOR
RR0175A | 912137C1 | RESISTOR, 10K OHM | FIRE BOX^DOOR
RR0175D | 912137C1 | RESISTOR, 10K OHM | FIRE BOX^DOOR
RR0175I | 912137C1 | RESISTOR, 10K OHM | FIRE BOX^DOOR
RR0175M | 912137C1 | RESISTOR, 10K OHM | FIRE BOX^DOOR
RR0175S5 | 912137C1 | RESISTOR, 10K OHM | FIRE BOX^DOOR
RR0176S5 | 912137C1 | RESISTOR, 10K OHM | FIRE BOX^DOOR
RR0176S7 | 912137C1 | RESISTOR, 10K OHM | FIRE BOX^DOOR
RR0176S8 | 912137C1 | RESISTOR, 10K OHM | FIRE BOX^DOOR
RR0176S9 | 912137C1 | RESISTOR, 10K OHM | FIRE BOX^DOOR
RR0178 | 912137C1 | RESISTOR, 10K OHM | FIRE BOX^DOOR
RR0178S7 | 912137C1 | RESISTOR, 10K OHM | FIRE BOX^DOOR
SA0170 | 2380746-9 | SELECTOR SWITCH, FIRE SYSTEM AUTO/INHIBIT | FIRE BOX^DOOR
SB0170 | 2380746-10 | PUSHBUTTON SWITCH, MANUAL RELEASE | FIRE BOX^DOOR
VD0175A | 960592C1 | DIODE, 15 pF | FIRE BOX^DOOR
VD0175D | 960592C1 | DIODE, 15 pF | FIRE BOX^DOOR
VD0175I | 960592C1 | DIODE, 15 pF | FIRE BOX^DOOR
VD0178 | 960592C1 | DIODE, 15 pF | FIRE BOX^DOOR
XT0170 | 1066730-7,1066730-8,1067996-11 | TERMINAL STRIP, 4 CONDUCTOR | FIRE BOX^DOOR
XT0171 | 1066730-7,1066730-8,1067996-11 | TERMINAL STRIP, 4 CONDUCTOR | FIRE BOX^DOOR
XT0175 | 1066730-7 | TERMINAL STRIP, 4 CONDUCTOR | FIRE BOX^DOOR
XT0176 | 1066730-7 | TERMINAL STRIP, 4 CONDUCTOR | FIRE BOX^DOOR
AT0170 | 1056244-27,1056244-29 | CONTROLLER, EAGLE QUANTUM PREMIER | FIRE PANEL
FU0170 | 1043265-1,1043265-6 | FUSE, 15A | FIRE PANEL
GR0172 | 903849C1 | RAIL GROUND, DIN RAIL GROUNDING | FIRE PANEL
KA0172 | 1061979-1 | RELAY, FIRE DETECTED (CUSTOMER) | FIRE PANEL
KA0174 | 1061979-1 | RELAY, GAS DETECTED (CUSTOMER) | FIRE PANEL
KA0178 | 1061979-1 | RELAY, LOCAL HORN CONTROL (EQP) | FIRE PANEL
KA6510 | 1061979-1 | RELAY, FIRE SYSTEM AUTO/INHIBIT | FIRE PANEL
KA6511 | 1061979-1 | RELAY, FIRE SYSTEM AUTO/INHIBIT | FIRE PANEL
UV0170 | 1056244-2 | POWER SUPPLY, EAGLE QUANTUM PREMIER | FIRE PANEL
XT0172 | 1066730-7,1066730-8,1067996-11 | TERMINAL STRIP, 4 CONDUCTOR | FIRE PANEL
AF0051 | 2684693-17,2684693-25 | 5094-OB8XT, 8 DISCRETE OUTPUT | GENERATOR BOX^DOOR
AF0052 | 2684693-17,2684693-25 | 5094-OB8XT, 8 DISCRETE OUTPUT | GENERATOR BOX^DOOR
AF0053 | 2684693-17,2684693-25 | 5094-OB8XT, 8 DISCRETE OUTPUT | GENERATOR BOX^DOOR
AF0054 | 2684693-17,2684693-23 | 5094-IB16XT, 16 DISCRETE INPUT | GENERATOR BOX^DOOR
AF0055 | 2684693-18,2684693-56 | 5094-IF8IHXT, 8 ANALOG INPUT, ISOLATED | GENERATOR BOX^DOOR
AF0056 | 2684693-18,2684693-56 | 5094-IF8IHXT, 8 ANALOG INPUT, ISOLATED | GENERATOR BOX^DOOR
AF0121 | 2684693-17,2684693-24 | 5094-OB16XT, 16 DISCRETE OUTPUT | GENERATOR BOX^DOOR
AF0122 | 2684693-17,2684693-23 | 5094-IB16XT, 16 DISCRETE INPUT | GENERATOR BOX^DOOR
AF0123 | 2684693-19,2684693-33 | 5094-IY8XT, 8 ANALOG INPUT,TC/RTD/I&V | GENERATOR BOX^DOOR
AU0050 | 2684693-22 | 5094-AENTRXT, FLEX 5000 I/O | GENERATOR BOX^DOOR
AU0120 | 2684693-22 | 5094-AENTRXT, FLEX 5000 I/O | GENERATOR BOX^DOOR
FU0050 | 1043265-1,1043265-5 | FUSE, 10A | GENERATOR BOX^DOOR
FU0051 | 1043265-1,1043265-5 | FUSE, 10A | GENERATOR BOX^DOOR
FU0052 | 1043265-1,1043265-5 | FUSE, 10A | GENERATOR BOX^DOOR
FU0053 | 1043265-1,1043265-5 | FUSE, 10A | GENERATOR BOX^DOOR
FU0054 | 1043265-1,1043265-5 | FUSE, 10A | GENERATOR BOX^DOOR
FU0120 | 1043265-1,1043265-5 | FUSE, 10A | GENERATOR BOX^DOOR
FU0121 | 1043265-1,1043265-5 | FUSE, 10A | GENERATOR BOX^DOOR
GR0050 | 903849C1 | RAIL GROUND, DIN RAIL GROUNDING | GENERATOR BOX^DOOR
GR0120 | 903849C1 | RAIL GROUND, DIN RAIL GROUNDING | GENERATOR BOX^DOOR
IEG0130 | 232941-110 | BUS BAR, GENERATOR - INSTRUMENT EARTH GROUNDING | GENERATOR BOX^DOOR
KA0505 | 1061979-1 | RELAY, SPARE | GENERATOR BOX^DOOR
PEG0140 | 232941-200 | BUS BAR, GENERATOR - POWER EARTH GROUNDING | GENERATOR BOX^DOOR
XT0050 | 1066730-32,1066730-7,1066730-8,1067996-4 | TERMINAL STRIP, 4 CONDUCTOR | GENERATOR BOX^DOOR
XT0120 | 1066730-7,1066730-8,1067996-4 | TERMINAL STRIP, 4 CONDUCTOR | GENERATOR BOX^DOOR
AF0400 | 1322418-31,1322418-40,1322418-72,1322418-73 | 1444-TSCX02-02RB, 2-CH TACHOMETER INPUT^DYNAMIX 1444 VIBRATION | GENERATOR PANEL
AF0410 | 1322418-11,1322418-20,1322418-70,1322418-71 | 1444-DYN04-01RA, 4-CH VIBRATION INPUT^DYNAMIX 1444 VIBRATION | GENERATOR PANEL
AF0420 | 1322418-11,1322418-20,1322418-70,1322418-71 | 1444-DYN04-01RA, 4-CH VIBRATION INPUT^DYNAMIX 1444 VIBRATION | GENERATOR PANEL
AF0450 | 1322418-11,1322418-20,1322418-70,1322418-71 | 1444-DYN04-01RA, 4-CH VIBRATION INPUT^DYNAMIX 1444 VIBRATION | GENERATOR PANEL
AP0601 | 1089241-20 | MODULE, BLANK FILLER | GENERATOR PANEL
AP0602 | 1089241-40 | 1756-EN2TRXT, ETHERNET | GENERATOR PANEL
AP0603 | 1089241-40 | 1756-EN2TRXT, ETHERNET | GENERATOR PANEL
AP0604 | 1089241-40 | 1756-EN2TRXT, ETHERNET | GENERATOR PANEL
AP0605 | 1089241-20 | MODULE, BLANK FILLER | GENERATOR PANEL
AP0606 | 1089241-40 | 1756-EN2TRXT, ETHERNET | GENERATOR PANEL
AR0600 | 1057900,1059465,1089241-29,1103759,19298R1,22652R1 | RACK CHASSIS, 1756-A7XT (7 SLOT) | GENERATOR PANEL
AT0140 | 2769310-1,2769310-4 | MODULE, DESC-250 | GENERATOR PANEL
AT0600 | 1089241-43 | 1756-L83EXTS, CONTROLLER^GUARDLOGIX | GENERATOR PANEL
FU0011 | 1043265-1,1043265-7 | FUSE, 20A | GENERATOR PANEL
FU0014 | 1043265-1,1043265-5 | FUSE, 10A | GENERATOR PANEL
FU0015 | 1043265-1,1043265-5 | FUSE, 10A | GENERATOR PANEL
FU0017 | [2]1043265-1,[2]1043265-5 | FUSE, 10A | GENERATOR PANEL
FU0113 | [2]1043265-1,[2]1043265-4 | FUSE, 5A | GENERATOR PANEL
FU0313 | 1043265-1,1043265-7 | FUSE, 20A | GENERATOR PANEL
FU0314 | 1043265-1,1043265-7 | FUSE, 20A | GENERATOR PANEL
FU0332 | 1043265-1,1043265-7 | FUSE, 20A | GENERATOR PANEL
FU0333 | 1043265-1,1043265-4 | FUSE, 5A | GENERATOR PANEL
FU0334 | 1043265-1,1043265-4 | FUSE, 5A | GENERATOR PANEL
FU0335 | 1043265-1,1043265-4 | FUSE, 5A | GENERATOR PANEL
GR0140 | [2]903849C1 | RAIL GROUND, DIN RAIL GROUNDING | GENERATOR PANEL
GR0141 | 903849C1 | RAIL GROUND, DIN RAIL GROUNDING | GENERATOR PANEL
GR0142 | 903849C1 | RAIL GROUND, DIN RAIL GROUNDING | GENERATOR PANEL
GR0143 | 903849C1 | RAIL GROUND, DIN RAIL GROUNDING | GENERATOR PANEL
KA0121 | 1061979-1 | RELAY, AUTOMATIC CLOSE CIRCUIT BREAKER | GENERATOR PANEL
KA0123 | 1061979-1 | RELAY, CGCM #1 ENABLED | GENERATOR PANEL
KA0128 | 1061979-1 | RELAY, GENERATOR TRIP SUMMARY CIRCUIT BREAKER | GENERATOR PANEL
KA0310 | 1061979-1 | RELAY, CGCM #1 FAULT | GENERATOR PANEL
KA0313 | 1076251-1,1076251-2 | RELAY, PMG INPUT #1 | GENERATOR PANEL
KA0330 | 1061979-1 | RELAY, CLOSED CIRCUIT BREAKER | GENERATOR PANEL
KA0331 | 1061979-1 | RELAY, MAIN UTILITY BREAKER AUXILIARY CONTACT CLOSED | GENERATOR PANEL
KA0332 | 1061979-1 | RELAY, CLOSE CONTROL CIRCUIT BREAKER | GENERATOR PANEL
KA0333 | 1061979-1 | RELAY, TRIP CONTROL CIRCUIT BREAKER | GENERATOR PANEL
KA0335 | 1061979-1 | RELAY, NO EMERGENCY SHUTDOWN SUMMARY | GENERATOR PANEL
KA0336 | 1061979-1 | RELAY, CONTROLLER ACTIVE | GENERATOR PANEL
KA4100 | 1061979-1 | RELAY, GENERATOR HEATER DISABLED | GENERATOR PANEL
UJ0131 | 1286570-1 | POWER CONVERTER, 120V DC INPUT TO 28V DC OUTPUT | GENERATOR PANEL
UV0600 | 1089241-28 | POWER SUPPLY, RSLOGIX CHASSIS | GENERATOR PANEL
XT0011 | 1066730-16,1066730-17,1066730-18 | TERMINAL STRIP, 2 CONDUCTOR | GENERATOR PANEL
XT0014 | 1247052-1 | BUS BAR, SYSTEM FUNCTION (USE) | GENERATOR PANEL
XT0130 | 1066730-32,[2]1066730-7,[2]1066730-8,1067996-4,1067996-82 | TERMINAL STRIP, 4 CONDUCTOR | GENERATOR PANEL
XT0313 | 1066730-7,1066730-8,1067996-4 | TERMINAL STRIP, 4 CONDUCTOR | GENERATOR PANEL
XT0332 | 1066730-7,1066730-8,1067996-4 | TERMINAL STRIP, 4 CONDUCTOR | GENERATOR PANEL
XT0334 | 1066730-7,1066730-8,1067996-4 | TERMINAL STRIP, 4 CONDUCTOR | GENERATOR PANEL
XT0335 | 1066730-7,1066730-8,1067996-4 | TERMINAL STRIP, 4 CONDUCTOR | GENERATOR PANEL
XT0336 | 1066730-7,1066730-8,1067996-4 | TERMINAL STRIP, 4 CONDUCTOR | GENERATOR PANEL
XT0337 | 1066730-7,1066730-8,1067996-82 | TERMINAL STRIP, 4 CONDUCTOR | GENERATOR PANEL
XT0350 | 1066730-16,1066730-17,1066730-18 | TERMINAL STRIP, 2 CONDUCTOR | GENERATOR PANEL
XT0351 | 1066730-7,1066730-8,1067996-82 | TERMINAL STRIP, 4 CONDUCTOR | GENERATOR PANEL
XT0352 | 1066730-16,1066730-17,1066730-18 | TERMINAL STRIP, 2 CONDUCTOR | GENERATOR PANEL
XT0360 | 1066730-7,1066730-8,1067996-4 | TERMINAL STRIP, 4 CONDUCTOR | GENERATOR PANEL
XT0370 | 1066730-7,1066730-8,1067996-4 | TERMINAL STRIP, 4 CONDUCTOR | GENERATOR PANEL
XT0400 | 1066730-1,1066730-7,1066730-8,1067996-4 | TERMINAL STRIP, 4 CONDUCTOR | GENERATOR PANEL
GR0232 | 903849C1 | RAIL GROUND, DIN RAIL GROUNDING | JB70
PC0470 | 2271605-1 | TIMER/COUNTER, ENGINE HOUR / START COUNTER | JB70
PC0471 | 2271605-1 | TIMER/COUNTER, LIQUID FUEL COUNTER HOUR / START | JB70
BA0009 | 1271449-1 | MEDIA CONVERTER, ETHERNET-FIBER OPTIC | LEFT RAIL^JB70
BA0012 | 1271449-1 | MEDIA CONVERTER, ETHERNET-FIBER OPTIC | LEFT RAIL^JB70
FU0009 | 1043265-1,1043265-3 | FUSE, 2A | LEFT RAIL^JB70
FU0012 | 1043265-1,1043265-3 | FUSE, 2A | LEFT RAIL^JB70
GR1101 | 903849C1 | RAIL GROUND, DIN RAIL GROUNDING | LEFT RAIL^JB70
KA0231 | 1061979-1 | RELAY, CONTROLLER ACTIVE | LEFT RAIL^JB70
KA0232 | 1061979-1 | RELAY, CONTROLLER ACTIVE | LEFT RAIL^JB70
KA0233 | 1061979-1 | RELAY, CONTROLLER ACTIVE | LEFT RAIL^JB70
KA0234 | 1061979-1 | RELAY, CONTROLLER ACTIVE | LEFT RAIL^JB70
KA0235 | 1061979-1 | RELAY, NO EMERGENCY SHUTDOWN SUMMARY | LEFT RAIL^JB70
KA0236 | 1061979-1 | RELAY, NO EMERGENCY SHUTDOWN SUMMARY | LEFT RAIL^JB70
KA0237 | 1061979-1 | RELAY, NO EMERGENCY SHUTDOWN SUMMARY | LEFT RAIL^JB70
KA0238 | 1061979-1 | RELAY, NO EMERGENCY SHUTDOWN SUMMARY | LEFT RAIL^JB70
KA0239 | 1061979-1 | RELAY, NO EMERGENCY SHUTDOWN SUMMARY | LEFT RAIL^JB70
KA0240 | 1061979-1 | RELAY, NO EMERGENCY SHUTDOWN SUMMARY | LEFT RAIL^JB70
KA0241 | 1061979-1 | RELAY, BACKUP SYSTEM RESET | LEFT RAIL^JB70
KA0242 | 1061979-1 | RELAY, BACKUP SYSTEM RESET | LEFT RAIL^JB70
KA0243 | 1061979-1 | RELAY, NO FIRE DETECTED | LEFT RAIL^JB70
KA0244 | 1061979-1 | RELAY, NO FIRE DETECTED | LEFT RAIL^JB70
KA0245 | 1061979-1 | RELAY, NO GAS DETECTED | LEFT RAIL^JB70
KA0246 | 1061979-1 | RELAY, NO FIRE DETECTED | LEFT RAIL^JB70
KA0247 | 1061979-1 | RELAY, NO FIRE DETECTED | LEFT RAIL^JB70
KA0248 | 1061979-1 | RELAY, NO EMERGENCY SHUTDOWN SUMMARY | LEFT RAIL^JB70
KA0249 | 1061979-1 | RELAY, NO GAS DETECTED | LEFT RAIL^JB70
KA0250 | 1061979-1 | RELAY, NO EMERGENCY SHUTDOWN SUMMARY | LEFT RAIL^JB70
XT0005 | 1066730-32,1066730-7,1066730-8,1067996-82 | TERMINAL STRIP, 4 CONDUCTOR | LEFT RAIL^JB70
GR0110 | 903849C1 | RAIL GROUND, DIN RAIL GROUNDING | LEFT RAIL^JB72
UA1520 | 1105411-11 | SIGNAL CONVERTER, BAM 2 SIGNAL CONDITIONER | LEFT RAIL^JB72
XT0052 | 1066730-32,1066730-7,1066730-8,1067996-4 | TERMINAL STRIP, 4 CONDUCTOR | LEFT RAIL^JB72
XT1520 | 1066730-1 | TERMINAL STRIP, 4 CONDUCTOR | LEFT RAIL^JB72
XT1521 | 1066730-7 | TERMINAL STRIP, 4 CONDUCTOR | LEFT RAIL^JB72
HL0568 | 2380746-7 | LIGHT, NORMAL TRIP, CLEAR | LIGHT PANEL
HL0569 | 2380746-7 | LIGHT, FAULT TRIP, AMBER | LIGHT PANEL
TS331 | 1066730-7,1066730-8,1067996-4 | TERMINAL STRIP, 4 CONDUCTOR | MARSHALLING BOX #2A#2B
TS335 | 1066730-7 | TERMINAL STRIP, 4 CONDUCTOR | MARSHALLING BOX #2A#2B
AF0031 | 2684693-17,2684693-24 | 5094-OB16XT, 16 DISCRETE OUTPUT | MCC
AF0032 | 2684693-17,2684693-23 | 5094-IB16XT, 16 DISCRETE INPUT | MCC
AU0033 | 2684693-22 | 5094-AENTRXT, FLEX 5000 I/O | MCC
BA0001 | 1271449-1 | MEDIA CONVERTER, ETHERNET-FIBER OPTIC | MCC
BA0002 | 1271449-1 | MEDIA CONVERTER, ETHERNET-FIBER OPTIC | MCC
BA0030 | 1271449-1 | MEDIA CONVERTER, ETHERNET-FIBER OPTIC | MCC
FU0001 | 1043265-1,1043265-3 | FUSE, 2A | MCC
FU0002 | 1043265-1,1043265-3 | FUSE, 2A | MCC
FU0581 | 1043265-1,1043265-5 | FUSE, 10A | MCC
FU0582 | 1043265-1,1043265-3 | FUSE, 2A | MCC
FU0583 | 1043265-1,1043265-3 | FUSE, 2A | MCC
FU5080 | 1043265-1,1043265-5 | FUSE, 10A | MCC
QS550 | 1126803 | CIRCUIT BREAKER, DOUBLE POLE - RAIL MOUNTABLE | MCC
XT0031 | 1066730-1 | TERMINAL STRIP, 4 CONDUCTOR | MCC
XT0200 | 1066730-32,1066730-7,1066730-8,1067996-82 | TERMINAL STRIP, 4 CONDUCTOR | MCC
XT5501 | 1066730-53,1066730-7,1066730-8,1067996-4 | TERMINAL STRIP, 4 CONDUCTOR | MCC
XT5511 | 1066730-53,1066730-7,1066730-8,1067996-4 | TERMINAL STRIP, 4 CONDUCTOR | MCC
PA0700 | 1565287-9 | AMMETER, CURRENT MEASUREMENT | METER PANEL
PA0701 | 1616415-2 | AMMETER, EXCITER FIELD CURRENT | METER PANEL
PA0703 | 1620357-228 | WATT METER, SYNCHROSCOPE | METER PANEL
PA0771 | 1616419-3 | WATT METER, POWER FACTOR | METER PANEL
PF0701 | 1616418-2 | METER, BUS^FREQUENCY | METER PANEL
PV0700 | 1620356-38 | VOLT METER, BUS^VOLTAGE | METER PANEL
PV0701 | 1616416-2 | VOLT METER, EXCITER FIELD VOLTAGE | METER PANEL
86G-GTS | < no partnumber assigned > | ComponentDescription, 86G INPUT STATUS ALARM | PANEL
AT5081K | 1068334 | KEYBOARD, TYPING INTERFACE | PANEL
CCTRIP-IND | CUSTOMER DEFINED | CUSTOMER CONNECTION, USTOMER SUPPLIED POER | PANEL
CLOSE_MB | CUSTOMER DEFINED | CUSTOMER INPUT, CLOSE CIRCUIT MB EP2^DWG 2627D16 | PANEL
SB7510 | CUSTOMER DEFINED | PUSHBUTTON SWITCH, START (CUSTOMER) | PANEL
SB7511 | CUSTOMER DEFINED | PUSHBUTTON SWITCH, NORMAL STOP (CUSTOMER) | PANEL
SB7512 | CUSTOMER DEFINED | PUSHBUTTON SWITCH, EMERGENCY STOP (CUSTOMER) | PANEL
SB7551 | CUSTOMER DEFINED | PUSHBUTTON SWITCH, VOLTAGE INCREASE (CUSTOMER) | PANEL
SB7552 | CUSTOMER DEFINED | PUSHBUTTON SWITCH, VOLTAGE DECREASE (CUSTOMER) | PANEL
SB7554 | CUSTOMER DEFINED | PUSHBUTTON SWITCH, SPEED INCREASE (CUSTOMER) | PANEL
SB7555 | CUSTOMER DEFINED | PUSHBUTTON SWITCH, SPEED DECREASE (CUSTOMER) | PANEL
SP_DC_TGMCB | CUSTOMER DEFINED | CUSTOMER INPUT, SPEED DECREASE^DWG 262713D | PANEL
SP_IN_TGMCB | CUSTOMER DEFINED | CUSTOMER INPUT, SPEED INCREASE^DWG 2627D13C | PANEL
TGMCB_CL_A | CUSTOMER DEFINED | CUSTOMER INPUT, BREAKER CLOSE INHIBIT^DWG 2627D7 | PANEL
TRIP_M | CUSTOMER DEFINED | CUSTOMER INPUT, CLOSE CIRCUIT MB EP2^DWG 2627D7 | PANEL
VL_DC_TGMCB | CUSTOMER DEFINED | CUSTOMER INPUT, VOLTAGE DECREASE^DWG 2627D13B | PANEL
VL_IN_TGMCB | CUSTOMER DEFINED | CUSTOMER INPUT, VOLTAGE INCREASE^DWG 2627D13A | PANEL
GR1200 | 903849C1 | RAIL GROUND, DIN RAIL GROUNDING | PROX BOX
UA1210 | 190816-120,190817-51 | PROXIMITOR, ENGINE BEARING #1^(GAS PRODUCER X-AXIS) | PROX BOX
UA1211 | 1058171-51,190816-120 | PROXIMITOR, ENGINE BEARING #1^(GAS PRODUCER Y-AXIS) | PROX BOX
UA1220 | 190816-120,190817-191 | PROXIMITOR, ENGINE BEARING #2^(GAS PRODUCER X-AXIS) | PROX BOX
UA1221 | 190816-120,190817-191 | PROXIMITOR, TRI-AXIAL (12.0M) | PROX BOX
UA1230 | 190816-120,190817-14,190817-91 | PROXIMITOR, ENGINE BEARING #3^(GAS PRODUCER X-AXIS) | PROX BOX
UA1231 | 190816-120,190817-14,190817-91 | PROXIMITOR, ENGINE BEARING #3^(GAS PRODUCER Y-AXIS) | PROX BOX
UA1262 | 190816-120,190817-51 | PROXIMITOR, ENGINE BEARING AXIAL^(GAS PRODUCER Z-AXIS) | PROX BOX
UA1263 | 190816-120,190817-51 | PROXIMITOR, ENGINE KEYPHASOR^(GAS PRODUCER) | PROX BOX
AF0091 | 2684693-17,2684693-23 | 5094-IB16XT, 16 DISCRETE INPUT | RIGHT RAIL
AF0092 | 2684693-17,2684693-24 | 5094-OB16XT, 16 DISCRETE OUTPUT | RIGHT RAIL
AF0093 | 2684693-17,2684693-24 | 5094-OB16XT, 16 DISCRETE OUTPUT | RIGHT RAIL
AF0094 | 2684693-19,2684693-33 | 5094-IY8XT, 8 ANALOG INPUT,TC/RTD/I&V | RIGHT RAIL
AF0095 | 2684693-17,2684693-25 | 5094-OB8XT, 8 DISCRETE OUTPUT | RIGHT RAIL
AU0090 | 2684693-22 | 5094-AENTRXT, FLEX 5000 I/O | RIGHT RAIL
FU0090 | 1043265-1,1043265-5 | FUSE, 10A | RIGHT RAIL
FU0091 | 1043265-1,1043265-5 | FUSE, 10A | RIGHT RAIL
FU0092 | 1043265-1,1043265-5 | FUSE, 10A | RIGHT RAIL
FU0093 | 1043265-1,1043265-5 | FUSE, 10A | RIGHT RAIL
GR1100 | 903849C1 | RAIL GROUND, DIN RAIL GROUNDING | RIGHT RAIL
KA0875 | 1061979-1 | RELAY, LOCAL HORN CONTROL (PLC) | RIGHT RAIL
XT0081 | 1066730-4,1066730-7,1066730-8 | TERMINAL STRIP, 4 CONDUCTOR | RIGHT RAIL
HL0701 | 1751651-2 | LIGHT, GENERATOR CIRCUIT BREAKER OPEN, GREEN | SWITCH PANEL
HL0702 | 1751651-1 | LIGHT, GENERATOR CIRCUIT BREAKER CLOSED, RED | SWITCH PANEL
HL0703 | 908700C2,[2]910087C1 | LIGHT, GENERATOR SYNCHRONIZING, CLEAR | SWITCH PANEL
HL0704 | 908700C2,[2]910087C1 | LIGHT, GENERATOR SYNCHRONIZING, CLEAR | SWITCH PANEL
PF0700 | 1614318-2 | GAGE, SYNCHROSCOPE | SWITCH PANEL
SA0700 | [6]1051149-3 | SELECTOR SWITCH, MANUAL SYNCHRONIZATION | SWITCH PANEL
SA0701 | [5]1051149-5 | SELECTOR SWITCH, CIRCUIT BREAKER CONTROL | SWITCH PANEL
SA0710 | 1051149-4 | SELECTOR SWITCH, VOLTAGE SELECT | SWITCH PANEL
SA0740 | [5]1051149-2 | SELECTOR SWITCH, CURRENT SELECT | SWITCH PANEL
SA0770 | 1051149-1 | SELECTOR SWITCH, KW/KVAR SELECT | SWITCH PANEL
AT0680 | 1634974-100 | GATEWAY MODULE | TURBINE BOX DOOR
AT1100 | 1577354-4502 | WORKSTATION, VERSA VIEW 1200H | TURBINE BOX DOOR
BA1100 | 1337728-10 | SWITCH, ETAP, DLR INTERFACE | TURBINE BOX DOOR
FU0291 | 1043265-1,1043265-4 | FUSE, 5A | TURBINE BOX DOOR
FU0680 | 1043265-1,1043265-4 | FUSE, 5A | TURBINE BOX DOOR
FU1100 | 1043265-1,1043265-5 | FUSE, 10A | TURBINE BOX DOOR
FU1101 | 1043265-1,1043265-3 | FUSE, 2A | TURBINE BOX DOOR
GR0680 | 903849C1 | RAIL GROUND, DIN RAIL GROUNDING | TURBINE BOX DOOR
HA0472 | 1103208-101 | HORN, AUDIBLE ALARM | TURBINE BOX DOOR
IEG0230 | 232941-300 | BUS BAR, PANEL B - INSTRUMENT EARTH GROUNDING | TURBINE BOX DOOR
PEG0130 | 232941-110 | BUS BAR, PANEL A - POWER EARTH GROUNDING | TURBINE BOX DOOR
SA0471 | 2380746-2 | SELECTOR SWITCH, SPEED | TURBINE BOX DOOR
SA0472 | 2380746-2 | SELECTOR SWITCH, VOLTAGE | TURBINE BOX DOOR
SA0473 | 2380746-5 | SELECTOR SWITCH, OFF/LOC/AUX | TURBINE BOX DOOR
SB0471 | 2380746-1 | PUSHBUTTON SWITCH, HORN SILENCE | TURBINE BOX DOOR
SB0472 | 2380746-4 | PUSHBUTTON SWITCH, EMERGENCY STOP | TURBINE BOX DOOR
SB0473 | 2380746-1 | PUSHBUTTON SWITCH, ACKNOWLEDGE | TURBINE BOX DOOR
SB0474 | 2380746-1 | PUSHBUTTON SWITCH, RESET | TURBINE BOX DOOR
SH0470 | 2380746-3 | LIGHTED SWITCH, STOP/STOPPING, RED | TURBINE BOX DOOR
SH0471 | 2380746-3 | LIGHTED SWITCH, START/STARTING, GREEN | TURBINE BOX DOOR
SH0472 | 2380746-3 | LIGHTED SWITCH, BACKUP SYSTEM ACTIVE/RESET, AMBER | TURBINE BOX DOOR
UV0291 | 1088442-4 | POWER CONVERTER, DC/DC INPUT TO 24V DC OUTPUT | TURBINE BOX DOOR
XT0680 | 1066730-7,1066730-8,1067996-4 | TERMINAL STRIP, 4 CONDUCTOR | TURBINE BOX DOOR
AF0061 | 2684693-17,2684693-25 | 5094-OB8XT, 8 DISCRETE OUTPUT | TURBINE BOX PANEL
AF0062 | 2684693-17,2684693-25 | 5094-OB8XT, 8 DISCRETE OUTPUT | TURBINE BOX PANEL
AF0063 | 2684693-17,2684693-23 | 5094-IB16XT, 16 DISCRETE INPUT | TURBINE BOX PANEL
AF0064 | 2684693-18,2684693-30 | 5094-IF4IHSXT, 4 ANALOG INPUT, S | TURBINE BOX PANEL
AF0065 | 2684693-18,2684693-30 | 5094-IF4IHSXT, 4 ANALOG INPUT, S | TURBINE BOX PANEL
AF0066 | 2684693-18,2684693-27 | 5094-OF8IHXT, 8 ANALOG OUTPUT, ISOLATED | TURBINE BOX PANEL
AF0067 | 2684693-17,2684693-25 | 5094-OB8XT, 8 DISCRETE OUTPUT | TURBINE BOX PANEL
AF0068 | 2684693-21,2684693-36 | 5094-IRT8SXT, 8 RTD/TC ANALOG INPUT, S | TURBINE BOX PANEL
AF0071 | 2684693-18,2684693-32 | 5094-IJ2ISXT, 2 FAST COUNTER INPUT, S | TURBINE BOX PANEL
AF0072 | 2684693-18,2684693-30 | 5094-IF4IHSXT, 4 ANALOG INPUT, S | TURBINE BOX PANEL
AF0073 | 2684693-21,2684693-36 | 5094-IRT8SXT, 8 RTD/TC ANALOG INPUT, S | TURBINE BOX PANEL
AF0074 | 2684693-18,2684693-56 | 5094-IF8IHXT, 8 ANALOG INPUT, ISOLATED | TURBINE BOX PANEL
AF0075 | 2684693-18,2684693-30 | 5094-IF4IHSXT, 4 ANALOG INPUT, S | TURBINE BOX PANEL
AF0076 | 2684693-18,2684693-55 | 5094-OB16SXT, 16 DISCRETE OUTPUT, S | TURBINE BOX PANEL
AF0077 | 2684693-19,2684693-33 | 5094-IY8XT, 8 ANALOG INPUT,TC/RTD/I&V | TURBINE BOX PANEL
AF0081 | 2684693-18,2684693-28 | 5094-IB16SXT, 16 DISCRETE INPUT, S | TURBINE BOX PANEL
AF0082 | 2684693-17,2684693-23 | 5094-IB16XT, 16 DISCRETE INPUT | TURBINE BOX PANEL
AF0083 | 2684693-19,2684693-33 | 5094-IY8XT, 8 ANALOG INPUT,TC/RTD/I&V | TURBINE BOX PANEL
AF0084 | 2684693-19,2684693-33 | 5094-IY8XT, 8 ANALOG INPUT,TC/RTD/I&V | TURBINE BOX PANEL
AF0085 | 2684693-18,2684693-56 | 5094-IF8IHXT, 8 ANALOG INPUT, ISOLATED | TURBINE BOX PANEL
AF0086 | 2684693-18,2684693-56 | 5094-IF8IHXT, 8 ANALOG INPUT, ISOLATED | TURBINE BOX PANEL
AF0087 | 2684693-17,2684693-23 | 5094-IB16XT, 16 DISCRETE INPUT | TURBINE BOX PANEL
AU0060 | 2684693-22 | 5094-AENTRXT, FLEX 5000 I/O | TURBINE BOX PANEL
AU0070 | 2684693-22 | 5094-AENTRXT, FLEX 5000 I/O | TURBINE BOX PANEL
AU0080 | 2684693-22 | 5094-AENTRXT, FLEX 5000 I/O | TURBINE BOX PANEL
FU0010 | 1043265-1,1043265-5 | FUSE, 10A | TURBINE BOX PANEL
FU0060 | 1043265-1,1043265-5 | FUSE, 10A | TURBINE BOX PANEL
FU0061 | 1043265-1,1043265-5 | FUSE, 10A | TURBINE BOX PANEL
FU0062 | 1043265-1,1043265-5 | FUSE, 10A | TURBINE BOX PANEL
FU0063 | 1043265-1,1043265-5 | FUSE, 10A | TURBINE BOX PANEL
FU0064 | 1043265-1,1043265-5 | FUSE, 10A | TURBINE BOX PANEL
FU0070 | 1043265-1,1043265-5 | FUSE, 10A | TURBINE BOX PANEL
FU0071 | 1043265-1,1043265-5 | FUSE, 10A | TURBINE BOX PANEL
FU0080 | 1043265-1,1043265-5 | FUSE, 10A | TURBINE BOX PANEL
FU0136 | 1043265-1,1043265-9 | FUSE, 30A | TURBINE BOX PANEL
FU0137 | 1043265-1,1043265-7 | FUSE, 20A | TURBINE BOX PANEL
FU0139 | 1043265-1,1043265-4 | FUSE, 5A | TURBINE BOX PANEL
FU0210 | 1043265-1,1043265-7 | FUSE, 20A | TURBINE BOX PANEL
FU0211 | 1043265-1,1043265-4 | FUSE, 5A | TURBINE BOX PANEL
FU0212 | 1043265-1,1043265-3 | FUSE, 2A | TURBINE BOX PANEL
FU0213 | 1043265-1,1043265-4 | FUSE, 5A | TURBINE BOX PANEL
FU0214 | 1043265-1,1043265-4 | FUSE, 5A | TURBINE BOX PANEL
FU2220 | 1043265-1,1043265-5 | FUSE, 10A | TURBINE BOX PANEL
GR0131 | 903849C1 | RAIL GROUND, DIN RAIL GROUNDING | TURBINE BOX PANEL
GR0132 | 903849C1 | RAIL GROUND, DIN RAIL GROUNDING | TURBINE BOX PANEL
GR0133 | 903849C1 | RAIL GROUND, DIN RAIL GROUNDING | TURBINE BOX PANEL
GR0231 | 903849C1 | RAIL GROUND, DIN RAIL GROUNDING | TURBINE BOX PANEL
KA0130 | 1061979-1 | RELAY, LOWSPEED/OPEN PROBE SETPOINT | TURBINE BOX PANEL
KA0131 | 1061979-1 | RELAY, CONTROLLER ACTIVE | TURBINE BOX PANEL
KA0132 | 1061979-1 | RELAY, CONTROLLER ACTIVE | TURBINE BOX PANEL
KA0133 | 1061979-1 | RELAY, POST LUBE NOT REQUIRED | TURBINE BOX PANEL
KA0134 | 1061979-1 | RELAY, BACKUP COMMAND OFF | TURBINE BOX PANEL
KA0135 | 1061979-1 | RELAY, AC PRE/POST PUMP DRIVE | TURBINE BOX PANEL
KA0136 | 1061979-1 | RELAY, LUBE OIL HEADER PRESSURE HIGH | TURBINE BOX PANEL
KA0137 | 1061979-1 | RELAY, LUBE PUMP INHIBIT | TURBINE BOX PANEL
KA0138 | 1061979-1 | RELAY, BACKUP LUBE OIL PUMP OFF | TURBINE BOX PANEL
KA0141 | 1061979-1 | RELAY, CONTROLLER ACTIVE | TURBINE BOX PANEL
KA0144 | 1061979-1 | RELAY, AC PRE/POST PUMP DRIVE | TURBINE BOX PANEL
KA0176 | 1061979-1 | RELAY, VENTILATION REQUIRED | TURBINE BOX PANEL
KA0177 | 1061979-1 | RELAY, VENTILATION REQUIRED | TURBINE BOX PANEL
KA0223 | 1061979-1 | RELAY, PRIMARY LF SHUT-OFF VALVE | TURBINE BOX PANEL
KA0224 | 1061979-1 | RELAY, SECONDARY LF SHUT-OFF VALVE | TURBINE BOX PANEL
KA1020 | 1061979-1 | RELAY, IGNITION START | TURBINE BOX PANEL
KA2160 | 1061979-1 | RELAY, SPARE | TURBINE BOX PANEL
KA2161 | 1061979-1 | RELAY, SPARE | TURBINE BOX PANEL
KA3103 | 1061979-1 | RELAY, LUBE OIL TANK HEATER | TURBINE BOX PANEL
KA3220 | 1061979-1 | RELAY, LUBE OIL COOLER FAN | TURBINE BOX PANEL
KA6100 | 1061979-1 | RELAY, ENCLOSURE SPACE HEATER | TURBINE BOX PANEL
KA6101 | 1061979-1 | RELAY, ENCLOSURE SPACE HEATER | TURBINE BOX PANEL
KA6211 | 1061979-1 | RELAY, DRIVER ENCLOSURE^VENT FAN #1 | TURBINE BOX PANEL
KA6221 | 1061979-1 | RELAY, DRIVEN ENCLOSURE^VENT FAN #2 | TURBINE BOX PANEL
KT0140 | 2651077-1 | TIMER RELAY, BACKUP PUMP POST LUBE OFF CYCLE | TURBINE BOX PANEL
KT0141 | 2651077-1 | TIMER RELAY, BACKUP POST LUBE CONTINUOUS | TURBINE BOX PANEL
KT0142 | 2651077-1 | TIMER RELAY, TOTAL POST LUBE | TURBINE BOX PANEL
KT0143 | 2651077-1 | TIMER RELAY, BACKUP PUMP POST LUBE ON CYCLE | TURBINE BOX PANEL
KT0144 | 2651077-1 | TIMER RELAY, HEADER PRESSURE HIGH BACKUP PUMP OFF | TURBINE BOX PANEL
KT0145 | 2651077-1 | TIMER RELAY, FIRE DETECTED ROLLDOWN LUBE | TURBINE BOX PANEL
KT0146 | 2651077-3 | TIMER RELAY, WATCHDOG | TURBINE BOX PANEL
RR0851 | 981090C1 | RESISTOR, 3.01K OHM | TURBINE BOX PANEL
RR0852 | 981089C1 | RESISTOR, 1.0K OHM | TURBINE BOX PANEL
UA1200 | 1053834-8 | BUOS MODULE, BACKUP OVERSPEED | TURBINE BOX PANEL
VD6211 | 960592C1 | DIODE, 15 pF | TURBINE BOX PANEL
VD6221 | 960592C1 | DIODE, 15 pF | TURBINE BOX PANEL
XT0055 | 1066730-32,1066730-7,1066730-8,1067996-4 | TERMINAL STRIP, 4 CONDUCTOR | TURBINE BOX PANEL
XT0060 | 1066730-7,1066730-8,1067996-4 | TERMINAL STRIP, 4 CONDUCTOR | TURBINE BOX PANEL
XT0063 | 1066730-32,1066730-7,1066730-8,1067996-4 | TERMINAL STRIP, 4 CONDUCTOR | TURBINE BOX PANEL
XT0067 | 1066730-4,1066730-7,1066730-8 | TERMINAL STRIP, 4 CONDUCTOR | TURBINE BOX PANEL
XT0070 | 1066730-7,1066730-8,1067996-4 | TERMINAL STRIP, 4 CONDUCTOR | TURBINE BOX PANEL
XT0080 | 1066730-7,1066730-8,1067996-4 | TERMINAL STRIP, 4 CONDUCTOR | TURBINE BOX PANEL
XT0085 | 1066730-7,1066730-8,1067996-4 | TERMINAL STRIP, 4 CONDUCTOR | TURBINE BOX PANEL
XT0134 | 1066730-16,1066730-17,1066730-18 | TERMINAL STRIP, 2 CONDUCTOR | TURBINE BOX PANEL
XT0135 | 1066730-7,1066730-8,1067996-4 | TERMINAL STRIP, 4 CONDUCTOR | TURBINE BOX PANEL
XT0136 | 1066730-7,1066730-8,1067996-82 | TERMINAL STRIP, 4 CONDUCTOR | TURBINE BOX PANEL
XT0137 | 1066730-5,1066730-7,1067996-4 | TERMINAL STRIP, 4 CONDUCTOR | TURBINE BOX PANEL
XT0138 | 1066730-16,1066730-17,1066730-18 | TERMINAL STRIP, 2 CONDUCTOR | TURBINE BOX PANEL
XT0139 | 1066730-7,1066730-8,1067996-4 | TERMINAL STRIP, 4 CONDUCTOR | TURBINE BOX PANEL
XT0233 | 1066730-7,1066730-8,1067996-4 | TERMINAL STRIP, 4 CONDUCTOR | TURBINE BOX PANEL
XT0235 | 1066730-7,1066730-8,1067996-4 | TERMINAL STRIP, 4 CONDUCTOR | TURBINE BOX PANEL
XT0236 | 1066730-7,1066730-8,1067996-82 | TERMINAL STRIP, 4 CONDUCTOR | TURBINE BOX PANEL
XT0237 | 1066730-10,1066730-9,1067996-4 | DIODE TERMINAL STRIP, 4 CONDUCTOR | TURBINE BOX PANEL
XT0240 | 1066730-7,1066730-8,1067996-4 | TERMINAL STRIP, 4 CONDUCTOR | TURBINE BOX PANEL
XT1440 | 1066730-7,1066730-8,1067996-4 | TERMINAL STRIP, 4 CONDUCTOR | TURBINE BOX PANEL