## Blue Labels
(SHT 1) EXTERIOR | (SHT 10) JB70 DOOR | (SHT 11) JB70 PANEL | (SHT 12) JB71 | (SHT 13) JB70 LEFT RAIL | (SHT 14) JB70 RIGHT RAIL | (SHT 2) DOOR PANEL | (SHT 3) TCP | (SHT 4) PWR RAIL | (SHT 5) METER PANEL | (SHT 6) SWITCH PANEL | (SHT 7) LEFT PANEL | (SHT 8) BACK PANEL | (SHT 9) GEN PANEL
EL0273 | AF0067 | FU0080 | AT1100 | FU0136 | FU0210 | AT0190K | HL0411 | FU0190 | PA0703 | HL0704 | BA1213 | KA0181 | AT0140
HA0273 | AF0068 | FU0081 | XT0071 | FU0137 | FU0211 | AT0190 | HL0410 | FU0200 | PV0700 | HL0703 | FU1213 | KA0183 | TM0102
ZS0273 | AF0066 | FU0082 | XT0150 | FU0139 | FU0212 |  | HL0409 | FU0201 | PA0700 | HL0702 | GR0112 | KA0185 | RS0106
FG0000 | AF0065 | XT0080 | GR1110 | XT0134 | XT0233 |  | HL0408 | FU0202 | PA4100 | HL0701 | XT0345 | AU0180 | XT0360
| AF0064 | XT0085 | PEG1110 | XT0135 | XT0235 |  | HL0407 | FU0273 | PA0771 | SA0770 | QS0560 | AF0181 | FU0313
| AF0063 | RR0851 | BA1100 | XT0136 | XT0236 |  | SB0400 | XT0561 | PV0701 | SA0710 | XT0013 | AF0182 | FU0314
| AF0062 | RR0852 | FU1100 | XT0137 | XT0237 |  | HL0406 | XT0562 | PA0701 | SA0740 | GR0110 | AF0183 | XT0313
| AF0061 | FU0090 | FU1101 | XT0138 | XT0240 |  | HL0405 | XT0563 | PF0701 | PF0700 | FU0011 | AF0184 | FU0332
| AU0060 | FU0091 | FU1213 | XT0139 | XT2130 |  | HL0404 |  |  | SA0700 | XT0014 | FU0180 | FU0333
| XT0060 | FU0092 | GR0050 | XT0140 | KA0217 |  | HL0403 |  |  | SA0701 | GR0111 | FU0181 | FU0334
| GR0134 | FU0093 | IEG0050 | KA0130 | KA0221 |  | HL0402 |  |  |  | F0200 | XT0180 | FU0335
| AU0070 | XT0090 | SB0471 | KA0131 | KA0222 |  | HL0401 |  |  |  |  | GR0180 | XT0333
| AF0071 | AF0095 | SB0473 | KA0132 | KA0231 |  | HL0400 |  |  |  |  | GR0181 | XT0334
| AF0072 | AF0094 | SB0474 | KA0133 | KA0232 |  | SH0412 |  |  |  |  | IEG0130 | XT0335
| AF0073 | AF0093 | SA0471 | KA0134 | KA0233 |  | SH0411 | [5 empty] | XT0336
| AF0074 | AF0092 | SA0473 | KA0135 | KA0234 |  | SH0405 | [5 empty] | XT0337
| AF0075 | AF0091 | SH0471 | KA0136 | KA0235 |  | SH0404 | [5 empty] | XT0338
| AF0076 | AU0090 | SB0472 | KA0137 | KA0236 |  | SH0410 | [5 empty] | XT0370
| AF0077 | UV0600 | SA0472 | KA0138 | KA0237 |  | SH0409 | [5 empty] | KA0310
| FU0060 | GR0131 | SH0472 | KA0141 | KA0238 |  | SH0401 | [5 empty] | KA0330
| FU0061 | AR0600 | SH0470 | KA0144 | KA0239 |  | SH0400 | [5 empty] | KA0331
| FU0062 | AT0600 | GR1111 | KA1020 | KA0240 |  | XT0564 | [5 empty] | KA0332
| FU0063 | AP0601 |  | KT0140 | KA0241 |  | AU0200 | [5 empty] | KA0333
| FU0070 | AP0602 |  | KT0141 | KA0242 |  | AF0201 | [5 empty] | KA0335
| FU0071 | AP0603 |  | KT0142 | KA0243 |  | AF0202 | [5 empty] | KA0336
| XT0070 | AP0605 |  | KT0143 | KA0244 |  | SB0408 | [5 empty] | GR0140
| GR0135 | AP0606 |  | KT0144 | KA0245 |  | SB0407 | [5 empty] | XT0340
|  | AP0604 |  | KT0145 | KA0246 |  | SH0408 | [5 empty] | XT0341
|  | AU0080 |  | KT0146 | KA0247 |  | SB0405 | [5 empty] | XT0342
|  | AF0081 |  | FU0012 | KA0248 |  | SB0406 | [5 empty] | XT0343
|  | AF0082 |  | FU0013 | KA0249 |  | SA0401 | [5 empty] | XT0350
|  | AF0083 |  | FU0014 | KA0250 |  | SB0404 | [5 empty] | XT0352
|  | AF0084 |  | FU0015 | GR1100 |  | SB0403 | [5 empty] | XT0351
|  | AF0085 |  | FU0016 | UA1200 |  | SB0402 | [5 empty] | XT4100
|  | AF0086 |  | FU0020 |  |  | SB0401 | [5 empty] | XT4101
|  | AF0087 |  | XT0011 |  |  | GR0200 | [5 empty] | KA4100
|  | GR0132 |  | XT0012 | [8 empty] | KA0180
|  | XT0680 |  | GR1101 | [8 empty] | GR0141
|  | FU0680 | [10 empty] | AF0123
|  | FU0010 | [10 empty] | AF0122
|  | PC0470 | [10 empty] | AF0121
|  | AT0680 | [10 empty] | AU0120
|  | GR0680 | [10 empty] | XT7004
|  | FU0113 | [10 empty] | XT0120
|  | XT0110 | [10 empty] | XT0130
|  | AF0450 | [10 empty] | FU0120
|  | AF0440 | [10 empty] | FU0121
|  | AF0420 | [10 empty] | KA0121
|  | AF0410 | [10 empty] | KA0123
|  | AF0400 | [10 empty] | KA0128
|  | XT0400 | [10 empty] | KA9008
|  | KA3103 | [10 empty] | GR0120
|  | KA3220 | [10 empty] | KA0313
|  | KA3221 | [10 empty] | PEG0140
|  | KA3222 | [10 empty] | KA0314
|  | GR0133 | [10 empty] | KA0364
PEG0130
IEG0230

## White Labels
(SHT 8) BACK PANEL | (SHT 8) BACK PANEL - (SHT 9) GEN PANEL | (SHT 8) BACK PANEL - (SHT 3) TCP | (SHT 9) GEN PANEL | (SHT 9) GEN PANEL - (SHT 7) LEFT PANEL | (SHT 10) JB70 DOOR | (SHT 10) JB70 DOOR - (SHT 13) JB70 LEFT RAIL | (SHT 10) JB70 DOOR - (SHT 11) JB70 PANEL | (SHT 13) JB70 LEFT RAIL - (SHT 11) JB70 PANEL | (SHT 11) JB70 PANEL | (SHT 14) JB70 RIGHT RAIL | (SHT 14) JB70 RIGHT RAIL - (SHT 12) JB71 | (SHT 12) JB71 | (SHT 7) LEFT PANEL | (SHT 4) PWR RAIL - (SHT 3) TCP
AU0180G | AT0140LS(S) | AU0200G | AU0120G | PEG01404 | AF0064G | UA1200S | IEG02304 | 0V | AF0083G | GR1100 | IEG00502 | IEG00501 | GR0111 | 0V1
GR0181 | IEG01301 | IEG01303 | EXCS |  | AF0065G |  | IEG02305 |  | AF0084G |  |  | PEG11101 | GR0112 | ESTOPA
IEG01302 | IEG01304 |  | PEG01405 |  | AF0066G |  | IEG02306 |  | AF0085G |  |  |  |  | ESTOPB
IEG01305 |  |  | PMGS |  | AF0071G |  | IEG02308 |  | AU0080G |  |  |  |  | FU0139
|  |  | VBUSN |  | AF0072G |  |  |  | AU0090G |  |  |  |  | FU0200
|  |  | WC8101 |  | AF0073G |  |  |  | GR0133 |  |  |  |  | FU0201
|  |  | WC8102 |  | AF0074G |  |  |  | IEG02301 |  |  |  |  | FU0202
|  |  | WC8201 |  | AF0075G |  |  |  | IEG023010 |  |  |  |  | KA023612
|  |  | WC8301 |  | AU0060G |  |  |  | IEG023011 |  |  |  |  | KA0241A1
[5 empty] | AU0070G |  |  |  | IEG02302 |  |  |  |  | TCP18B1
[9 empty] | IEG02307 |  |  |  |  | TCP18B2
IEG02309
UV0600G
XT04001
XT04002

## Heat Shrink Labels
(SHT 9) GEN PANEL | (SHT 9) GEN PANEL - (SHT 5) METER PANEL | (SHT 13) JB70 LEFT RAIL - (SHT 14) JB70 RIGHT RAIL
WC8009 | WC8064 | WC4524
WC8164 | WC8065

## BACK PANEL
BACK PANEL
CONTROL CONSOLE
Project # | H3320
Project Name | TALOS BULLWINKLE 703 704
Revision | A.5
Controls DE | D.JOHN
Phone:
Controls ME | G.CATO
Phone:
From | [5 empty] | To
Device ID | Cable (W) Conductor (SC) Jumper Clip (JC) | Wire No. | Wire ID | Gauge/Size | Page/Zone | Device ID | Location | Page/Zone
XT0180:1 | JC | 0V | CLIP | --- | 26.B1 | XT0180:2 | BACK PANEL | 26.B1
AF0182:01 | SC | JP3 | VIO | 20 | 34.A7 | AF0182:33 | BACK PANEL | 34.A7
AF0182:07 | SC | JP4 | VIO | 20 | 75.A7 | AF0182:39 | BACK PANEL | 75.A7
AF0182:15 | SC | JP6 | VIO | 20 | 75.B7 | AF0182:47 | BACK PANEL | 75.B7
AF0181:02 | SC | 018102 | WHT | 20 | 75.C7 | KA0181:A1 | BACK PANEL | 75.C5
AF0181:06 | SC | 018106 | WHT | 20 | 75.C7 | KA0183:A1 | BACK PANEL | 75.C5
AF0181:10 | SC | 018110 | WHT | 20 | 30.A7 | KA0185:A1 | BACK PANEL | 30.A5
AF0181:18 | SC | 018118 | WHT | 20 | 75.C7 | KA0181:A2 | BACK PANEL | 75.C5
AF0181:22 | SC | 018122 | WHT | 20 | 75.C7 | KA0183:A2 | BACK PANEL | 75.C5
AF0181:COM | SC | 0V | WHT | 16 | 26.B2 | XT0180:2 | BACK PANEL | 26.B1
AF0181:J | SC | * |  |  | 26.B2 | AF0182:P | BACK PANEL | 26.B3
AF0181:V+ | SC | FU0181 | WHT | 14 | 26.B2 | FU0181:LD | BACK PANEL | 26.B1
AF0182:COM | SC | AF0182N | WHT | 20 | 26.B3 | AF0183:COM | BACK PANEL | 26.A3
AF0182:COM | SC | AU0180N | WHT | 20 | 26.B3 | AU0180:COM | BACK PANEL | 26.A2
AF0182:J | SC | * |  |  | 26.B3 | AF0183:P | BACK PANEL | 26.A3
AF0182:V+ | SC | AF0182P | WHT | 20 | 26.B3 | AF0183:V+ | BACK PANEL | 26.A3
AF0182:V+ | SC | AU0180P | WHT | 20 | 26.B3 | AU0180:V+ | BACK PANEL | 26.A2
AF0183:COM | SC | AF0183N | WHT | 20 | 26.A3 | AF0184:COM | BACK PANEL | 26.B4
AF0183:J | SC | * |  |  | 26.A3 | AF0184:P | BACK PANEL | 26.B4
AF0183:V+ | SC | AF0183P | WHT | 20 | 26.A3 | AF0184:V+ | BACK PANEL | 26.B4
AF0184:SH | SC | IEG01305 | GRN | 14 | 26.B4 | IEG0130:5 | BACK PANEL | 26.B5
AF0184:SH | SC | AU0180G | GRN | 14 | 26.B4 | AU0180:GND | BACK PANEL | 26.A2
AU0180:COM | SC | 0V | WHT | 16 | 26.A2 | XT0180:1 | BACK PANEL | 26.B1
AU0180:V+ | SC | FU0180 | WHT | 14 | 26.A2 | FU0180:LD | BACK PANEL | 26.B1
FU0180:LI | SC | FU0332 | WHT | 14 | 26.B1 | FU0181:LI | BACK PANEL | 26.B1
GR0180: | SC | IEG01302 | GRN | 14 | 6.A4 | IEG0130:2 | BACK PANEL | 6.A4
GR0181: | SC | GR0181 | GRN/YEL | 14 | 6.A5 | FG0005:1 | BACK PANEL | 6.A5
AF0181:00 | SC | 018100 | WHT | 20 | 30.A7 | KA0180:A1 | GEN PANEL | 30.A5
AF0181:16 | SC | 018116 | WHT | 20 | 30.A7 | KA0180:A2 | GEN PANEL | 30.A5
AF0181:26 | SC | 018126 | WHT | 20 | 30.A7 | KA0364:14 | GEN PANEL | 30.B6
FU0180:LI | SC | FU0332 | WHT | 14 | 26.B1 | XT0130:1 | GEN PANEL | 25.A5
IEG0130:1 | SC | IEG01301 | GRN | 14 | 6.A3 | GR0120: | GEN PANEL | 6.A4
IEG0130:4 | SC | IEG01304 | GRN | 16 | 25.D4 | AF0123:SH | GEN PANEL | 25.D3
IEG0130:7 | SC | AT0140LS(S) | GRN | 14 | 73.C6 | XT0337:3 | GEN PANEL | 73.C4
KA0185:A2 | SC | KA0185A2 | WHT | 20 | 30.A5 | KA0364:11 | GEN PANEL | 30.B6
XT0180:1 | SC | 0V | WHT | 16 | 26.B1 | XT0130:3 | GEN PANEL | 25.A5
AU0180:L1 | WC0014 | AT0140P2 | ENET | CABLE | 2.C4 | AT0140:P2 | GEN PANEL | 2.C3
IEG0130:3 | SC | IEG01303 | GRN | 14 | 12.A6 | GR0200: | TCP | 12.A7
IEG0130:6 | SC | AU0200G | GRN | 14 | 12.C7 | AU0200:GND | TCP | 12.B4
SolarTools ver. 24.0.84.24712 (Jul 31, 2025)
Report date: 1/6/2026 2:09 PM

## DOOR PANEL
DOOR PANEL
1 BAY
Project # | H3320
Project Name | TALOS BULLWINKLE 703 704
Revision | A.5
Controls DE | D.JOHN
Phone:
Controls ME | G.CATO
Phone:
From | [5 empty] | To
Device ID | Cable (W) Conductor (SC) Jumper Clip (JC) | Wire No. | Wire ID | Gauge/Size | Page/Zone | Device ID | Location | Page/Zone
AT0190:GND | SC | AT0190G | GRN/YEL | 14 | 12.D4 | FRAME | DOOR PANEL | 12.D4
AT0190:USB1 | SC | AT0190K | CABLE | USB | 12.D4 | AT0190K:KI | DOOR PANEL | 12.D5
AT0190:NEG | SC | 0V1 | WHT | 14 | 12.D4 | XT0562:2 | PWR RAIL | 12.D3
AT0190:POS | SC | FU0190 | WHT | 14 | 12.D4 | FU0190:LD | PWR RAIL | 12.D3
SolarTools ver. 24.0.84.24712 (Jul 31, 2025)
Report date: 1/6/2026 2:09 PM

## EXTERIOR
EXTERIOR
1 BAY
Project # | H3320
Project Name | TALOS BULLWINKLE 703 704
Revision | A.5
Controls DE | D.JOHN
Phone:
Controls ME | G.CATO
Phone:
From | [5 empty] | To
Device ID | Cable (W) Conductor (SC) Jumper Clip (JC) | Wire No. | Wire ID | Gauge/Size | Page/Zone | Device ID | Location | Page/Zone
EL0273:+ | SC | ZS0273 | WHT | 14 | 12.C5 | ZS0273:2 | EXTERIOR | 12.C4
EL0273:- | SC | 0V1 | WHT | 14 | 12.C5 | XT0562:3 | PWR RAIL | 12.D3
ZS0273:1 | SC | FU0273 | WHT | 14 | 12.C4 | FU0273:LD | PWR RAIL | 12.C3
HA0273:(+) | WC5540 | HA0273P | BLK | 16 | 15.A1 | AF0202:23 | TCP | 15.A3
HA0273:(-) | WC5540 | HA0273N | WHT | 16 | 15.A1 | AF0202:55 | TCP | 15.A3
SolarTools ver. 24.0.84.24712 (Jul 31, 2025)
Report date: 1/6/2026 2:09 PM

## GEN PANEL
GEN PANEL
CONTROL CONSOLE
Project # | H3320
Project Name | TALOS BULLWINKLE 703 704
Revision | A.5
Controls DE | D.JOHN
Phone:
Controls ME | G.CATO
Phone:
From | [5 empty] | To
Device ID | Cable (W) Conductor (SC) Jumper Clip (JC) | Wire No. | Wire ID | Gauge/Size | Page/Zone | Device ID | Location | Page/Zone
XT0120:1 | JC | 0V | CLIP | --- | 25.D1 | XT0120:2 | GEN PANEL | 25.D1
XT0130:3 | JC | 0V | CLIP | --- | 25.A5 | XT0130:2 | GEN PANEL | 25.A5
XT0336:2 | JC | 0V | CLIP | --- | 24.C4 | XT0336:3 | GEN PANEL | 24.C4
XT0336:3 | JC | 0V | CLIP | --- | 24.C4 | XT0336:4 | GEN PANEL | 24.D4
XT0341:4 | JC | VGENB | CLIP | --- | 22.D2 | XT0341:5 | GEN PANEL | 22.D2
XT0350:1 | JC | CCT1(-) | CLIP | --- | 70.C4 | XT0350:2 | GEN PANEL | 70.D4
XT0350:3 | JC | CCT1(+) | CLIP | --- | 70.D4 | XT0350:4 | GEN PANEL | 70.D4
XT0351:1 | JC | VBUSA | CLIP | --- | 69.B4 | XT0351:2 | GEN PANEL | 69.B4
XT0351:11 | JC | VGENB | CLIP | --- | 69.D4 | XT0351:12 | GEN PANEL | 69.D4
XT0351:13 | JC | VGENC | CLIP | --- | 69.D4 | XT0351:14 | GEN PANEL | 69.D4
XT0351:3 | JC | VBUSB | CLIP | --- | 69.B4 | XT0351:4 | GEN PANEL | 69.B4
XT0351:5 | JC | VBUSC | CLIP | --- | 69.B4 | XT0351:6 | GEN PANEL | 69.B4
XT0351:7 | JC | VBUSN | CLIP | --- | 69.B4 | XT0351:8 | GEN PANEL | 69.B4
XT0351:9 | JC | VGENA | CLIP | --- | 69.D4 | XT0351:10 | GEN PANEL | 69.D4
XT0370:2 | JC | EXC2 | CLIP | --- | 71.C4 | XT0370:5 | GEN PANEL | 71.C5
XT0370:3 | JC | EXCS | CLIP | --- | 71.C4 | XT0370:6 | GEN PANEL | 71.C5
XT0351:8 | SC | JMP20 | JMPR | -- | 69.B4 | XT0351:4 | GEN PANEL | 69.B4
XT0352:5 | SC | JMP1 | JMPR | -- | 70.B4 | XT0352:3 | GEN PANEL | 70.B4
AF0121:01 | SC | 012101 | WHT | 20 | 27.A7 | KA0121:A1 | GEN PANEL | 27.A5
AF0121:03 | SC | 012103 | WHT | 20 | 27.A7 | KA0123:A1 | GEN PANEL | 27.B5
AF0121:07 | SC | 012107 | WHT | 20 | 36.A6 | KA9008:A1 | GEN PANEL | 36.A6
AF0121:08 | SC | 012108 | WHT | 20 | 27.B7 | KA0128:A1 | GEN PANEL | 27.B5
AF0121:14 | SC | KA033611 | WHT | 20 | 56.B6 | KA0336:11 | GEN PANEL | 56.B5
AF0121:17 | SC | 012117 | WHT | 20 | 27.A7 | KA0121:A2 | GEN PANEL | 27.A5
AF0121:19 | SC | 012119 | WHT | 20 | 27.A7 | KA0123:A2 | GEN PANEL | 27.B5
AF0121:23 | SC | 012123 | WHT | 20 | 36.A6 | KA9008:A2 | GEN PANEL | 36.A6
AF0121:24 | SC | 012124 | WHT | 20 | 27.B7 | KA0128:A2 | GEN PANEL | 27.B5
AF0121:30 | SC | KA4100A2 | WHT | 20 | 56.B6 | KA4100:A2 | GEN PANEL | 56.B6
AF0121:COM | SC | 0V | WHT | 16 | 25.D2 | XT0120:2 | GEN PANEL | 25.D1
AF0121:J | SC | * |  |  | 25.D2 | AF0122:P | GEN PANEL | 25.D3
AF0121:V+ | SC | FU0121 | WHT | 14 | 25.D2 | FU0121:LD | GEN PANEL | 25.D1
AF0122:00 | SC | 012200 | WHT | 20 | 29.A7 | KA0330:11 | GEN PANEL | 29.A6
AF0122:01 | SC | 012201 | WHT | 20 | 29.A7 | KA0331:11 | GEN PANEL | 29.A6
AF0122:02 | SC | 012202 | WHT | 20 | 29.B7 | KA0310:11 | GEN PANEL | 29.B6
AF0122:32 | SC | 012232 | WHT | 20 | 29.A7 | KA0330:14 | GEN PANEL | 29.A6
AF0122:33 | SC | 012233 | WHT | 20 | 29.A7 | KA0331:14 | GEN PANEL | 29.A6
AF0122:34 | SC | 012234 | WHT | 20 | 29.B7 | KA0310:14 | GEN PANEL | 29.B6
AF0122:COM | SC | AF0122N | WHT | 20 | 25.D3 | AF0123:COM | GEN PANEL | 25.D3
AF0122:COM | SC | AU0120N | WHT | 20 | 25.D3 | AU0120:COM | GEN PANEL | 25.C1
AF0122:J | SC | * |  |  | 25.D3 | AF0123:P | GEN PANEL | 25.D3
AF0122:V+ | SC | AU0120P | WHT | 16 | 25.D3 | AU0120:V+ | GEN PANEL | 25.C1
AF0122:V+ | SC | AF0122P | WHT | 20 | 25.D3 | AF0123:V+ | GEN PANEL | 25.D3
AF0123:SH | SC | AU0120G | GRN | 14 | 25.D3 | AU0120:GND | GEN PANEL | 25.C1
AT0140:13 VGEN-A | SC | VGENA | RED | 16 | 69.D7 | XT0351:9 | GEN PANEL | 69.D4
AT0140:14 VGEN-B | SC | VGENB | RED | 16 | 69.D7 | XT0351:11 | GEN PANEL | 69.D4
AT0140:15 VGEN-C | SC | VGENC | RED | 16 | 69.D7 | XT0351:13 | GEN PANEL | 69.D4
AT0140:17 VBUS-A | SC | VBUSA | RED | 16 | 69.B7 | XT0351:2 | GEN PANEL | 69.B4
AT0140:18 VBUS-B | SC | VBUSB | RED | 16 | 69.B7 | XT0351:3 | GEN PANEL | 69.B4
AT0140:19 VBUS-C | SC | VBUSC | RED | 16 | 69.B7 | XT0351:5 | GEN PANEL | 69.B4
AT0140:20 VBUS-N | SC | VBUSN | GRN/YEL | 12 | 69.B7 | XT0351:7 | GEN PANEL | 69.B4
AT0140:27 ID RLY | SC | CCT1(+) | BLU | 12 | 70.D7 | XT0350:3 | GEN PANEL | 70.D4
AT0140:28 ID RLY | SC | CCT1(-) | BLU | 12 | 70.D7 | XT0350:1 | GEN PANEL | 70.C4
AT0140:3 EX-D(-) | SC | 0V | WHT | 16 | 73.C6 | XT0336:4 | GEN PANEL | 24.D4
AT0140:33 ID RES(+) | SC | CCT1(+) | BLU | 12 | 70.D7 | XT0350:4 | GEN PANEL | 70.D4
AT0140:34 ID RES(-) | SC | AT014034 | WHT | 16 | 70.D7 | AT0140:42 ID(+) | GEN PANEL | 70.D7
AT0140:36 I1(+) | SC | MCTA | BLU | 12 | 70.B7 | XT0352:1 | GEN PANEL | 70.B4
AT0140:37 I1(-) | SC | PA07714 | BLU | 12 | 70.B7 | XT0352:6 | GEN PANEL | 70.B6
AT0140:38 I2(+) | SC | MCTB | BLU | 12 | 70.B7 | XT0352:2 | GEN PANEL | 70.B4
AT0140:39 I2(-) | SC | SA074013 | BLU | 12 | 70.B7 | XT0352:7 | GEN PANEL | 70.B6
AT0140:4 EX-D(+) | SC | KA012314 | WHT | 16 | 73.C6 | KA0123:14 | GEN PANEL | 24.B5
AT0140:40 I3(+) | SC | MCTC | BLU | 12 | 70.B7 | XT0352:4 | GEN PANEL | 70.B4
AT0140:41 I3(-) | SC | PA07035 | BLU | 12 | 70.B7 | XT0352:8 | GEN PANEL | 70.B6
AT0140:43 ID(-) | SC | CCT1(-) | BLU | 12 | 70.D7 | XT0350:2 | GEN PANEL | 70.D4
AT0140:56 FG | SC | AT0140G | GRN/YEL | 12 | 25.D5 | FRAME | GEN PANEL | 25.D4
AT0140:BAT(-) 48 | SC | 0V | WHT | 20 | 25.D5 | XT0336:4 | GEN PANEL | 24.D4
AT0140:BAT(+) 47 | SC | FU0334 | WHT | 16 | 25.D5 | XT0335:2 | GEN PANEL | 24.B4
AT0140:FLT 29 | SC | KA0310A2 | WHT | 20 | 25.D5 | KA0310:A2 | GEN PANEL | 24.B5
AT0140:FLT 30 | SC | 0V | WHT | 20 | 25.D5 | XT0336:4 | GEN PANEL | 24.D4
AU0120:COM | SC | 0V | WHT | 16 | 25.C1 | XT0120:1 | GEN PANEL | 25.D1
AU0120:V+ | SC | FU0120 | WHT | 14 | 25.C1 | FU0120:LD | GEN PANEL | 25.D1
FU0120:LI | SC | FU0332 | WHT | 14 | 25.D1 | XT0130:1 | GEN PANEL | 25.A5
FU0120:LI | SC | FU0332 | WHT | 14 | 25.D1 | FU0121:LI | GEN PANEL | 25.D1
FU0332:LD | SC | FU0332 | WHT | 14 | 24.B2 | XT0333:1 | GEN PANEL | 24.B3
FU0333:LD | SC | FU0333 | WHT | 16 | 24.B3 | XT0335:1 | GEN PANEL | 24.B4
FU0333:LI | SC | FU0332 | WHT | 14 | 24.B3 | XT0333:1 | GEN PANEL | 24.B3
FU0334:LD | SC | FU0334 | WHT | 14 | 24.B3 | XT0335:2 | GEN PANEL | 24.B4
FU0334:LI | SC | FU0332 | WHT | 14 | 24.B3 | XT0333:1 | GEN PANEL | 24.B3
FU0334:LI | SC | FU0332 | WHT | 14 | 24.B3 | FU0335:LI | GEN PANEL | 24.A3
FU0335:LD | SC | FU0335 | WHT | 14 | 24.A3 | XT0335:3 | GEN PANEL | 24.A4
GR0140: | SC | GR0140 | GRN/YEL | 14 | 6.A4 | FRAME | GEN PANEL | 6.A3
GR0141: | SC | GR0141 | GRN/YEL | 14 | 6.A4 | FRAME | GEN PANEL | 6.A3
KA0121:11 | SC | KA018511 | WHT | 20 | 28.C4 | XT0337:13 | GEN PANEL | 28.C3
KA0121:14 | SC | FU0333 | WHT | 20 | 28.C4 | XT0337:12 | GEN PANEL | 28.C3
KA0123:11 | SC | FU0334 | WHT | 20 | 24.B5 | XT0335:2 | GEN PANEL | 24.B4
KA0123:A1 | SC | 012103 | WHT | 20 | 27.B5 | KA0313:2 | GEN PANEL | 27.A5
KA0123:A2 | SC | 012119 | WHT | 20 | 27.B5 | KA0313:7 | GEN PANEL | 27.A5
KA0128:11 | SC | KA0333A1 | WHT | 20 | 28.B4 | KA0335:21 | GEN PANEL | 28.B4
KA0128:14 | SC | FU0333 | WHT | 20 | 28.B4 | KA0335:22 | GEN PANEL | 28.B4
KA0128:14 | SC | FU0333 | WHT | 20 | 28.B4 | XT0337:7 | GEN PANEL | 28.B3
KA0128:21 | SC | KA012821 | WHT | 20 | 29.C6 | XT0338:1 | GEN PANEL | 29.C5
KA0128:24 | SC | KA012824 | WHT | 20 | 29.C6 | XT0338:2 | GEN PANEL | 29.C5
KA0310:21 | SC | KA0333A1 | WHT | 20 | 28.B4 | KA0335:21 | GEN PANEL | 28.B4
KA0310:21 | SC | KA0333A1 | WHT | 20 | 28.B4 | XT0337:8 | GEN PANEL | 28.B3
KA0310:24 | SC | FU0333 | WHT | 20 | 28.B4 | KA0335:22 | GEN PANEL | 28.B4
KA0310:A1 | SC | FU0334 | WHT | 20 | 24.B5 | XT0335:2 | GEN PANEL | 24.B4
KA0313:2 | SC | 012103 | WHT | 20 | 27.A5 | KA0314:2 | GEN PANEL | 27.A5
KA0313:7 | SC | 012119 | WHT | 20 | 27.A5 | KA0314:7 | GEN PANEL | 27.A5
KA0330:A1 | SC | KA0330A1 | WHT | 20 | 28.B6 | XT0337:9 | GEN PANEL | 28.B3
KA0330:A2 | SC | 0V | WHT | 16 | 28.B6 | KA0333:A2 | GEN PANEL | 28.B6
KA0330:A2 | SC | 0V | WHT | 16 | 28.B6 | KA0331:A2 | GEN PANEL | 28.C6
KA0331:A1 | SC | KA0331A1 | WHT | 20 | 28.C6 | XT0337:11 | GEN PANEL | 28.C3
KA0331:A2 | SC | 0V | WHT | 16 | 28.C6 | KA0332:A2 | GEN PANEL | 28.C6
KA0332:11 | SC | KA033211 | WHT | 20 | 29.D6 | XT0338:3 | GEN PANEL | 29.D5
KA0332:14 | SC | KA033214 | WHT | 20 | 29.D6 | XT0338:4 | GEN PANEL | 29.D5
KA0332:A1 | SC | KA0332A1 | WHT | 20 | 28.C6 | XT0337:14 | GEN PANEL | 28.C3
KA0332:A2 | SC | 0V | WHT | 16 | 28.C6 | XT0337:15 | GEN PANEL | 28.D3
KA0333:11 | SC | KA033311 | WHT | 20 | 29.D6 | KA0335:11 | GEN PANEL | 29.D6
KA0333:11 | SC | KA033311 | WHT | 20 | 29.D6 | XT0338:5 | GEN PANEL | 29.D5
KA0333:14 | SC | KA033314 | WHT | 20 | 29.D6 | KA0335:12 | GEN PANEL | 29.D6
KA0333:14 | SC | KA033314 | WHT | 20 | 29.D6 | XT0338:6 | GEN PANEL | 29.D5
KA0333:A1 | SC | KA0333A1 | WHT | 20 | 28.B6 | XT0337:8 | GEN PANEL | 28.B3
KA0335:A1 | SC | ESTOP | WHT | 20 | 24.C5 | XT0336:1 | GEN PANEL | 24.C4
KA0335:A2 | SC | 0V | WHT | 20 | 24.C5 | XT0336:2 | GEN PANEL | 24.C4
KA0336:14 | SC | KA033614 | WHT | 20 | 56.B5 | KA4100:A1 | GEN PANEL | 56.B6
KA0336:A1 | SC | KA0231A1 | WHT | 14 | 24.C3 | XT0334:2 | GEN PANEL | 24.C2
KA0336:A2 | SC | 0V | WHT | 16 | 24.C3 | XT0336:2 | GEN PANEL | 24.C4
KA0364:1 | SC | VGENA | RED | 16 | 22.C1 | XT0341:7 | GEN PANEL | 22.D2
KA0364:2 | SC | VGENB | RED | 16 | 22.C1 | XT0341:4 | GEN PANEL | 22.D2
KA0364:3 | SC | VBUSA | RED | 16 | 22.C1 | XT0341:2 | GEN PANEL | 22.D2
KA0364:4 | SC | VBUSB | RED | 16 | 22.C1 | XT0341:1 | GEN PANEL | 22.D2
KA9008:11 | SC | KA900811 | WHT | 20 | 36.A5 | XT7004:1 | GEN PANEL | 36.A4
KA9008:14 | SC | KA900814 | WHT | 20 | 36.A5 | XT7004:2 | GEN PANEL | 36.A4
PEG0140:1 | SC | PMGS | GRN/YEL | 12 | 71.A6 | XT0313:1 | GEN PANEL | 71.A6
PEG0140:2 | SC | EXCS | GRN/YEL | 12 | 71.C6 | XT0370:6 | GEN PANEL | 71.C5
PEG0140:3 | SC | PEG01405 | GRN/YEL | 12 | 70.B5 | XT0352:5 | GEN PANEL | 70.B4
TM0102:GND | SC | TM0102G | GRN/YEL | 14 | 22.B5 | FRAME | GEN PANEL | 22.C5
XT0120:1 | SC | 0V | WHT | 16 | 25.D1 | XT0130:2 | GEN PANEL | 25.A5
XT0130:2 | SC | 0V | WHT | 20 | 25.A5 | XT0336:3 | GEN PANEL | 24.C4
XT0333:1 | SC | FU0332 | WHT | 14 | 24.B3 | XT0130:1 | GEN PANEL | 25.A5
XT0334:1 | SC | 0V | WHT | 12 | 24.C2 | XT0336:2 | GEN PANEL | 24.C4
XT0335:1 | SC | FU0333 | WHT | 16 | 24.B4 | XT0337:12 | GEN PANEL | 28.C3
XT0336:3 | SC | 0V | WHT | 16 | 24.C4 | XT0337:15 | GEN PANEL | 28.D3
XT0337:12 | SC | FU0333 | WHT | 20 | 28.C3 | XT0337:7 | GEN PANEL | 28.B3
XT0340:2 | SC | EXC1 | WHT | 12 | 21.A5 | XT0370:4 | GEN PANEL | 71.C5
XT0340:3 | SC | EXC0 | WHT | 12 | 21.A5 | XT0370:1 | GEN PANEL | 71.C4
XT0340:4 | SC | EXCS | WHT | 12 | 21.A5 | XT0370:3 | GEN PANEL | 71.C4
XT0340:6 | SC | EXC2 | WHT | 12 | 21.B5 | XT0370:2 | GEN PANEL | 71.C4
XT0340:7 | SC | EXCS | WHT | 12 | 21.B5 | XT0370:6 | GEN PANEL | 71.C5
XT0341:1 | SC | VBUSB | RED | 16 | 22.D2 | XT0351:4 | GEN PANEL | 69.B4
XT0341:2 | SC | VBUSA | RED | 16 | 22.D2 | XT0351:1 | GEN PANEL | 69.B4
XT0341:3 | SC | VBUSC | RED | 16 | 22.D2 | XT0351:6 | GEN PANEL | 69.B4
XT0341:4 | SC | VGENB | RED | 16 | 22.D2 | XT0351:12 | GEN PANEL | 69.D4
XT0341:6 | SC | VGENC | RED | 16 | 22.D2 | XT0351:14 | GEN PANEL | 69.D4
XT0341:7 | SC | VGENA | RED | 16 | 22.D2 | XT0351:10 | GEN PANEL | 69.D4
XT0342:1 | SC | PA07035 | BLU | 12 | 22.A2 | XT0352:8 | GEN PANEL | 70.B6
XT0342:2 | SC | MCTN | BLU | 16 | 22.B2 | XT0352:3 | GEN PANEL | 70.B4
XT0342:3 | SC | SA074013 | BLU | 12 | 22.B3 | XT0352:7 | GEN PANEL | 70.B6
XT0342:4 | SC | PA07714 | BLU | 12 | 22.C2 | XT0352:6 | GEN PANEL | 70.B6
XT0343:1 | SC | KA018511 | WHT | 16 | 21.C5 | XT0337:13 | GEN PANEL | 28.C3
XT0343:2 | SC | KA0333A1 | WHT | 16 | 21.C5 | XT0337:8 | GEN PANEL | 28.B3
XT0343:3 | SC | KA9602NC | WHT | 16 | 21.C5 | XT0337:10 | GEN PANEL | 28.C3
XT0343:4 | SC | KA0330A1 | WHT | 16 | 21.C5 | XT0337:9 | GEN PANEL | 28.B3
XT0370:1 | SC | EXC0 | WHT | 12 | 71.C4 | XT0340:5 | GEN PANEL | 21.A5
XT4101:1 | SC | PA41001 | BLU | 16 | 56.A5 | XT4100:1 | GEN PANEL | 56.A6
XT4101:2 | SC | PA41002 | BLU | 16 | 56.A5 | XT4100:2 | GEN PANEL | 56.A6
AT0140:P1 | WC0012 | AU0120L2 | ENET | CABLE | 2.C3 | AU0120:L2 | GEN PANEL | 2.C2
AT0140:1 LS(+) | WC8009 | AT0140LS(+) | WHT | 16 | 73.C6 | XT0337:1 | GEN PANEL | 73.C4
AT0140:2 LS(-) | WC8009 | AT0140LS(-) | BLK | 16 | 73.C6 | XT0337:2 | GEN PANEL | 73.C4
FW0140:4 | WC8009 | AT0140LS(S) | SH | 16 | 73.C6 | XT0337:3 | GEN PANEL | 73.C4
FU0313:LD | WC8101 | PMG1 | WHT | 12 | 71.A5 | XT0360:1 | GEN PANEL | 71.A4
FU0314:LD | WC8101 | PMG2 | BLK | 12 | 71.A5 | XT0360:2 | GEN PANEL | 71.A4
XT0360:3 | WC8101 | PMGS | SH | 12 | 71.A4 | XT0360:4 | GEN PANEL | 71.A5
AT0140:54 EXC(+) | WC8102 | EXC1 | WHT | 12 | 71.C7 | XT0370:4 | GEN PANEL | 71.C5
AT0140:55 EXC(-) | WC8102 | EXC2 | BLK | 12 | 71.C7 | XT0370:5 | GEN PANEL | 71.C5
FW0140:2 | WC8102 | EXCS | SH | 12 | 71.C6 | XT0370:6 | GEN PANEL | 71.C5
RS0106:2 | WC8164 | EXC1 | WHT | 16 | 21.A4 | XT0340:2 | GEN PANEL | 21.A5
RS0106:4 | WC8164 | EXC0 | BLK | 16 | 21.A4 | XT0340:3 | GEN PANEL | 21.A5
XT0340:1 | WC8164 | EXCS | SH | 16 | 21.A4 | XT0340:4 | GEN PANEL | 21.A5
FU0313:LI | WC8201 | FU0313 | WHT | 12 | 71.A5 | KA0313:3 | GEN PANEL | 71.A6
FU0314:LI | WC8201 | FU0314 | BLK | 12 | 71.A5 | KA0313:6 | GEN PANEL | 71.A6
XT0360:4 | WC8201 | PMGS | SH | 12 | 71.A5 | XT0313:1 | GEN PANEL | 71.A6
AT0140:49 PMG-A | WC8301 | PMG14C | WHT | 12 | 71.A7 | KA0313:1 | GEN PANEL | 71.A6
AT0140:50 PMG-B | WC8301 | PMG14A | BLK | 12 | 71.A7 | KA0313:8 | GEN PANEL | 71.A6
FW0140:1 | WC8301 | PMGS | SH | 12 | 71.A6 | XT0313:1 | GEN PANEL | 71.A6
AF0123:SH | SC | IEG01304 | GRN | 16 | 25.D3 | IEG0130:4 | BACK PANEL | 25.D4
GR0120: | SC | IEG01301 | GRN | 14 | 6.A4 | IEG0130:1 | BACK PANEL | 6.A3
KA0180:A1 | SC | 018100 | WHT | 20 | 30.A5 | AF0181:00 | BACK PANEL | 30.A7
KA0180:A2 | SC | 018116 | WHT | 20 | 30.A5 | AF0181:16 | BACK PANEL | 30.A7
KA0364:11 | SC | KA0185A2 | WHT | 20 | 30.B6 | KA0185:A2 | BACK PANEL | 30.A5
KA0364:14 | SC | 018126 | WHT | 20 | 30.B6 | AF0181:26 | BACK PANEL | 30.A7
XT0130:1 | SC | FU0332 | WHT | 14 | 25.A5 | FU0180:LI | BACK PANEL | 26.B1
XT0130:3 | SC | 0V | WHT | 16 | 25.A5 | XT0180:1 | BACK PANEL | 26.B1
XT0337:3 | SC | AT0140LS(S) | GRN | 14 | 73.C4 | IEG0130:7 | BACK PANEL | 73.C6
AT0140:P2 | WC0014 | AT0140P2 | ENET | CABLE | 2.C3 | AU0180:L1 | BACK PANEL | 2.C4
XT0334:2 | SC | KA0231A1 | WHT | 20 | 24.C2 | XT0136:10 | JB70 LEFT RAIL | 18.B5
XT0336:1 | SC | ESTOP |  | 20 | 24.C4 | XT0240:5 | JB70 RIGHT RAIL | 19.B3
FU0332:LI | SC | 24V1 | WHT | 10 | 24.B2 | XT0013:1 | LEFT PANEL | 12.A3
PEG0140:4 | SC | PEG01404 | GRN/YEL | 14 | 12.A3 | F0200:GND | LEFT PANEL | 12.A2
XT0334:1 | SC | 0V | WHT | 12 | 24.C2 | XT0013:3 | LEFT PANEL | 12.B3
KA0180:14 | SC | PF07017 | RED | 16 | 22.B6 | PF0701:7 | METER PANEL | 22.B6
XT0341:4 | SC | VGENB | RED | 16 | 22.D2 | PA0771:7 | METER PANEL | 22.C3
XT0341:6 | SC | VGENC | RED | 16 | 22.D2 | PA0771:8 | METER PANEL | 22.C3
XT0342:1 | SC | PA07035 | BLU | 12 | 22.A2 | PA0703:5 | METER PANEL | 22.A4
XT0342:4 | SC | PA07714 | BLU | 12 | 22.C2 | PA0771:4 | METER PANEL | 22.C3
XT4100:1 | SC | PA41001 | BLU | 16 | 56.A6 | PA4100:7 | METER PANEL | 56.A6
RS0106:1 | WC8064 | PA07017 | RED | 20 | 21.A4 | PA0701:7 | METER PANEL | 21.A1
RS0106:3 | WC8064 | PA07018 | BLK | 20 | 21.A4 | PA0701:8 | METER PANEL | 21.A1
XT0340:1 | WC8064 | EXCS | SH | 20 | 21.A4 | FLOATING | METER PANEL | 21.A1
XT0340:5 | WC8065 | EXC0 | RED | 20 | 21.A5 | PV0701:7 | METER PANEL | 21.A1
XT0340:6 | WC8065 | EXC2 | BLK | 20 | 21.B5 | PV0701:8 | METER PANEL | 21.A1
XT0340:7 | WC8065 | EXCS | SH | 20 | 21.B5 | FLOATING | METER PANEL | 21.B1
KA0180:11 | SC | VGENC | RED | 16 | 22.B6 | SA0770:24 | SWITCH PANEL | 22.B6
TM0102:1 | SC | VGENA | RED | 16 | 22.B5 | SA0710:16 | SWITCH PANEL | 22.D5
TM0102:2 | SC | VGENB | RED | 16 | 22.B5 | SA0710:26 | SWITCH PANEL | 22.C5
TM0102:3 | SC | VGENC | RED | 16 | 22.B5 | SA0710:17 | SWITCH PANEL | 22.D5
TM0102:4 | SC | TM01024 | RED | 16 | 22.B5 | SA0770:13 | SWITCH PANEL | 22.B5
TM0102:5 | SC | TM01025 | RED | 16 | 22.B5 | SA0770:17 | SWITCH PANEL | 22.B5
TM0102:6 | SC | TM01026 | RED | 16 | 22.B5 | SA0770:27 | SWITCH PANEL | 22.B5
TM0102:7 | SC | TM01027 | RED | 16 | 22.B5 | SA0770:23 | SWITCH PANEL | 22.B5
XT0341:1 | SC | VBUSB | RED | 16 | 22.D2 | SA0710:23 | SWITCH PANEL | 22.D5
XT0341:2 | SC | VBUSA | RED | 16 | 22.D2 | SA0710:12 | SWITCH PANEL | 22.D5
XT0341:2 | SC | VBUSA | RED | 16 | 22.D2 | HL0703: | SWITCH PANEL | 22.A5
XT0341:3 | SC | VBUSC | RED | 16 | 22.D2 | SA0710:14 | SWITCH PANEL | 22.D5
XT0341:3 | SC | VBUSC | RED | 16 | 22.D2 | HL0704: | SWITCH PANEL | 22.A5
XT0341:4 | SC | VGENB | RED | 16 | 22.D2 | SA0770:14 | SWITCH PANEL | 22.B6
XT0341:5 | SC | VGENB | RED | 16 | 22.D2 | SA0710:27 | SWITCH PANEL | 22.D5
XT0341:6 | SC | VGENC | RED | 16 | 22.D2 | SA0700:17 | SWITCH PANEL | 22.A5
XT0341:6 | SC | VGENC | RED | 16 | 22.D2 | SA0710:18 | SWITCH PANEL | 22.D5
XT0341:7 | SC | VGENA | RED | 16 | 22.D2 | SA0700:13 | SWITCH PANEL | 22.A5
XT0342:2 | SC | MCTN | BLU | 16 | 22.B2 | SA0740:21 | SWITCH PANEL | 22.B3
XT0342:3 | SC | SA074013 | BLU | 12 | 22.B3 | SA0740:13 | SWITCH PANEL | 22.B3
XT0343:1 | SC | KA018511 | WHT | 16 | 21.C5 | SA0700:23 | SWITCH PANEL | 21.C3
XT0343:2 | SC | KA0333A1 | WHT | 16 | 21.C5 | SA0701:15 | SWITCH PANEL | 21.C2
XT0343:3 | SC | KA9602NC | WHT | 16 | 21.C5 | HL0701: | SWITCH PANEL | 21.C2
XT0343:4 | SC | KA0330A1 | WHT | 16 | 21.C5 | HL0702: | SWITCH PANEL | 21.C2
AU0120:L1 | WC0020 | AU0200L2 | ENET | CABLE | 2.C2 | AU0200:L2 | TCP | 2.C3
SolarTools ver. 24.0.84.24712 (Jul 31, 2025)
Report date: 1/6/2026 2:09 PM

## JB70 DOOR
JB70 DOOR
JB70
Project # | H3320
Project Name | TALOS BULLWINKLE 703 704
Revision | A.5
Controls DE | D.JOHN
Phone:
Controls ME | G.CATO
Phone:
From | [5 empty] | To
Device ID | Cable (W) Conductor (SC) Jumper Clip (JC) | Wire No. | Wire ID | Gauge/Size | Page/Zone | Device ID | Location | Page/Zone
XT0060:1 | JC | 0V | CLIP | --- | 11.C1 | XT0060:2 | JB70 DOOR | 11.C1
XT0070:1 | JC | 0V | CLIP | --- | 11.B1 | XT0070:2 | JB70 DOOR | 11.B1
AF0061:COM | SC | 0V | WHT | 14 | 11.C2 | XT0060:2 | JB70 DOOR | 11.C1
AF0061:J | SC | * |  |  | 11.C2 | AF0062:P | JB70 DOOR | 11.C3
AF0061:V+ | SC | FU0061 | WHT | 14 | 11.C2 | FU0061:LD | JB70 DOOR | 11.C1
AF0062:16 | SC | SV21242 | WHT | 20 | 48.B7 | XT0060:5 | JB70 DOOR | 48.C5
AF0062:COM | SC | 0V | WHT | 16 | 11.C3 | XT0060:2 | JB70 DOOR | 11.C1
AF0062:J | SC | * |  |  | 11.C3 | AF0063:P | JB70 DOOR | 11.C3
AF0062:V+ | SC | FU0062 | WHT | 14 | 11.C3 | FU0062:LD | JB70 DOOR | 11.C1
AF0063:COM | SC | AF0063N | WHT | 20 | 11.C3 | AF0064:COM | JB70 DOOR | 11.B4
AF0063:COM | SC | AU0060N | WHT | 20 | 11.C3 | AU0060:COM | JB70 DOOR | 11.B2
AF0063:J | SC | * |  |  | 11.C3 | AF0064:P | JB70 DOOR | 11.B4
AF0063:V+ | SC | AF0063P | WHT | 20 | 11.C3 | AF0064:V+ | JB70 DOOR | 11.B4
AF0063:V+ | SC | AU0060P | WHT | 20 | 11.C3 | AU0060:V+ | JB70 DOOR | 11.B2
AF0064:COM | SC | AF0064N | WHT | 20 | 11.B4 | AF0065:COM | JB70 DOOR | 11.B5
AF0064:J | SC | * |  |  | 11.B4 | AF0065:P | JB70 DOOR | 11.B5
AF0064:SH | SC | AF0064G | GRN | 14 | 11.B4 | AF0065:SH | JB70 DOOR | 11.B5
AF0064:SH | SC | AU0060G | GRN | 14 | 11.B4 | AU0060:GND | JB70 DOOR | 11.B2
AF0064:V+ | SC | AF0064P | WHT | 20 | 11.B4 | AF0065:V+ | JB70 DOOR | 11.B5
AF0065:COM | SC | AF0065N | WHT | 20 | 11.B5 | AF0066:COM | JB70 DOOR | 11.D5
AF0065:SH | SC | AF0065G | GRN | 14 | 11.B5 | AF0066:SH | JB70 DOOR | 11.D5
AF0065:V+ | SC | AF0065P | WHT | 20 | 11.B5 | AF0066:V+ | JB70 DOOR | 11.D5
AF0066:COM | SC | AF0066N | WHT | 20 | 11.D5 | AF0068:COM | JB70 DOOR | 11.D6
AF0066:J | SC | * |  |  | 11.D5 | AF0067:P | JB70 DOOR | 11.D6
AF0066:SH | SC | AF0066G | GRN | 14 | 11.D5 | AF0068:SH | JB70 DOOR | 11.D6
AF0066:V+ | SC | AF0066P | WHT | 20 | 11.D5 | AF0068:V+ | JB70 DOOR | 11.D6
AF0067:COM | SC | 0V | WHT | 16 | 11.D6 | XT0060:2 | JB70 DOOR | 11.C1
AF0067:J | SC | * |  |  | 11.D6 | AF0068:P | JB70 DOOR | 11.D6
AF0067:V+ | SC | FU0063 | WHT | 14 | 11.D6 | FU0063:LD | JB70 DOOR | 11.C1
AF0071:COM | SC | AF0071N | WHT | 20 | 11.B2 | AF0072:COM | JB70 DOOR | 11.A3
AF0071:COM | SC | AU0070N | WHT | 20 | 11.B2 | AU0070:COM | JB70 DOOR | 11.A2
AF0071:J | SC | * |  |  | 11.B2 | AF0072:P | JB70 DOOR | 11.A3
AF0071:SH | SC | AF0071G | GRN | 14 | 11.B2 | AF0072:SH | JB70 DOOR | 11.A3
AF0071:SH | SC | AU0070G | GRN | 14 | 11.B2 | AU0070:GND | JB70 DOOR | 11.A2
AF0071:V+ | SC | AF0071P | WHT | 20 | 11.B2 | AF0072:V+ | JB70 DOOR | 11.A3
AF0071:V+ | SC | AU0070P | WHT | 20 | 11.B2 | AU0070:V+ | JB70 DOOR | 11.A2
AF0072:COM | SC | AF0072N | WHT | 20 | 11.A3 | AF0073:COM | JB70 DOOR | 11.B3
AF0072:J | SC | * |  |  | 11.A3 | AF0073:P | JB70 DOOR | 11.B3
AF0072:SH | SC | AF0072G | GRN | 14 | 11.A3 | AF0073:SH | JB70 DOOR | 11.B3
AF0072:V+ | SC | AF0072P | WHT | 20 | 11.A3 | AF0073:V+ | JB70 DOOR | 11.B3
AF0073:COM | SC | AF0073N | WHT | 20 | 11.B3 | AF0074:COM | JB70 DOOR | 11.B4
AF0073:J | SC | * |  |  | 11.B3 | AF0074:P | JB70 DOOR | 11.B4
AF0073:SH | SC | AF0073G | GRN | 14 | 11.B3 | AF0074:SH | JB70 DOOR | 11.B4
AF0073:V+ | SC | AF0073P | WHT | 20 | 11.B3 | AF0074:V+ | JB70 DOOR | 11.B4
AF0074:COM | SC | AF0074N | WHT | 20 | 11.B4 | AF0075:COM | JB70 DOOR | 11.A5
AF0074:J | SC | * |  |  | 11.B4 | AF0075:P | JB70 DOOR | 11.A5
AF0074:SH | SC | AF0074G | GRN | 14 | 11.B4 | AF0075:SH | JB70 DOOR | 11.A5
AF0074:V+ | SC | AF0074P | WHT | 20 | 11.B4 | AF0075:V+ | JB70 DOOR | 11.A5
AF0075:COM | SC | AF0075N | WHT | 20 | 11.A5 | AF0077:COM | JB70 DOOR | 11.B6
AF0075:J | SC | * |  |  | 11.A5 | AF0076:P | JB70 DOOR | 11.A5
AF0075:SH | SC | AF0075G | GRN | 14 | 11.A5 | AF0077:SH | JB70 DOOR | 11.B6
AF0075:V+ | SC | AF0075P | WHT | 20 | 11.A5 | AF0077:V+ | JB70 DOOR | 11.B6
AF0076:COM | SC | 0V | WHT | 16 | 11.A5 | XT0070:2 | JB70 DOOR | 11.B1
AF0076:J | SC | * |  |  | 11.A5 | AF0077:P | JB70 DOOR | 11.B6
AF0076:V+ | SC | FU0071 | WHT | 14 | 11.A5 | FU0071:LD | JB70 DOOR | 11.B1
AU0060:COM | SC | 0V | WHT | 16 | 11.B2 | XT0060:1 | JB70 DOOR | 11.C1
AU0060:V+ | SC | FU0060 | WHT | 14 | 11.B2 | FU0060:LD | JB70 DOOR | 11.C1
AU0070:COM | SC | 0V | WHT | 16 | 11.A2 | XT0070:1 | JB70 DOOR | 11.B1
AU0070:V+ | SC | FU0070 | WHT | 14 | 11.A2 | FU0070:LD | JB70 DOOR | 11.B1
FU0060:LI | SC | FU0210 | WHT | 14 | 11.C1 | FU0061:LI | JB70 DOOR | 11.C1
FU0061:LI | SC | FU0210 | WHT | 14 | 11.C1 | FU0062:LI | JB70 DOOR | 11.C1
FU0062:LI | SC | FU0210 | WHT | 14 | 11.C1 | FU0063:LI | JB70 DOOR | 11.C1
FU0070:LI | SC | FU0210 | WHT | 14 | 11.B1 | FU0071:LI | JB70 DOOR | 11.B1
AU0060:L1 | WC0007 | AU0070L2 | ENET | CABLE | 2.A6 | AU0070:L2 | JB70 DOOR | 2.A5
AF0065:12 | SC | UA1200J13 | WHT | 16 | 20.B7 | XT0140:1 | JB70 LEFT RAIL | 20.B4
AF0065:28 | SC | UA1200J11 | WHT | 16 | 20.B7 | XT0140:2 | JB70 LEFT RAIL | 20.B4
AF0065:60 | SC | UA1200S | GRN | 14 | 20.B7 | XT0140:3 | JB70 LEFT RAIL | 20.B4
AF0067:12 | SC | KA0134A1 | WHT | 20 | 61.C7 | KA0134:A1 | JB70 LEFT RAIL | 18.C6
AF0076:08 | SC | 007608 | WHT | 20 | 33.A7 | KA1020:A1 | JB70 LEFT RAIL | 33.A5
AF0076:10 | SC | KT014615 | WHT | 20 | 19.C7 | KT0146:15 | JB70 LEFT RAIL | 19.C6
AF0076:11 | SC | UA1200J14 | WHT | 20 | 20.C7 | XT0140:4 | JB70 LEFT RAIL | 20.C4
AF0076:13 | SC | KT0146B1 | WHT | 20 | 18.B2 | KT0146:B1 | JB70 LEFT RAIL | 18.B2
AF0076:24 | SC | 007624 | WHT | 20 | 33.A7 | KA1020:A2 | JB70 LEFT RAIL | 33.A5
AF0076:29 | SC | KT0146A2 | WHT | 20 | 18.B2 | KT0146:A2 | JB70 LEFT RAIL | 18.B2
AF0068:SH | SC | IEG02304 | GRN | 14 | 11.D6 | IEG0230:4 | JB70 PANEL | 11.D7
AF0077:SH | SC | IEG02305 | GRN | 14 | 11.B6 | IEG0230:5 | JB70 PANEL | 11.B7
GR0134: | SC | IEG02306 | GRN | 14 | 5.A3 | IEG0230:6 | JB70 PANEL | 5.A3
GR0135: | SC | IEG02308 | GRN | 14 | 5.A4 | IEG0230:8 | JB70 PANEL | 5.A4
XT0060:4 | SC | SV21202 | WHT | 20 | 48.A5 | AF0095:18 | JB70 PANEL | 48.A7
AU0060:L2 | WC0006 | AU0060L2 | ENET | CABLE | 2.A6 | AF0410:L1 | JB70 PANEL | 2.A2
AU0070:L1 | WC0008 | AU0080L2 | ENET | CABLE | 2.A5 | AU0080:L2 | JB70 PANEL | 2.A4
AF0061:02 | SC | 006102 | WHT | 20 | 39.B7 | KA0233:14 | JB70 RIGHT RAIL | 39.B5
AF0061:14 | SC | 006114 | WHT | 20 | 40.B7 | KA0234:14 | JB70 RIGHT RAIL | 40.B5
AF0062:00 | SC | 006200 | WHT | 20 | 48.B7 | KA0222:14 | JB70 RIGHT RAIL | 48.B6
AF0076:00 | SC | 007600 | WHT | 20 | 46.C7 | KA0217:A1 | JB70 RIGHT RAIL | 46.C5
AF0076:02 | SC | 007602 | WHT | 16 | 48.A7 | KA0221:A1 | JB70 RIGHT RAIL | 48.A6
AF0076:04 | SC | 007604 | WHT | 16 | 48.B7 | KA0222:A1 | JB70 RIGHT RAIL | 48.B6
AF0076:12 | SC | 007612 | WHT | 20 | 20.C7 | XT0237:1 B2 | JB70 RIGHT RAIL | 20.C5
AF0076:16 | SC | 007616 | WHT | 20 | 46.C7 | KA0217:A2 | JB70 RIGHT RAIL | 46.C5
AF0076:18 | SC | 007618 | WHT | 20 | 48.A7 | KA0221:A2 | JB70 RIGHT RAIL | 48.A6
AF0076:20 | SC | 007620 | WHT | 20 | 48.B7 | KA0222:A2 | JB70 RIGHT RAIL | 48.B6
AF0076:26 | SC | KA0231A2 | WHT | 20 | 19.C7 | KA0231:A2 | JB70 RIGHT RAIL | 19.C6
FU0060:LI | SC | FU0210 | WHT | 16 | 11.C1 | XT0233:1 | JB70 RIGHT RAIL | 17.C4
FU0070:LI | SC | FU0210 | WHT | 14 | 11.B1 | XT0233:2 | JB70 RIGHT RAIL | 17.C4
XT0060:1 | SC | 0V | WHT | 16 | 11.C1 | XT0235:1 | JB70 RIGHT RAIL | 17.D4
XT0060:3 | SC | UA1200J21 | WHT | 20 | 20.D5 | KA0235:11 | JB70 RIGHT RAIL | 19.A5
XT0060:3 | SC | UA1200J21 | WHT | 20 | 20.D5 | UA1200:J2-1 | JB70 RIGHT RAIL | 20.B2
XT0070:1 | SC | 0V | WHT | 16 | 11.B1 | XT0235:1 | JB70 RIGHT RAIL | 17.D4
SolarTools ver. 24.0.84.24712 (Jul 31, 2025)
Report date: 1/6/2026 2:09 PM

## JB70 LEFT RAIL
JB70 LEFT RAIL
JB70
Project # | H3320
Project Name | TALOS BULLWINKLE 703 704
Revision | A.5
Controls DE | D.JOHN
Phone:
Controls ME | G.CATO
Phone:
From | [5 empty] | To
Device ID | Cable (W) Conductor (SC) Jumper Clip (JC) | Wire No. | Wire ID | Gauge/Size | Page/Zone | Device ID | Location | Page/Zone
XT0011:1 | JC | 0V | CLIP | --- | 16.C4 | XT0011:2 | JB70 LEFT RAIL | 16.C4
XT0011:2 | JC | 0V | CLIP | --- | 16.C4 | XT0011:3 | JB70 LEFT RAIL | 16.C4
XT0011:3 | JC | 0V | CLIP | --- | 16.C4 | XT0011:4 | JB70 LEFT RAIL | 16.C4
XT0012:2 | JC | 24V | CLIP | --- | 16.B3 | XT0012:1 | JB70 LEFT RAIL | 16.B3
XT0012:3 | JC | 0V | CLIP | --- | 16.B3 | XT0012:4 | JB70 LEFT RAIL | 16.B3
XT0134:1 | JC | 0V | CLIP | --- | 17.B3 | XT0134:2 | JB70 LEFT RAIL | 17.B3
XT0134:2 | JC | 0V | CLIP | --- | 17.B3 | XT0134:3 | JB70 LEFT RAIL | 17.B3
XT0134:3 | JC | 0V | CLIP | --- | 17.B3 | XT0134:4 | JB70 LEFT RAIL | 17.B3
XT0135:1 | JC | 0V | CLIP | --- | 17.B4 | XT0135:2 | JB70 LEFT RAIL | 17.B4
XT0135:2 | JC | 0V | CLIP | --- | 17.B4 | XT0135:3 | JB70 LEFT RAIL | 17.B4
XT0136:1 | JC | FU0139 | CLIP | --- | 18.A2 | XT0136:2 | JB70 LEFT RAIL | 18.A2
XT0138:1 | JC | FU0136 | CLIP | --- | 17.A3 | XT0138:2 | JB70 LEFT RAIL | 17.A3
XT0138:2 | JC | FU0136 | CLIP | --- | 17.A3 | XT0138:3 | JB70 LEFT RAIL | 17.A3
XT0138:3 | JC | FU0136 | CLIP | --- | 17.A3 | XT0138:4 | JB70 LEFT RAIL | 17.B3
XT0139:1 | JC | FU0137 | CLIP | --- | 17.A4 | XT0139:2 | JB70 LEFT RAIL | 17.A4
XT0139:2 | JC | FU0137 | CLIP | --- | 17.A4 | XT0139:3 | JB70 LEFT RAIL | 17.B4
FU0012:LI | SC | 24V | WHT | 12 | 16.B4 | FU0013:LI | JB70 LEFT RAIL | 16.B4
FU0012:LI | SC | 24V | WHT | 12 | 16.B4 | XT0012:2 | JB70 LEFT RAIL | 16.B3
FU0013:LI | SC | 24V | WHT | 12 | 16.B4 | FU0014:LI | JB70 LEFT RAIL | 16.C4
FU0014:LI | SC | 24V | WHT | 12 | 16.C4 | FU0015:LI | JB70 LEFT RAIL | 16.C4
FU0015:LI | SC | 24V | WHT | 12 | 16.C4 | FU0016:LI | JB70 LEFT RAIL | 16.C4
FU0020:LD | SC | 24V | WHT | 10 | 16.B2 | XT0012:1 | JB70 LEFT RAIL | 16.B3
FU0136:LD | SC | FU0136 | WHT | 12 | 17.A3 | XT0138:1 | JB70 LEFT RAIL | 17.A3
FU0136:LI | SC | 24V | WHT | 10 | 17.A3 | XT0012:1 | JB70 LEFT RAIL | 16.B3
FU0137:LD | SC | FU0137 | WHT | 14 | 17.A4 | XT0139:1 | JB70 LEFT RAIL | 17.A4
FU0137:LI | SC | FU0136 | WHT | 16 | 17.A4 | XT0138:1 | JB70 LEFT RAIL | 17.A3
FU0139:LD | SC | FU0139 | WHT | 14 | 17.A5 | XT0136:1 | JB70 LEFT RAIL | 18.A2
FU0139:LI | SC | FU0137 | WHT | 14 | 17.A5 | XT0139:1 | JB70 LEFT RAIL | 17.A4
GR1101: | SC | GR1101 | GRN/YEL | 14 | 5.A6 | FRAME | JB70 LEFT RAIL | 5.A5
KA0130:A1 | SC | 008135 | WHT | 20 | 20.C5 | KA0130:11 | JB70 LEFT RAIL | 20.D6
KA0130:A2 | SC | UA1200J26 | WHT | 20 | 20.C5 | XT0140:6 | JB70 LEFT RAIL | 20.C4
KA0131:11 | SC | KA0135A1 | WHT | 20 | 18.D4 | KA0135:A1 | JB70 LEFT RAIL | 18.D6
KA0131:12 | SC | KA013112 | WHT | 20 | 18.D4 | KA0137:24 | JB70 LEFT RAIL | 18.D3
KA0131:A1 | SC | KA0231A1 | WHT | 20 | 18.B6 | KA0132:A1 | JB70 LEFT RAIL | 18.B6
KA0131:A1 | SC | KA0231A1 | WHT | 20 | 18.B6 | XT0136:10 | JB70 LEFT RAIL | 18.B5
KA0131:A2 | SC | 0V | WHT | 20 | 18.B6 | KT0145:A2 | JB70 LEFT RAIL | 18.B6
KA0131:A2 | SC | 0V | WHT | 20 | 18.B6 | KA0132:A2 | JB70 LEFT RAIL | 18.B6
KA0132:11 | SC | FU0139 | WHT | 20 | 18.A3 | KA0133:11 | JB70 LEFT RAIL | 18.A3
KA0132:11 | SC | FU0139 | WHT | 20 | 18.A3 | KT0145:15 | JB70 LEFT RAIL | 18.D2
KA0132:12 | SC | KT0141A1 | WHT | 20 | 18.A3 | KT0142:A1 | JB70 LEFT RAIL | 18.A6
KA0132:12 | SC | KT0141A1 | WHT | 20 | 18.A3 | KA0133:12 | JB70 LEFT RAIL | 18.A3
KA0132:21 | SC | KA0138A1 | WHT | 20 | 18.D4 | KA0138:A1 | JB70 LEFT RAIL | 18.D6
KA0132:22 | SC | KA013222 | WHT | 20 | 18.D4 | KA0137:14 | JB70 LEFT RAIL | 18.D3
KA0132:22 | SC | KA013222 | WHT | 20 | 18.D4 | KT0141:18 | JB70 LEFT RAIL | 18.D2
KA0132:24 | SC | KA013224 | WHT | 20 | 18.D4 | KA0134:14 | JB70 LEFT RAIL | 18.D3
KA0132:A1 | SC | KA0231A1 | WHT | 20 | 18.B6 | KA0141:A1 | JB70 LEFT RAIL | 18.C6
KA0132:A2 | SC | 0V | WHT | 16 | 18.B6 | KA0141:A2 | JB70 LEFT RAIL | 18.C6
KA0133:11 | SC | FU0139 | WHT | 20 | 18.A3 | KA0134:11 | JB70 LEFT RAIL | 18.D3
KA0133:A2 | SC | 0V | WHT | 16 | 18.C6 | KA0134:A2 | JB70 LEFT RAIL | 18.C6
KA0133:A2 | SC | 0V | WHT | 20 | 18.C6 | KA0141:A2 | JB70 LEFT RAIL | 18.C6
KA0134:11 | SC | FU0139 | WHT | 20 | 18.D3 | KA0136:11 | JB70 LEFT RAIL | 18.B4
KA0134:A2 | SC | 0V | WHT | 20 | 18.C6 | KA0144:A2 | JB70 LEFT RAIL | 18.C6
KA0135:A1 | SC | KA0135A1 | WHT | 20 | 18.D6 | KA0144:A1 | JB70 LEFT RAIL | 18.C6
KA0135:A2 | SC | 0V | WHT | 20 | 18.D6 | KA0144:A2 | JB70 LEFT RAIL | 18.C6
KA0135:A2 | SC | 0V | WHT | 20 | 18.D6 | KA0136:A2 | JB70 LEFT RAIL | 18.D6
KA0136:11 | SC | FU0139 | WHT | 20 | 18.B4 | KA0137:21 | JB70 LEFT RAIL | 18.D3
KA0136:14 | SC | KA013821 | WHT | 20 | 18.B4 | KA0138:21 | JB70 LEFT RAIL | 18.B5
KA0136:A1 | SC | PS32002 | WHT | 20 | 18.D6 | XT0136:5 | JB70 LEFT RAIL | 58.D5
KA0136:A2 | SC | 0V | WHT | 20 | 18.D6 | KA0137:A2 | JB70 LEFT RAIL | 18.D6
KA0137:11 | SC | FU0139 | WHT | 20 | 18.D3 | KA0137:21 | JB70 LEFT RAIL | 18.D3
KA0137:A1 | SC | KA0137A1 | WHT | 20 | 18.D6 | KT0142:18 | JB70 LEFT RAIL | 18.D2
KA0137:A2 | SC | 0V | WHT | 20 | 18.D6 | KA0138:A2 | JB70 LEFT RAIL | 18.D6
KA0138:11 | SC | KM3170EP | WHT | 20 | 61.B5 | XT0136:13 | JB70 LEFT RAIL | 61.B5
KA0138:12 | SC | FU0139 | WHT | 20 | 61.B5 | XT0136:11 | JB70 LEFT RAIL | 61.B6
KA0138:24 | SC | KT0144B1 | WHT | 20 | 18.B5 | KT0144:B1 | JB70 LEFT RAIL | 18.B6
KA0141:21 | SC | KT0146A1 | WHT | 20 | 18.B2 | KT0146:A1 | JB70 LEFT RAIL | 18.B2
KA0141:24 | SC | FU0139 | WHT | 20 | 18.B2 | XT0136:2 | JB70 LEFT RAIL | 18.A2
KA1020:24 | SC | 0V | WHT | 14 | 38.A5 | XT0135:1 | JB70 LEFT RAIL | 17.B4
KT0140:15 | SC | FU0139 | WHT | 20 | 18.D1 | KT0142:15 | JB70 LEFT RAIL | 18.D2
KT0140:15 | SC | FU0139 | WHT | 20 | 18.A2 | XT0136:2 | JB70 LEFT RAIL | 18.A2
KT0140:16 | SC | KT014115 | WHT | 20 | 18.D1 | KT0141:15 | JB70 LEFT RAIL | 18.D2
KT0140:18 | SC | KT0143A1 | WHT | 20 | 18.A2 | KT0143:A1 | JB70 LEFT RAIL | 18.A6
KT0140:A1 | SC | KT0140A1 | WHT | 20 | 18.A6 | KT0143:16 | JB70 LEFT RAIL | 18.A5
KT0140:A2 | SC | 0V | WHT | 16 | 18.A6 | XT0136:3 | JB70 LEFT RAIL | 18.A2
KT0140:A2 | SC | 0V | WHT | 20 | 18.A6 | KT0141:A2 | JB70 LEFT RAIL | 18.A6
KT0141:18 | SC | KA013222 | WHT | 20 | 18.D2 | KT0144:18 | JB70 LEFT RAIL | 18.D2
KT0141:A1 | SC | KT0141A1 | WHT | 20 | 18.A6 | KT0143:15 | JB70 LEFT RAIL | 18.A5
KT0141:A1 | SC | KT0141A1 | WHT | 20 | 18.A6 | KT0142:A1 | JB70 LEFT RAIL | 18.A6
KT0141:A2 | SC | 0V | WHT | 20 | 18.A6 | KT0142:A2 | JB70 LEFT RAIL | 18.A6
KT0142:15 | SC | FU0139 | WHT | 20 | 18.D2 | KT0144:A1 | JB70 LEFT RAIL | 18.B6
KT0142:18 | SC | KA0137A1 | WHT | 20 | 18.D2 | KT0145:18 | JB70 LEFT RAIL | 18.D2
KT0142:A2 | SC | 0V | WHT | 20 | 18.A6 | KT0143:A2 | JB70 LEFT RAIL | 18.A6
KT0143:A2 | SC | 0V | WHT | 20 | 18.A6 | KT0144:A2 | JB70 LEFT RAIL | 18.B6
KT0144:15 | SC | FU0139 | WHT | 20 | 18.D2 | KT0145:15 | JB70 LEFT RAIL | 18.D2
KT0144:15 | SC | FU0139 | WHT | 20 | 18.D2 | KT0144:A1 | JB70 LEFT RAIL | 18.B6
KT0144:A2 | SC | 0V | WHT | 20 | 18.B6 | KT0145:A2 | JB70 LEFT RAIL | 18.B6
XT0012:3 | SC | 0V | WHT | 10 | 16.B3 | XT0134:1 | JB70 LEFT RAIL | 17.B3
XT0012:4 | SC | 0V | WHT | 16 | 16.B3 | XT0011:1 | JB70 LEFT RAIL | 16.C4
XT0134:1 | SC | 0V | WHT | 14 | 17.B3 | XT0135:1 | JB70 LEFT RAIL | 17.B4
XT0135:1 | SC | 0V | WHT | 16 | 17.B4 | XT0136:3 | JB70 LEFT RAIL | 18.A2
XT0136:1 | SC | FU0139 | WHT | 20 | 18.A2 | XT0136:11 | JB70 LEFT RAIL | 61.B6
XT0136:3 | SC | 0V | WHT | 16 | 18.A2 | XT0136:12 | JB70 LEFT RAIL | 61.B6
XT0136:4 | SC | FU0139 | WHT | 20 | 58.D5 | XT0136:1 | JB70 LEFT RAIL | 18.A2
XT0136:10 | SC | KA0231A1 | WHT | 20 | 18.B5 | XT0334:2 | GEN PANEL | 24.C2
XT0134:3 | SC | 0V | WHT | 14 | 17.B3 | XT0071:4 | JB71 | 33.D4
XT0135:2 | SC | 0V | WHT | 16 | 17.B4 | XT0071:2 | JB71 | 33.D4
XT0137:1 | SC | ESTOPA | WHT | 20 | 32.B5 | XT0150:29 | JB71 | 32.B3
XT0137:2 | SC | ESTOP | WHT | 20 | 32.B5 | XT0150:30 | JB71 | 32.B3
XT0137:3 | SC | SH047111 | WHT | 20 | 31.A5 | XT0150:3 | JB71 | 31.A3
XT0137:4 | SC | SH047112 | WHT | 20 | 31.A5 | XT0150:4 | JB71 | 31.A3
XT0137:5 | SC | SH047013 | WHT | 20 | 31.B5 | XT0150:9 | JB71 | 31.B3
XT0137:6 | SC | SH047014 | WHT | 20 | 31.B5 | XT0150:10 | JB71 | 31.B3
XT0138:3 | SC | FU0136 | WHT | 12 | 17.A3 | XT0071:3 | JB71 | 33.D4
XT0139:1 | SC | FU0137 | WHT | 14 | 17.A4 | XT0071:1 | JB71 | 33.C4
KA0134:A1 | SC | KA0134A1 | WHT | 20 | 18.C6 | AF0067:12 | JB70 DOOR | 61.C7
KA1020:A1 | SC | 007608 | WHT | 20 | 33.A5 | AF0076:08 | JB70 DOOR | 33.A7
KA1020:A2 | SC | 007624 | WHT | 20 | 33.A5 | AF0076:24 | JB70 DOOR | 33.A7
KT0146:15 | SC | KT014615 | WHT | 20 | 19.C6 | AF0076:10 | JB70 DOOR | 19.C7
KT0146:A2 | SC | KT0146A2 | WHT | 20 | 18.B2 | AF0076:29 | JB70 DOOR | 18.B2
KT0146:B1 | SC | KT0146B1 | WHT | 20 | 18.B2 | AF0076:13 | JB70 DOOR | 18.B2
XT0140:1 | SC | UA1200J13 | WHT | 16 | 20.B4 | AF0065:12 | JB70 DOOR | 20.B7
XT0140:2 | SC | UA1200J11 | WHT | 16 | 20.B4 | AF0065:28 | JB70 DOOR | 20.B7
XT0140:3 | SC | UA1200S | GRN | 14 | 20.B4 | AF0065:60 | JB70 DOOR | 20.B7
XT0140:4 | SC | UA1200J14 | WHT | 20 | 20.C4 | AF0076:11 | JB70 DOOR | 20.C7
KA0130:14 | SC | 008103 | WHT | 20 | 20.D6 | AF0081:03 | JB70 PANEL | 20.C7
KA0130:A1 | SC | 008135 | WHT | 20 | 20.C5 | AF0081:35 | JB70 PANEL | 20.C7
KA0131:14 | SC | KA013114 | WHT | 20 | 18.D4 | AF0092:06 | JB70 PANEL | 59.A7
KA0133:A1 | SC | KA0133A1 | WHT | 20 | 18.C6 | AF0092:02 | JB70 PANEL | 59.B7
KA0134:A1 | SC | KA0134A1 | WHT | 20 | 18.C6 | AF0091:12 | JB70 PANEL | 61.B7
KA0136:21 | SC | KA013621 | WHT | 20 | 18.B3 | AF0087:43 | JB70 PANEL | 18.B4
KA0136:24 | SC | KA013624 | WHT | 20 | 18.B3 | AF0087:11 | JB70 PANEL | 18.B4
KA0137:24 | SC | KA013112 | WHT | 20 | 18.D3 | AF0087:09 | JB70 PANEL | 18.C4
KA0141:11 | SC | KA014111 | WHT | 20 | 18.C2 | AF0091:39 | JB70 PANEL | 18.C2
KA0141:14 | SC | KA014114 | WHT | 20 | 18.C2 | AF0091:07 | JB70 PANEL | 18.C2
XT0134:4 | SC | 0V | WHT | 14 | 17.B3 | XT0110:2 | JB70 PANEL | 23.A5
XT0135:1 | SC | 0V | WHT | 16 | 17.B4 | UV0600:(-) | JB70 PANEL | 9.B2
XT0135:2 | SC | 0V | WHT | 16 | 17.B4 | XT0090:1 | JB70 PANEL | 10.B1
XT0135:2 | SC | 0V | WHT | 16 | 17.B4 | XT0080:1 | JB70 PANEL | 10.D1
XT0135:3 | SC | 0V | GRN/YEL | 14 | 17.B4 | PEG0130:3 | JB70 PANEL | 17.B4
XT0135:3 | SC | 0V | WHT | 16 | 17.B4 | XT0085:3 | JB70 PANEL | 16.B6
XT0138:4 | SC | FU0136 | WHT | 14 | 17.B3 | XT0110:1 | JB70 PANEL | 23.A5
XT0139:1 | SC | FU0137 | WHT | 14 | 17.A4 | FU0010:LI | JB70 PANEL | 17.A5
XT0139:2 | SC | FU0137 | WHT | 14 | 17.A4 | FU0090:LI | JB70 PANEL | 10.B1
XT0139:2 | SC | FU0137 | WHT | 14 | 17.A4 | FU0080:LI | JB70 PANEL | 10.D1
XT0139:3 | SC | FU0137 | WHT | 12 | 17.B4 | XT0085:1 | JB70 PANEL | 16.A6
XT0140:7 | SC | UA1200J27 | WHT | 20 | 20.D4 | AF0081:19 | JB70 PANEL | 20.C7
FU0016:LD | SC | FU0016 | WHT | 14 | 16.C4 | KA0237:14 | JB70 RIGHT RAIL | 46.D6
KA0141:21 | SC | KT0146A1 | WHT | 20 | 18.B2 | KA0241:21 | JB70 RIGHT RAIL | 18.B2
KA0141:24 | SC | FU0139 | WHT | 20 | 18.B2 | KA0241:24 | JB70 RIGHT RAIL | 18.B2
KA1020:14 | SC | FU0211 | WHT | 14 | 38.A5 | FU0211:LD | JB70 RIGHT RAIL | 17.B4
KT0145:A1 | SC | KA024412 | WHT | 20 | 18.B6 | KA0244:12 | JB70 RIGHT RAIL | 19.D4
KT0146:18 | SC | KA024214 | WHT | 20 | 19.C6 | KA0231:14 | JB70 RIGHT RAIL | 19.C6
XT0134:4 | SC | 0V | WHT | 14 | 17.B3 | XT0235:1 | JB70 RIGHT RAIL | 17.D4
XT0136:1 | SC | FU0139 | WHT | 20 | 18.A2 | XT0240:12 | JB70 RIGHT RAIL | 19.C4
XT0136:10 | SC | KA0231A1 | WHT | 20 | 18.B5 | KA0242:11 | JB70 RIGHT RAIL | 19.C6
XT0136:3 | SC | 0V | WHT | 16 | 18.A2 | XT0240:10 | JB70 RIGHT RAIL | 19.D3
XT0136:6 | SC | PS32004 | WHT | 16 | 58.D5 | KA0240:11 | JB70 RIGHT RAIL | 58.D6
XT0136:7 | SC | UF1300 | WHT | 20 | 58.D6 | KA0240:14 | JB70 RIGHT RAIL | 58.D6
XT0137:1 | SC | ESTOPA | WHT | 20 | 32.B5 | XT0240:3 | JB70 RIGHT RAIL | 19.A3
XT0137:2 | SC | ESTOP | WHT | 20 | 32.B5 | XT0240:4 | JB70 RIGHT RAIL | 19.A3
XT0138:4 | SC | FU0136 | WHT | 12 | 17.B3 | FU0210:LI | JB70 RIGHT RAIL | 17.C4
XT0139:3 | SC | FU0137 | WHT | 12 | 17.B4 | FU0211:LI | JB70 RIGHT RAIL | 17.B4
XT0140:4 | SC | UA1200J14 | WHT | 20 | 20.C4 | UA1200:J1-4 | JB70 RIGHT RAIL | 20.B2
XT0140:5 | SC | UA1200J15 | WHT | 20 | 20.C4 | UA1200:J1-5 | JB70 RIGHT RAIL | 20.B2
XT0140:5 | SC | UA1200J15 | WHT | 20 | 20.C4 | XT0237:1 B1 | JB70 RIGHT RAIL | 20.C5
XT0140:6 | SC | UA1200J26 | WHT | 20 | 20.C4 | UA1200:J2-6 | JB70 RIGHT RAIL | 20.B2
XT0140:7 | SC | UA1200J27 | WHT | 20 | 20.D4 | UA1200:J2-7 | JB70 RIGHT RAIL | 20.B2
XT0140:1 | WC4524 | UA1200J13 | CLR | 20 | 20.B4 | UA1200:J1-3 | JB70 RIGHT RAIL | 20.B2
XT0140:2 | WC4524 | UA1200J11 | BLK | 20 | 20.B4 | UA1200:J1-1 | JB70 RIGHT RAIL | 20.B2
XT0140:3 | WC4524 | UA1200S | SH | 20 | 20.B4 | FLOATING | JB70 RIGHT RAIL | 20.B2
FU0020:LI | SC | 24V1 |  |  | 16.B2 | XT0013:2 | LEFT PANEL | 12.A3
XT0012:3 | SC | 0V |  |  | 16.B3 | XT0013:4 | LEFT PANEL | 12.B3
SolarTools ver. 24.0.84.24712 (Jul 31, 2025)
Report date: 1/6/2026 2:09 PM

## JB70 PANEL
JB70 PANEL
JB70
Project # | H3320
Project Name | TALOS BULLWINKLE 703 704
Revision | A.5
Controls DE | D.JOHN
Phone:
Controls ME | G.CATO
Phone:
From | [5 empty] | To
Device ID | Cable (W) Conductor (SC) Jumper Clip (JC) | Wire No. | Wire ID | Gauge/Size | Page/Zone | Device ID | Location | Page/Zone
XT0080:1 | JC | 0V | CLIP | --- | 10.D1 | XT0080:2 | JB70 PANEL | 10.D1
XT0080:2 | JC | 0V | CLIP | --- | 10.D1 | XT0080:3 | JB70 PANEL | 10.D1
XT0090:1 | JC | 0V | CLIP | --- | 10.B1 | XT0090:2 | JB70 PANEL | 10.B1
AF0081:07 | SC | JP2 | VIO | 20 | 34.D7 | AF0081:39 | JB70 PANEL | 34.D7
AF0081:COM | SC | AU0080N | WHT | 20 | 10.C2 | AU0080:COM | JB70 PANEL | 10.C2
AF0081:J | SC | * |  |  | 10.C2 | AF0082:P | JB70 PANEL | 10.D3
AF0081:V+ | SC | AU0080P | WHT | 20 | 10.C2 | AU0080:V+ | JB70 PANEL | 10.C2
AF0082:COM | SC | 0V | WHT | 16 | 10.D3 | XT0080:2 | JB70 PANEL | 10.D1
AF0082:COM | SC | AF0082N | WHT | 20 | 10.D3 | AF0083:COM | JB70 PANEL | 10.D3
AF0082:J | SC | * |  |  | 10.D3 | AF0083:P | JB70 PANEL | 10.D3
AF0082:V+ | SC | FU0081 | WHT | 14 | 10.D3 | FU0081:LD | JB70 PANEL | 10.D1
AF0082:V+ | SC | AF0082P | WHT | 20 | 10.D3 | AF0083:V+ | JB70 PANEL | 10.D3
AF0083:COM | SC | AF0083N | WHT | 20 | 10.D3 | AF0084:COM | JB70 PANEL | 10.D4
AF0083:J | SC | * |  |  | 10.D3 | AF0084:P | JB70 PANEL | 10.D4
AF0083:SH | SC | AF0083G | GRN | 14 | 10.D3 | AF0084:SH | JB70 PANEL | 10.D4
AF0083:SH | SC | AU0080G | GRN | 14 | 10.D3 | AU0080:GND | JB70 PANEL | 10.C2
AF0083:V+ | SC | AF0083P | WHT | 20 | 10.D3 | AF0084:V+ | JB70 PANEL | 10.D4
AF0084:COM | SC | AF0084N | WHT | 20 | 10.D4 | AF0085:COM | JB70 PANEL | 10.D5
AF0084:J | SC | * |  |  | 10.D4 | AF0085:P | JB70 PANEL | 10.D5
AF0084:SH | SC | AF0084G | GRN | 14 | 10.D4 | AF0085:SH | JB70 PANEL | 10.D5
AF0084:V+ | SC | AF0084P | WHT | 20 | 10.D4 | AF0085:V+ | JB70 PANEL | 10.D5
AF0085:COM | SC | AF0085N | WHT | 20 | 10.D5 | AF0086:COM | JB70 PANEL | 10.D5
AF0085:J | SC | * |  |  | 10.D5 | AF0086:P | JB70 PANEL | 10.D5
AF0085:SH | SC | AF0085G | GRN | 14 | 10.D5 | AF0086:SH | JB70 PANEL | 10.D5
AF0085:V+ | SC | AF0085P | WHT | 20 | 10.D5 | AF0086:V+ | JB70 PANEL | 10.D5
AF0086:COM | SC | AF0086N | WHT | 20 | 10.D5 | AF0087:COM | JB70 PANEL | 10.D6
AF0086:J | SC | * |  |  | 10.D5 | AF0087:P | JB70 PANEL | 10.D6
AF0086:SH | SC | IEG02302 | GRN | 14 | 10.D5 | IEG0230:2 | JB70 PANEL | 10.D5
AF0086:V+ | SC | AF0086P | WHT | 20 | 10.D5 | AF0087:V+ | JB70 PANEL | 10.D6
AF0091:COM | SC | AF0091N | WHT | 14 | 10.B2 | AF0094:COM | JB70 PANEL | 10.B4
AF0091:COM | SC | AU0090N | WHT | 20 | 10.B2 | AU0090:COM | JB70 PANEL | 10.A2
AF0091:J | SC | * |  |  | 10.B2 | AF0092:P | JB70 PANEL | 10.B3
AF0091:V+ | SC | AF0091P | WHT | 14 | 10.B2 | AF0094:V+ | JB70 PANEL | 10.B4
AF0091:V+ | SC | AU0090P | WHT | 20 | 10.B2 | AU0090:V+ | JB70 PANEL | 10.A2
AF0092:08 | SC | 009208 | WHT | 20 | 66.A7 | KA3103:A1 | JB70 PANEL | 66.A5
AF0092:24 | SC | 009224 | WHT | 20 | 66.A7 | KA3103:A2 | JB70 PANEL | 66.A5
AF0092:COM | SC | 0V | WHT | 16 | 10.B3 | XT0090:2 | JB70 PANEL | 10.B1
AF0092:J | SC | * |  |  | 10.B3 | AF0093:P | JB70 PANEL | 10.B3
AF0092:V+ | SC | FU0091 | WHT | 14 | 10.B3 | FU0091:LD | JB70 PANEL | 10.B1
AF0093:01 | SC | KA32201 | WHT | 20 | 62.A7 | KA3220:A1 | JB70 PANEL | 62.B5
AF0093:02 | SC | KA32211 | WHT | 20 | 62.D7 | KA3221:A1 | JB70 PANEL | 62.D5
AF0093:11 | SC | KA32221 | WHT | 20 | 63.A7 | KA3222:A1 | JB70 PANEL | 63.B5
AF0093:12 | SC | 009312 | WHT | 20 | 33.B7 | PC0470:INP_A | JB70 PANEL | 33.B5
AF0093:17 | SC | KA32202 | WHT | 20 | 62.A7 | KA3220:A2 | JB70 PANEL | 62.B5
AF0093:18 | SC | KA32212 | WHT | 20 | 62.D7 | KA3221:A2 | JB70 PANEL | 62.D5
AF0093:27 | SC | KA32222 | WHT | 20 | 63.A7 | KA3222:A2 | JB70 PANEL | 63.B5
AF0093:28 | SC | 009328 | WHT | 20 | 33.B7 | PC0470:- PWR | JB70 PANEL | 33.B5
AF0093:44 | SC | 009344 | WHT | 20 | 33.B7 | PC0470:+ PWR | JB70 PANEL | 33.B5
AF0093:COM | SC | 0V | WHT | 16 | 10.B3 | XT0090:2 | JB70 PANEL | 10.B1
AF0093:J | SC | * |  |  | 10.B3 | AF0094:P | JB70 PANEL | 10.B4
AF0093:V+ | SC | FU0092 | WHT | 14 | 10.B3 | FU0092:LD | JB70 PANEL | 10.B1
AF0094:00 | SC | 009400 | WHT | 20 | 16.A7 | XT0085:2 | JB70 PANEL | 16.A6
AF0094:01 | SC | 0V | WHT | 16 | 16.A7 | XT0085:3 | JB70 PANEL | 16.B6
AF0094:J | SC | * |  |  | 10.B4 | AF0095:P | JB70 PANEL | 10.B5
AF0094:SH | SC | IEG023011 | GRN | 14 | 10.B4 | IEG0230:11 | JB70 PANEL | 10.B5
AF0094:SH | SC | AU0090G | GRN | 14 | 10.B4 | AU0090:GND | JB70 PANEL | 10.A2
AF0095:COM | SC | 0V | WHT | 16 | 10.B5 | XT0090:2 | JB70 PANEL | 10.B1
AF0095:V+ | SC | FU0093 | WHT | 14 | 10.B5 | FU0093:LD | JB70 PANEL | 10.B1
AF0400:12 | SC | XT04001 | GRN | 16 | 23.B6 | XT0400:1 | JB70 PANEL | 23.C6
AF0410:32 | SC | XT04001 | GRN | 16 | 23.B5 | XT0400:1 | JB70 PANEL | 23.C6
AF0410:53 | SC | 0V | WHT | 16 | 23.B5 | XT0110:2 | JB70 PANEL | 23.A5
AF0410:54 | SC | AF0410N | WHT | 16 | 23.B5 | AF0420:53 | JB70 PANEL | 23.B5
AF0410:55 | SC | FU0113 | WHT | 16 | 23.B5 | FU0113:LD | JB70 PANEL | 23.A4
AF0410:56 | SC | AF0410P | WHT | 16 | 23.B5 | AF0420:55 | JB70 PANEL | 23.B5
AF0420:32 | SC | XT04001 | GRN | 16 | 23.B5 | XT0400:1 | JB70 PANEL | 23.C6
AF0420:54 | SC | AF0420N | WHT | 16 | 23.B5 | AF0440:53 | JB70 PANEL | 23.B4
AF0420:56 | SC | AF0420P | WHT | 16 | 23.B5 | AF0440:55 | JB70 PANEL | 23.B4
AF0440:32 | SC | XT04002 | GRN | 16 | 23.B4 | XT0400:2 | JB70 PANEL | 23.C3
AF0440:54 | SC | AF0440N | WHT | 16 | 23.B4 | AF0450:53 | JB70 PANEL | 23.B3
AF0440:56 | SC | AF0440P | WHT | 16 | 23.B4 | AF0450:55 | JB70 PANEL | 23.B3
AF0450:32 | SC | XT04002 | GRN | 16 | 23.B3 | XT0400:2 | JB70 PANEL | 23.C3
AR0600:IE1 | SC | UV0600G | GRN | 14 | 9.A1 | UV0600:GND | JB70 PANEL | 9.B2
AR0600:IE2 | SC | IEG02301 | GRN | 12 | 9.A1 | IEG0230:1 | JB70 PANEL | 9.B4
AT0680:NEG | SC | 0V | WHT | 14 | 7.C3 | XT0680:2 | JB70 PANEL | 7.D3
AT0680:POS | SC | AT0680POS | WHT | 14 | 7.C3 | XT0680:1 | JB70 PANEL | 7.D3
AU0080:COM | SC | 0V | WHT | 16 | 10.C2 | XT0080:1 | JB70 PANEL | 10.D1
AU0080:V+ | SC | FU0080 | WHT | 14 | 10.C2 | FU0080:LD | JB70 PANEL | 10.D1
AU0090:COM | SC | 0V | WHT | 16 | 10.A2 | XT0090:1 | JB70 PANEL | 10.B1
AU0090:V+ | SC | FU0090 | WHT | 14 | 10.A2 | FU0090:LD | JB70 PANEL | 10.B1
FU0010:LD | SC | FU0010 | WHT | 14 | 17.A5 | UV0600:(+) | JB70 PANEL | 9.B2
FU0080:LI | SC | FU0137 | WHT | 14 | 10.D1 | FU0081:LI | JB70 PANEL | 10.D1
FU0081:LI | SC | FU0137 | WHT | 14 | 10.D1 | FU0082:LI | JB70 PANEL | 10.D1
FU0090:LI | SC | FU0137 | WHT | 14 | 10.B1 | FU0091:LI | JB70 PANEL | 10.B1
FU0091:LI | SC | FU0137 | WHT | 14 | 10.B1 | FU0092:LI | JB70 PANEL | 10.B1
FU0092:LI | SC | FU0137 | WHT | 14 | 10.B1 | FU0093:LI | JB70 PANEL | 10.B1
FU0113:LI | SC | FU0136 | WHT | 16 | 23.A4 | XT0110:1 | JB70 PANEL | 23.A5
FU0680:LD | SC | AT0680POS | WHT | 14 | 7.D2 | XT0680:1 | JB70 PANEL | 7.D3
GR0131: | SC | IEG02307 | GRN | 14 | 5.A3 | IEG0230:7 | JB70 PANEL | 5.A3
GR0132: | SC | IEG023010 | GRN | 14 | 5.A3 | IEG0230:10 | JB70 PANEL | 5.A3
GR0133: | SC | GR0133 | GRN/YEL | 14 | 5.A3 | FG0002:1 | JB70 PANEL | 5.A3
GR0680: | SC | GR0680 | GRN/YEL | 14 | 5.A5 | FRAME | JB70 PANEL | 5.A4
IEG0230:9 | SC | IEG02309 | GRN | 14 | 23.C6 | XT0400:3 | JB70 PANEL | 23.C6
PC0470:INP_A | SC | 009312 | WHT | 20 | 33.B5 | PC0470:INP_B | JB70 PANEL | 33.B5
RR0851: -3.01K OHM | SC | FU0137 | WHT | 20 | 16.A6 | XT0085:1 | JB70 PANEL | 16.A6
RR0851: -3.01K OHM | SC | 009400 | WHT | 20 | 16.A6 | XT0085:2 | JB70 PANEL | 16.A6
RR0852: -1.0K OHM | SC | 0V | WHT | 16 | 16.B6 | XT0085:3 | JB70 PANEL | 16.B6
RR0852: -1.0K OHM | SC | 009400 | WHT | 20 | 16.B6 | XT0085:2 | JB70 PANEL | 16.A6
AP0602:L2 | WC0001 | AP0602L2 | ENET | CABLE | 2.A2 | AP0603:L1 | JB70 PANEL | 2.A3
AP0603:L2 | WC0003 | AP0603L2 | ENET | CABLE | 2.A3 | AU0090:L1 | JB70 PANEL | 2.A4
AU0080:L1 | WC0009 | AU0090L2 | ENET | CABLE | 2.A4 | AU0090:L2 | JB70 PANEL | 2.A4
AF0410:L2 | WC0041 | AF0410L2 | ENET | CABLE | 2.A2 | AF0420:L1 | JB70 PANEL | 2.A3
AF0420:L2 | WC0042 | AF0420L2 | ENET | CABLE | 2.A3 | AF0440:L1 | JB70 PANEL | 2.A4
AF0440:L2 | WC0044 | AF0440L2 | ENET | CABLE | 2.A4 | AF0450:L1 | JB70 PANEL | 2.A5
AP0606:L1 | WC0680 | AP0606L1 | ENET | CABLE | 7.A1 | AT0680:LAN1 | JB70 PANEL | 7.A2
AF0400:LBUS | WC8040 | AF0410RBUS | BUS | CABLE | 23.B6 | AF0410:RBUS | JB70 PANEL | 23.B5
AF0410:LBUS | WC8041 | AF0410LBUS | BUS | CABLE | 23.B5 | AF0420:RBUS | JB70 PANEL | 23.B5
AF0420:LBUS | WC8042 | AF0420LBUS | BUS | CABLE | 23.B5 | AF0440:RBUS | JB70 PANEL | 23.B4
AF0440:LBUS | WC8044 | AF0440LBUS | BUS | CABLE | 23.B4 | AF0450:RBUS | JB70 PANEL | 23.B3
AF0081:04 | SC | SB0472B212 | WHT | 20 | 32.B7 | XT0150:32 | JB71 | 32.B3
AF0081:36 | SC | SB0472B211 | WHT | 20 | 32.B7 | XT0150:31 | JB71 | 32.B3
AF0087:00 | SC | SH047114 | WHT | 20 | 31.A7 | XT0150:2 | JB71 | 31.A3
AF0087:01 | SC | SH047012 | WHT | 20 | 31.B7 | XT0150:8 | JB71 | 31.B3
AF0087:02 | SC | SB047112 | WHT | 20 | 31.D7 | XT0150:20 | JB71 | 31.D3
AF0087:03 | SC | SB047314 | WHT | 20 | 31.D7 | XT0150:22 | JB71 | 31.D3
AF0087:04 | SC | SB047414 | WHT | 20 | 32.A7 | XT0150:24 | JB71 | 32.A3
AF0087:05 | SC | SA047312 | WHT | 20 | 32.D7 | XT0150:38 | JB71 | 32.D3
AF0087:06 | SC | SA047314 | WHT | 20 | 32.D7 | XT0150:40 | JB71 | 32.D3
AF0087:07 | SC | SA0471B214 | WHT | 20 | 32.A7 | XT0150:26 | JB71 | 32.A3
AF0087:08 | SC | SA0471B114 | WHT | 20 | 32.B7 | XT0150:28 | JB71 | 32.B3
AF0087:32 | SC | SH047113 | WHT | 20 | 31.A7 | XT0150:1 | JB71 | 31.A3
AF0087:33 | SC | SH047011 | WHT | 20 | 31.B7 | XT0150:7 | JB71 | 31.B3
AF0087:34 | SC | SB047111 | WHT | 20 | 31.D7 | XT0150:19 | JB71 | 31.D3
AF0087:35 | SC | SB047313 | WHT | 20 | 31.D7 | XT0150:21 | JB71 | 31.D3
AF0087:36 | SC | SB047413 | WHT | 20 | 32.A7 | XT0150:23 | JB71 | 32.A3
AF0087:37 | SC | SA047311 | WHT | 20 | 32.D7 | XT0150:37 | JB71 | 32.D3
AF0087:38 | SC | SA047313 | WHT | 20 | 32.D7 | XT0150:39 | JB71 | 32.D3
AF0087:39 | SC | SA0471B213 | WHT | 20 | 32.A7 | XT0150:25 | JB71 | 32.A3
AF0087:40 | SC | SA0471B113 | WHT | 20 | 32.B7 | XT0150:27 | JB71 | 32.B3
AF0091:14 | SC | SA0472B214 | WHT | 20 | 32.C7 | XT0150:34 | JB71 | 32.C3
AF0091:15 | SC | SA0472B114 | WHT | 20 | 32.C7 | XT0150:36 | JB71 | 32.C3
AF0091:46 | SC | SA0472B213 | WHT | 20 | 32.C7 | XT0150:33 | JB71 | 32.C3
AF0091:47 | SC | SA0472B113 | WHT | 20 | 32.C7 | XT0150:35 | JB71 | 32.C3
AF0093:06 | SC | SH0470X2 | WHT | 20 | 31.B7 | XT0150:11 | JB71 | 31.B3
AF0093:15 | SC | SH0471X2 | WHT | 20 | 31.A7 | XT0150:5 | JB71 | 31.A3
AF0093:22 | SC | SH0470X1 | WHT | 20 | 31.B7 | XT0150:12 | JB71 | 31.B3
AF0093:31 | SC | SH0471X1 | WHT | 20 | 31.A7 | XT0150:6 | JB71 | 31.A3
AF0450:L2 | WC0045 | AF0450L2 | ENET | CABLE | 2.A5 | BA1100:L1 | JB71 | 2.B2
AF0095:18 | SC | SV21202 | WHT | 20 | 48.A7 | XT0060:4 | JB70 DOOR | 48.A5
IEG0230:4 | SC | IEG02304 | GRN | 14 | 11.D7 | AF0068:SH | JB70 DOOR | 11.D6
IEG0230:5 | SC | IEG02305 | GRN | 14 | 11.B7 | AF0077:SH | JB70 DOOR | 11.B6
IEG0230:6 | SC | IEG02306 | GRN | 14 | 5.A3 | GR0134: | JB70 DOOR | 5.A3
IEG0230:8 | SC | IEG02308 | GRN | 14 | 5.A4 | GR0135: | JB70 DOOR | 5.A4
AF0410:L1 | WC0006 | AU0060L2 | ENET | CABLE | 2.A2 | AU0060:L2 | JB70 DOOR | 2.A6
AU0080:L2 | WC0008 | AU0080L2 | ENET | CABLE | 2.A4 | AU0070:L1 | JB70 DOOR | 2.A5
AF0081:03 | SC | 008103 | WHT | 20 | 20.C7 | KA0130:14 | JB70 LEFT RAIL | 20.D6
AF0081:19 | SC | UA1200J27 | WHT | 20 | 20.C7 | XT0140:7 | JB70 LEFT RAIL | 20.D4
AF0081:35 | SC | 008135 | WHT | 20 | 20.C7 | KA0130:A1 | JB70 LEFT RAIL | 20.C5
AF0087:09 | SC | KA013112 | WHT | 20 | 18.C4 | KA0137:24 | JB70 LEFT RAIL | 18.D3
AF0087:11 | SC | KA013624 | WHT | 20 | 18.B4 | KA0136:24 | JB70 LEFT RAIL | 18.B3
AF0087:43 | SC | KA013621 | WHT | 20 | 18.B4 | KA0136:21 | JB70 LEFT RAIL | 18.B3
AF0091:07 | SC | KA014114 | WHT | 20 | 18.C2 | KA0141:14 | JB70 LEFT RAIL | 18.C2
AF0091:12 | SC | KA0134A1 | WHT | 20 | 61.B7 | KA0134:A1 | JB70 LEFT RAIL | 18.C6
AF0091:39 | SC | KA014111 | WHT | 20 | 18.C2 | KA0141:11 | JB70 LEFT RAIL | 18.C2
AF0092:02 | SC | KA0133A1 | WHT | 20 | 59.B7 | KA0133:A1 | JB70 LEFT RAIL | 18.C6
AF0092:06 | SC | KA013114 | WHT | 20 | 59.A7 | KA0131:14 | JB70 LEFT RAIL | 18.D4
FU0010:LI | SC | FU0137 | WHT | 14 | 17.A5 | XT0139:1 | JB70 LEFT RAIL | 17.A4
FU0080:LI | SC | FU0137 | WHT | 14 | 10.D1 | XT0139:2 | JB70 LEFT RAIL | 17.A4
FU0090:LI | SC | FU0137 | WHT | 14 | 10.B1 | XT0139:2 | JB70 LEFT RAIL | 17.A4
PEG0130:3 | SC | 0V | GRN/YEL | 14 | 17.B4 | XT0135:3 | JB70 LEFT RAIL | 17.B4
UV0600:(-) | SC | 0V | WHT | 16 | 9.B2 | XT0135:1 | JB70 LEFT RAIL | 17.B4
XT0080:1 | SC | 0V | WHT | 16 | 10.D1 | XT0135:2 | JB70 LEFT RAIL | 17.B4
XT0085:1 | SC | FU0137 | WHT | 12 | 16.A6 | XT0139:3 | JB70 LEFT RAIL | 17.B4
XT0085:3 | SC | 0V | WHT | 16 | 16.B6 | XT0135:3 | JB70 LEFT RAIL | 17.B4
XT0090:1 | SC | 0V | WHT | 16 | 10.B1 | XT0135:2 | JB70 LEFT RAIL | 17.B4
XT0110:1 | SC | FU0136 | WHT | 14 | 23.A5 | XT0138:4 | JB70 LEFT RAIL | 17.B3
XT0110:2 | SC | 0V | WHT | 14 | 23.A5 | XT0134:4 | JB70 LEFT RAIL | 17.B3
AF0081:00 | SC | UA1200J21 | WHT | 20 | 19.A7 | KA0241:11 | JB70 RIGHT RAIL | 19.A5
AF0081:01 | SC | KA024314 | WHT | 20 | 19.B7 | KA0243:14 | JB70 RIGHT RAIL | 19.B6
AF0081:02 | SC | KA024524 | WHT | 20 | 19.B7 | KA0245:24 | JB70 RIGHT RAIL | 19.B6
AF0081:08 | SC | KA024214 | WHT | 20 | 19.C7 | KA0242:14 | JB70 RIGHT RAIL | 19.C6
AF0081:09 | SC | KA023924 | WHT | 20 | 19.A7 | KA0239:24 | JB70 RIGHT RAIL | 19.B6
AF0081:33 | SC | KA024311 | WHT | 20 | 19.B7 | KA0243:11 | JB70 RIGHT RAIL | 19.B6
AF0081:34 | SC | KA024521 | WHT | 20 | 19.B7 | KA0245:21 | JB70 RIGHT RAIL | 19.B6
AF0081:41 | SC | KA023921 | WHT | 20 | 19.A7 | KA0239:21 | JB70 RIGHT RAIL | 19.B6
AF0092:13 | SC | 009213 | WHT | 20 | 31.C7 | XT0237:2 T2 | JB70 RIGHT RAIL | 31.C5
AF0095:02 | SC | 009502 | WHT | 20 | 48.A7 | KA0221:14 | JB70 RIGHT RAIL | 48.A6
FU0680:LI | SC | FU0210 | WHT | 14 | 7.D2 | XT0233:3 | JB70 RIGHT RAIL | 17.C4
XT0680:2 | SC | 0V | WHT | 14 | 7.D3 | XT0235:3 | JB70 RIGHT RAIL | 17.D4
SolarTools ver. 24.0.84.24712 (Jul 31, 2025)
Report date: 1/6/2026 2:09 PM

## JB70 RIGHT RAIL
JB70 RIGHT RAIL
JB70
Project # | H3320
Project Name | TALOS BULLWINKLE 703 704
Revision | A.5
Controls DE | D.JOHN
Phone:
Controls ME | G.CATO
Phone:
From | [5 empty] | To
Device ID | Cable (W) Conductor (SC) Jumper Clip (JC) | Wire No. | Wire ID | Gauge/Size | Page/Zone | Device ID | Location | Page/Zone
UA1200:J1-8 | SC | UA1200J | WHT | 20 | 50.B6 | UA1200:J3-5 | JB70 RIGHT RAIL | 50.B6
XT0233:1 | JC | FU0210 | CLIP | --- | 17.C4 | XT0233:2 | JB70 RIGHT RAIL | 17.C4
XT0233:2 | JC | FU0210 | CLIP | --- | 17.C4 | XT0233:3 | JB70 RIGHT RAIL | 17.C4
XT0235:1 | JC | 0V | CLIP | --- | 17.D4 | XT0235:2 | JB70 RIGHT RAIL | 17.D4
XT0235:2 | JC | 0V | CLIP | --- | 17.D4 | XT0235:3 | JB70 RIGHT RAIL | 17.D4
XT0240:11 | JC | FU0139 | CLIP | --- | 19.C4 | XT0240:12 | JB70 RIGHT RAIL | 19.C4
XT0240:9 | JC | 0V | CLIP | --- | 19.D3 | XT0240:10 | JB70 RIGHT RAIL | 19.D3
XT0240:2 | SC | JP0 | VIO | 20 | 19.A3 | XT0240:1 | JB70 RIGHT RAIL | 19.A3
FU0210:LD | SC | FU0210 | WHT | 14 | 17.C4 | XT0233:1 | JB70 RIGHT RAIL | 17.C4
FU0212:LD | SC | FU0212 | WHT | 16 | 17.C5 | KA0248:21 | JB70 RIGHT RAIL | 20.C6
FU0212:LD | SC | FU0212 | WHT | 16 | 17.C5 | XT0233:4 | JB70 RIGHT RAIL | 20.D5
FU0212:LI | SC | FU0210 | WHT | 16 | 17.C5 | XT0233:1 | JB70 RIGHT RAIL | 17.C4
GR1100: | SC | GR1100 | GRN/YEL | 14 | 5.A5 | FG0001:1 | JB70 RIGHT RAIL | 5.A5
KA0217:11 | SC | FCE213019 | WHT | 14 | 46.D5 | XT2130:1 | JB70 RIGHT RAIL | 46.D5
KA0217:14 | SC | KA021714 | WHT | 14 | 46.D5 | KA0237:11 | JB70 RIGHT RAIL | 46.D6
KA0221:11 | SC | 022111 | WHT | 20 | 48.A6 | KA0235:24 | JB70 RIGHT RAIL | 48.A5
KA0222:11 | SC | 022211 | WHT | 20 | 48.B6 | KA0236:24 | JB70 RIGHT RAIL | 48.B5
KA0231:11 | SC | KA0231A1 | WHT | 20 | 19.C6 | KA0242:11 | JB70 RIGHT RAIL | 19.C6
KA0231:11 | SC | KA0231A1 | WHT | 20 | 19.C6 | KA0231:A1 | JB70 RIGHT RAIL | 19.C6
KA0231:14 | SC | KA024214 | WHT | 20 | 19.C6 | KA0242:14 | JB70 RIGHT RAIL | 19.C6
KA0231:21 | SC | KA023121 | WHT | 20 | 19.A4 | KA0245:14 | JB70 RIGHT RAIL | 19.A4
KA0231:A1 | SC | KA0231A1 | WHT | 20 | 19.C6 | KA0232:A1 | JB70 RIGHT RAIL | 19.D6
KA0231:A2 | SC | KA0231A2 | WHT | 20 | 19.C6 | KA0232:A2 | JB70 RIGHT RAIL | 19.D6
KA0232:A1 | SC | KA0231A1 | WHT | 20 | 19.D6 | KA0233:A1 | JB70 RIGHT RAIL | 19.D6
KA0232:A2 | SC | KA0231A2 | WHT | 20 | 19.D6 | KA0233:A2 | JB70 RIGHT RAIL | 19.D6
KA0233:A1 | SC | KA0231A1 | WHT | 20 | 19.D6 | KA0234:A1 | JB70 RIGHT RAIL | 19.D6
KA0233:A2 | SC | KA0231A2 | WHT | 20 | 19.D6 | KA0234:A2 | JB70 RIGHT RAIL | 19.D6
KA0235:11 | SC | UA1200J21 | WHT | 20 | 19.A5 | KA0241:11 | JB70 RIGHT RAIL | 19.A5
KA0235:14 | SC | KA024114 | WHT | 20 | 19.A5 | KA0241:14 | JB70 RIGHT RAIL | 19.A5
KA0235:A1 | SC | ESTOP | WHT | 20 | 19.A2 | KA0236:A1 | JB70 RIGHT RAIL | 19.B2
KA0235:A1 | SC | ESTOP | WHT | 20 | 19.A2 | XT0240:4 | JB70 RIGHT RAIL | 19.A3
KA0236:11 | SC | FU0139 | WHT | 20 | 19.D4 | KA0244:11 | JB70 RIGHT RAIL | 19.D4
KA0236:11 | SC | FU0139 | WHT | 20 | 19.D4 | XT0240:12 | JB70 RIGHT RAIL | 19.C4
KA0236:12 | SC | KA023612 | WHT | 20 | 19.D4 | XT0240:13 | JB70 RIGHT RAIL | 19.D4
KA0236:A1 | SC | ESTOP | WHT | 20 | 19.B2 | KA0237:A1 | JB70 RIGHT RAIL | 19.B2
KA0236:A2 | SC | 0V | WHT | 20 | 19.B2 | KA0235:A2 | JB70 RIGHT RAIL | 19.A2
KA0236:A2 | SC | 0V | WHT | 20 | 19.B2 | KA0237:A2 | JB70 RIGHT RAIL | 19.B2
KA0237:A1 | SC | ESTOP | WHT | 20 | 19.B2 | KA0238:A1 | JB70 RIGHT RAIL | 19.B2
KA0237:A2 | SC | 0V | WHT | 20 | 19.B2 | KA0238:A2 | JB70 RIGHT RAIL | 19.B2
KA0238:A1 | SC | ESTOP | WHT | 20 | 19.B2 | KA0239:A1 | JB70 RIGHT RAIL | 19.B2
KA0238:A2 | SC | 0V | WHT | 20 | 19.B2 | KA0239:A2 | JB70 RIGHT RAIL | 19.B2
KA0239:A1 | SC | ESTOP | WHT | 20 | 19.B2 | KA0240:A1 | JB70 RIGHT RAIL | 19.B2
KA0239:A2 | SC | 0V | WHT | 20 | 19.B2 | KA0240:A2 | JB70 RIGHT RAIL | 19.B2
KA0240:A1 | SC | ESTOP | WHT | 20 | 19.B2 | KA0248:A1 | JB70 RIGHT RAIL | 19.C2
KA0240:A2 | SC | 0V | WHT | 20 | 19.B2 | KA0248:A2 | JB70 RIGHT RAIL | 19.C2
KA0241:14 | SC | KA024114 | WHT | 20 | 19.A5 | KA0231:24 | JB70 RIGHT RAIL | 19.A4
KA0241:A1 | SC | KA0241A1 | WHT | 20 | 19.C2 | KA0242:A1 | JB70 RIGHT RAIL | 19.C2
KA0241:A1 | SC | KA0241A1 | WHT | 20 | 19.C2 | XT0240:6 | JB70 RIGHT RAIL | 19.C3
KA0241:A2 | SC | 0V | WHT | 16 | 19.C2 | KA0250:A2 | JB70 RIGHT RAIL | 19.C2
KA0241:A2 | SC | 0V | WHT | 20 | 19.C2 | KA0242:A2 | JB70 RIGHT RAIL | 19.C2
KA0242:21 | SC | 024221 | WHT | 20 | 20.C6 | XT0237:1 T2 | JB70 RIGHT RAIL | 20.C5
KA0242:24 | SC | KA024822 | WHT | 20 | 20.C6 | KA0248:22 | JB70 RIGHT RAIL | 20.C6
KA0242:A2 | SC | 0V | WHT | 20 | 19.C2 | KA0243:A2 | JB70 RIGHT RAIL | 19.C2
KA0243:21 | SC | ESTOPC | WHT | 20 | 19.A3 | XT0240:1 | JB70 RIGHT RAIL | 19.A3
KA0243:24 | SC | KA024511 | WHT | 20 | 19.A3 | KA0245:11 | JB70 RIGHT RAIL | 19.A4
KA0243:A1 | SC | KA0243A1 | WHT | 20 | 19.C2 | KA0244:A1 | JB70 RIGHT RAIL | 19.D2
KA0243:A1 | SC | KA0243A1 | WHT | 20 | 19.C2 | XT0240:7 | JB70 RIGHT RAIL | 19.C3
KA0243:A2 | SC | 0V | WHT | 20 | 19.C2 | KA0244:A2 | JB70 RIGHT RAIL | 19.D2
KA0244:A1 | SC | KA0243A1 | WHT | 20 | 19.D2 | KA0246:A1 | JB70 RIGHT RAIL | 19.D2
KA0244:A2 | SC | 0V | WHT | 20 | 19.D2 | KA0246:A2 | JB70 RIGHT RAIL | 19.D2
KA0245:A1 | SC | KA0245A1 | WHT | 20 | 19.D2 | KA0249:A1 | JB70 RIGHT RAIL | 19.D2
KA0245:A1 | SC | KA0245A1 | WHT | 20 | 19.D2 | XT0240:8 | JB70 RIGHT RAIL | 19.D3
KA0245:A2 | SC | 0V | WHT | 20 | 19.D2 | KA0249:A2 | JB70 RIGHT RAIL | 19.D2
KA0245:A2 | SC | 0V | WHT | 20 | 19.D2 | KA0247:A2 | JB70 RIGHT RAIL | 19.D2
KA0246:A1 | SC | KA0243A1 | WHT | 20 | 19.D2 | KA0247:A1 | JB70 RIGHT RAIL | 19.D2
KA0246:A2 | SC | 0V | WHT | 20 | 19.D2 | KA0247:A2 | JB70 RIGHT RAIL | 19.D2
KA0248:A1 | SC | ESTOP | WHT | 20 | 19.C2 | KA0250:A1 | JB70 RIGHT RAIL | 19.C2
KA0248:A2 | SC | 0V | WHT | 20 | 19.C2 | KA0250:A2 | JB70 RIGHT RAIL | 19.C2
KA0249:A2 | SC | 0V | WHT | 20 | 19.D2 | XT0240:10 | JB70 RIGHT RAIL | 19.D3
UA1200:J1-10 | SC | FU0212 | WHT | 20 | 20.B2 | XT0233:4 | JB70 RIGHT RAIL | 20.D5
UA1200:J1-9 | SC | 0V | WHT | 20 | 20.B2 | XT0235:4 | JB70 RIGHT RAIL | 20.D5
UA1200:J2-2 | SC | FU0212 | WHT | 20 | 20.B2 | XT0233:4 | JB70 RIGHT RAIL | 20.D5
XT0235:2 | SC | 0V | WHT | 14 | 17.D4 | XT0235:4 | JB70 RIGHT RAIL | 20.D5
XT0240:11 | SC | FU0139 | WHT | 20 | 19.C4 | XT0236:1 | JB70 RIGHT RAIL | 31.B5
XT0240:13 | SC | KA023612 | WHT | 20 | 19.D4 | XT0237:2 B2 | JB70 RIGHT RAIL | 31.C5
XT0240:5 | SC | ESTOP | WHT | 20 | 19.B3 | XT0240:4 | JB70 RIGHT RAIL | 19.A3
XT0240:6 | SC | KA0241A1 | WHT | 20 | 19.C3 | XT0236:2 | JB70 RIGHT RAIL | 31.B5
XT0240:5 | SC | ESTOP |  | 20 | 19.B3 | XT0336:1 | GEN PANEL | 24.C4
UA1200:J3-4 | SC | IEG00502 | GRN | 16 | 20.B2 | IEG0050:2 | JB71 | 20.D3
XT0236:1 | SC | FU0139 | WHT | 20 | 31.B5 | XT0150:13 | JB71 | 31.B3
XT0236:2 | SC | KA0241A1 | WHT | 20 | 31.B5 | XT0150:14 | JB71 | 31.B3
XT0236:3 | SC | SH047211 | WHT | 20 | 31.C5 | XT0150:15 | JB71 | 31.C3
XT0236:4 | SC | SH047212 | WHT | 20 | 31.C5 | XT0150:16 | JB71 | 31.C3
XT0237:2 B1 | SC | SH0472X2 | WHT | 20 | 31.C5 | XT0150:17 | JB71 | 31.C3
XT0240:9 | SC | 0V | WHT | 20 | 19.D3 | XT0150:18 | JB71 | 31.C3
KA0217:A1 | SC | 007600 | WHT | 20 | 46.C5 | AF0076:00 | JB70 DOOR | 46.C7
KA0217:A2 | SC | 007616 | WHT | 20 | 46.C5 | AF0076:16 | JB70 DOOR | 46.C7
KA0221:A1 | SC | 007602 | WHT | 16 | 48.A6 | AF0076:02 | JB70 DOOR | 48.A7
KA0221:A2 | SC | 007618 | WHT | 20 | 48.A6 | AF0076:18 | JB70 DOOR | 48.A7
KA0222:14 | SC | 006200 | WHT | 20 | 48.B6 | AF0062:00 | JB70 DOOR | 48.B7
KA0222:A1 | SC | 007604 | WHT | 16 | 48.B6 | AF0076:04 | JB70 DOOR | 48.B7
KA0222:A2 | SC | 007620 | WHT | 20 | 48.B6 | AF0076:20 | JB70 DOOR | 48.B7
KA0231:A2 | SC | KA0231A2 | WHT | 20 | 19.C6 | AF0076:26 | JB70 DOOR | 19.C7
KA0233:14 | SC | 006102 | WHT | 20 | 39.B5 | AF0061:02 | JB70 DOOR | 39.B7
KA0234:14 | SC | 006114 | WHT | 20 | 40.B5 | AF0061:14 | JB70 DOOR | 40.B7
KA0235:11 | SC | UA1200J21 | WHT | 20 | 19.A5 | XT0060:3 | JB70 DOOR | 20.D5
UA1200:J2-1 | SC | UA1200J21 | WHT | 20 | 20.B2 | XT0060:3 | JB70 DOOR | 20.D5
XT0233:1 | SC | FU0210 | WHT | 16 | 17.C4 | FU0060:LI | JB70 DOOR | 11.C1
XT0233:2 | SC | FU0210 | WHT | 14 | 17.C4 | FU0070:LI | JB70 DOOR | 11.B1
XT0235:1 | SC | 0V | WHT | 16 | 17.D4 | XT0070:1 | JB70 DOOR | 11.B1
XT0235:1 | SC | 0V | WHT | 16 | 17.D4 | XT0060:1 | JB70 DOOR | 11.C1
XT0237:1 B2 | SC | 007612 | WHT | 20 | 20.C5 | AF0076:12 | JB70 DOOR | 20.C7
FU0210:LI | SC | FU0136 | WHT | 12 | 17.C4 | XT0138:4 | JB70 LEFT RAIL | 17.B3
FU0211:LD | SC | FU0211 | WHT | 14 | 17.B4 | KA1020:14 | JB70 LEFT RAIL | 38.A5
FU0211:LI | SC | FU0137 | WHT | 12 | 17.B4 | XT0139:3 | JB70 LEFT RAIL | 17.B4
KA0231:14 | SC | KA024214 | WHT | 20 | 19.C6 | KT0146:18 | JB70 LEFT RAIL | 19.C6
KA0237:14 | SC | FU0016 | WHT | 14 | 46.D6 | FU0016:LD | JB70 LEFT RAIL | 16.C4
KA0240:11 | SC | PS32004 | WHT | 16 | 58.D6 | XT0136:6 | JB70 LEFT RAIL | 58.D5
KA0240:14 | SC | UF1300 | WHT | 20 | 58.D6 | XT0136:7 | JB70 LEFT RAIL | 58.D6
KA0241:21 | SC | KT0146A1 | WHT | 20 | 18.B2 | KA0141:21 | JB70 LEFT RAIL | 18.B2
KA0241:24 | SC | FU0139 | WHT | 20 | 18.B2 | KA0141:24 | JB70 LEFT RAIL | 18.B2
KA0242:11 | SC | KA0231A1 | WHT | 20 | 19.C6 | XT0136:10 | JB70 LEFT RAIL | 18.B5
KA0244:12 | SC | KA024412 | WHT | 20 | 19.D4 | KT0145:A1 | JB70 LEFT RAIL | 18.B6
UA1200:J1-4 | SC | UA1200J14 | WHT | 20 | 20.B2 | XT0140:4 | JB70 LEFT RAIL | 20.C4
UA1200:J1-5 | SC | UA1200J15 | WHT | 20 | 20.B2 | XT0140:5 | JB70 LEFT RAIL | 20.C4
UA1200:J2-6 | SC | UA1200J26 | WHT | 20 | 20.B2 | XT0140:6 | JB70 LEFT RAIL | 20.C4
UA1200:J2-7 | SC | UA1200J27 | WHT | 20 | 20.B2 | XT0140:7 | JB70 LEFT RAIL | 20.D4
XT0235:1 | SC | 0V | WHT | 14 | 17.D4 | XT0134:4 | JB70 LEFT RAIL | 17.B3
XT0237:1 B1 | SC | UA1200J15 | WHT | 20 | 20.C5 | XT0140:5 | JB70 LEFT RAIL | 20.C4
XT0240:10 | SC | 0V | WHT | 16 | 19.D3 | XT0136:3 | JB70 LEFT RAIL | 18.A2
XT0240:12 | SC | FU0139 | WHT | 20 | 19.C4 | XT0136:1 | JB70 LEFT RAIL | 18.A2
XT0240:3 | SC | ESTOPA | WHT | 20 | 19.A3 | XT0137:1 | JB70 LEFT RAIL | 32.B5
XT0240:4 | SC | ESTOP | WHT | 20 | 19.A3 | XT0137:2 | JB70 LEFT RAIL | 32.B5
UA1200:J1-3 | WC4524 | UA1200J13 | CLR | 20 | 20.B2 | XT0140:1 | JB70 LEFT RAIL | 20.B4
UA1200:J1-1 | WC4524 | UA1200J11 | BLK | 20 | 20.B2 | XT0140:2 | JB70 LEFT RAIL | 20.B4
FLOATING | WC4524 | UA1200S | SH | 20 | 20.B2 | XT0140:3 | JB70 LEFT RAIL | 20.B4
KA0221:14 | SC | 009502 | WHT | 20 | 48.A6 | AF0095:02 | JB70 PANEL | 48.A7
KA0239:21 | SC | KA023921 | WHT | 20 | 19.B6 | AF0081:41 | JB70 PANEL | 19.A7
KA0239:24 | SC | KA023924 | WHT | 20 | 19.B6 | AF0081:09 | JB70 PANEL | 19.A7
KA0241:11 | SC | UA1200J21 | WHT | 20 | 19.A5 | AF0081:00 | JB70 PANEL | 19.A7
KA0242:14 | SC | KA024214 | WHT | 20 | 19.C6 | AF0081:08 | JB70 PANEL | 19.C7
KA0243:11 | SC | KA024311 | WHT | 20 | 19.B6 | AF0081:33 | JB70 PANEL | 19.B7
KA0243:14 | SC | KA024314 | WHT | 20 | 19.B6 | AF0081:01 | JB70 PANEL | 19.B7
KA0245:21 | SC | KA024521 | WHT | 20 | 19.B6 | AF0081:34 | JB70 PANEL | 19.B7
KA0245:24 | SC | KA024524 | WHT | 20 | 19.B6 | AF0081:02 | JB70 PANEL | 19.B7
XT0233:3 | SC | FU0210 | WHT | 14 | 17.C4 | FU0680:LI | JB70 PANEL | 7.D2
XT0235:3 | SC | 0V | WHT | 14 | 17.D4 | XT0680:2 | JB70 PANEL | 7.D3
XT0237:2 T2 | SC | 009213 | WHT | 20 | 31.C5 | AF0092:13 | JB70 PANEL | 31.C7
SolarTools ver. 24.0.84.24712 (Jul 31, 2025)
Report date: 1/6/2026 2:09 PM

## JB71
JB71
HMIS BOX (JB71)
Project # | H3320
Project Name | TALOS BULLWINKLE 703 704
Revision | A.5
Controls DE | D.JOHN
Phone:
Controls ME | G.CATO
Phone:
From | [5 empty] | To
Device ID | Cable (W) Conductor (SC) Jumper Clip (JC) | Wire No. | Wire ID | Gauge/Size | Page/Zone | Device ID | Location | Page/Zone
AT1100:GND | SC | PEG11101 | GRN/YEL | 14 | 33.D3 | PEG1110:1 | JB71 | 33.D4
AT1100:NEG | SC | 0V | WHT | 14 | 33.D3 | XT0071:4 | JB71 | 33.D4
AT1100:POS | SC | FU1100 | WHT | 16 | 33.D3 | FU1100:LD | JB71 | 33.D3
BA1100:NEG | SC | 0V | WHT | 16 | 33.D1 | XT0071:2 | JB71 | 33.D4
BA1100:POS | SC | FU1101LD | WHT | 16 | 33.D1 | FU1101:LD | JB71 | 33.C2
FU1100:LI | SC | FU0136 | WHT | 16 | 33.D3 | XT0071:3 | JB71 | 33.D4
FU1101:LI | SC | FU0137 | WHT | 14 | 33.C2 | XT0071:1 | JB71 | 33.C4
GR0050: | SC | IEG00501 | GRN | 14 | 5.B3 | IEG0050:1 | JB71 | 5.B3
SA0471:B1-13 | SC | SA0471B113 | WHT | 20 | 32.B1 | XT0150:27 | JB71 | 32.B3
SA0471:B1-14 | SC | SA0471B114 | WHT | 20 | 32.B1 | XT0150:28 | JB71 | 32.B3
SA0471:B2-13 | SC | SA0471B213 | WHT | 20 | 32.A1 | XT0150:25 | JB71 | 32.A3
SA0471:B2-14 | SC | SA0471B214 | WHT | 20 | 32.A1 | XT0150:26 | JB71 | 32.A3
SA0472:B1-13 | SC | SA0472B113 | WHT | 20 | 32.C1 | XT0150:35 | JB71 | 32.C3
SA0472:B1-14 | SC | SA0472B114 | WHT | 20 | 32.C1 | XT0150:36 | JB71 | 32.C3
SA0472:B2-13 | SC | SA0472B213 | WHT | 20 | 32.C1 | XT0150:33 | JB71 | 32.C3
SA0472:B2-14 | SC | SA0472B214 | WHT | 20 | 32.C1 | XT0150:34 | JB71 | 32.C3
SA0473:11 | SC | SA047311 | WHT | 20 | 32.D1 | XT0150:37 | JB71 | 32.D3
SA0473:12 | SC | SA047312 | WHT | 20 | 32.D1 | XT0150:38 | JB71 | 32.D3
SA0473:13 | SC | SA047313 | WHT | 20 | 32.D1 | XT0150:39 | JB71 | 32.D3
SA0473:14 | SC | SA047314 | WHT | 20 | 32.D1 | XT0150:40 | JB71 | 32.D3
SB0471:11 | SC | SB047111 | WHT | 20 | 31.D1 | XT0150:19 | JB71 | 31.D3
SB0471:12 | SC | SB047112 | WHT | 20 | 31.D1 | XT0150:20 | JB71 | 31.D3
SB0472:B1-11 | SC | ESTOPA | WHT | 20 | 32.B1 | XT0150:29 | JB71 | 32.B3
SB0472:B1-12 | SC | ESTOP | WHT | 20 | 32.B1 | XT0150:30 | JB71 | 32.B3
SB0472:B2-11 | SC | SB0472B211 | WHT | 20 | 32.B1 | XT0150:31 | JB71 | 32.B3
SB0472:B2-12 | SC | SB0472B212 | WHT | 20 | 32.B1 | XT0150:32 | JB71 | 32.B3
SB0473:13 | SC | SB047313 | WHT | 20 | 31.D1 | XT0150:21 | JB71 | 31.D3
SB0473:14 | SC | SB047314 | WHT | 20 | 31.D1 | XT0150:22 | JB71 | 31.D3
SB0474:13 | SC | SB047413 | WHT | 20 | 32.A1 | XT0150:23 | JB71 | 32.A3
SB0474:14 | SC | SB047414 | WHT | 20 | 32.A1 | XT0150:24 | JB71 | 32.A3
SH0470:11 | SC | SH047011 | WHT | 20 | 31.B1 | XT0150:7 | JB71 | 31.B3
SH0470:12 | SC | SH047012 | WHT | 20 | 31.B1 | XT0150:8 | JB71 | 31.B3
SH0470:13 | SC | SH047013 | WHT | 20 | 31.B1 | XT0150:9 | JB71 | 31.B3
SH0470:14 | SC | SH047014 | WHT | 20 | 31.B1 | XT0150:10 | JB71 | 31.B3
SH0470:X1 | SC | SH0470X1 | WHT | 20 | 31.B1 | XT0150:12 | JB71 | 31.B3
SH0470:X2 | SC | SH0470X2 | WHT | 20 | 31.B1 | XT0150:11 | JB71 | 31.B3
SH0471:11 | SC | SH047111 | WHT | 20 | 31.A1 | XT0150:3 | JB71 | 31.A3
SH0471:12 | SC | SH047112 | WHT | 20 | 31.A1 | XT0150:4 | JB71 | 31.A3
SH0471:13 | SC | SH047113 | WHT | 20 | 31.A1 | XT0150:1 | JB71 | 31.A3
SH0471:14 | SC | SH047114 | WHT | 20 | 31.A1 | XT0150:2 | JB71 | 31.A3
SH0471:X1 | SC | SH0471X1 | WHT | 20 | 31.A1 | XT0150:6 | JB71 | 31.A3
SH0471:X2 | SC | SH0471X2 | WHT | 20 | 31.A1 | XT0150:5 | JB71 | 31.A3
SH0472:11 | SC | SH047211 | WHT | 20 | 31.C1 | XT0150:15 | JB71 | 31.C3
SH0472:12 | SC | SH047212 | WHT | 20 | 31.C1 | XT0150:16 | JB71 | 31.C3
SH0472:13 | SC | FU0139 | WHT | 20 | 31.B1 | XT0150:13 | JB71 | 31.B3
SH0472:14 | SC | KA0241A1 | WHT | 20 | 31.B1 | XT0150:14 | JB71 | 31.B3
SH0472:X1 | SC | 0V | WHT | 20 | 31.C1 | XT0150:18 | JB71 | 31.C3
SH0472:X2 | SC | SH0472X2 | WHT | 20 | 31.C1 | XT0150:17 | JB71 | 31.C3
AT1100:L1 | WC0101 | BA1100DEVICE | ENET | CABLE | 33.D3 | BA1100:DEVICE | JB71 | 33.D1
GR1110: | SC | GR1110 | GRN/YEL | 14 | 5.B3 | FRAME | JB71 | 5.B3
GR1111: | SC | GR1111 | GRN/YEL | 14 | 5.B3 | FRAME | JB71 | 5.B3
IEG0050:2 | SC | IEG00502 | GRN | 16 | 20.D3 | UA1200:J3-4 | JB70 RIGHT RAIL | 20.B2
XT0071:1 | SC | FU0137 | WHT | 14 | 33.C4 | XT0139:1 | JB70 LEFT RAIL | 17.A4
XT0071:2 | SC | 0V | WHT | 16 | 33.D4 | XT0135:2 | JB70 LEFT RAIL | 17.B4
XT0071:3 | SC | FU0136 | WHT | 12 | 33.D4 | XT0138:3 | JB70 LEFT RAIL | 17.A3
XT0071:4 | SC | 0V | WHT | 14 | 33.D4 | XT0134:3 | JB70 LEFT RAIL | 17.B3
XT0150:10 | SC | SH047014 | WHT | 20 | 31.B3 | XT0137:6 | JB70 LEFT RAIL | 31.B5
XT0150:29 | SC | ESTOPA | WHT | 20 | 32.B3 | XT0137:1 | JB70 LEFT RAIL | 32.B5
XT0150:3 | SC | SH047111 | WHT | 20 | 31.A3 | XT0137:3 | JB70 LEFT RAIL | 31.A5
XT0150:30 | SC | ESTOP | WHT | 20 | 32.B3 | XT0137:2 | JB70 LEFT RAIL | 32.B5
XT0150:4 | SC | SH047112 | WHT | 20 | 31.A3 | XT0137:4 | JB70 LEFT RAIL | 31.A5
XT0150:9 | SC | SH047013 | WHT | 20 | 31.B3 | XT0137:5 | JB70 LEFT RAIL | 31.B5
XT0150:1 | SC | SH047113 | WHT | 20 | 31.A3 | AF0087:32 | JB70 PANEL | 31.A7
XT0150:11 | SC | SH0470X2 | WHT | 20 | 31.B3 | AF0093:06 | JB70 PANEL | 31.B7
XT0150:12 | SC | SH0470X1 | WHT | 20 | 31.B3 | AF0093:22 | JB70 PANEL | 31.B7
XT0150:19 | SC | SB047111 | WHT | 20 | 31.D3 | AF0087:34 | JB70 PANEL | 31.D7
XT0150:2 | SC | SH047114 | WHT | 20 | 31.A3 | AF0087:00 | JB70 PANEL | 31.A7
XT0150:20 | SC | SB047112 | WHT | 20 | 31.D3 | AF0087:02 | JB70 PANEL | 31.D7
XT0150:21 | SC | SB047313 | WHT | 20 | 31.D3 | AF0087:35 | JB70 PANEL | 31.D7
XT0150:22 | SC | SB047314 | WHT | 20 | 31.D3 | AF0087:03 | JB70 PANEL | 31.D7
XT0150:23 | SC | SB047413 | WHT | 20 | 32.A3 | AF0087:36 | JB70 PANEL | 32.A7
XT0150:24 | SC | SB047414 | WHT | 20 | 32.A3 | AF0087:04 | JB70 PANEL | 32.A7
XT0150:25 | SC | SA0471B213 | WHT | 20 | 32.A3 | AF0087:39 | JB70 PANEL | 32.A7
XT0150:26 | SC | SA0471B214 | WHT | 20 | 32.A3 | AF0087:07 | JB70 PANEL | 32.A7
XT0150:27 | SC | SA0471B113 | WHT | 20 | 32.B3 | AF0087:40 | JB70 PANEL | 32.B7
XT0150:28 | SC | SA0471B114 | WHT | 20 | 32.B3 | AF0087:08 | JB70 PANEL | 32.B7
XT0150:31 | SC | SB0472B211 | WHT | 20 | 32.B3 | AF0081:36 | JB70 PANEL | 32.B7
XT0150:32 | SC | SB0472B212 | WHT | 20 | 32.B3 | AF0081:04 | JB70 PANEL | 32.B7
XT0150:33 | SC | SA0472B213 | WHT | 20 | 32.C3 | AF0091:46 | JB70 PANEL | 32.C7
XT0150:34 | SC | SA0472B214 | WHT | 20 | 32.C3 | AF0091:14 | JB70 PANEL | 32.C7
XT0150:35 | SC | SA0472B113 | WHT | 20 | 32.C3 | AF0091:47 | JB70 PANEL | 32.C7
XT0150:36 | SC | SA0472B114 | WHT | 20 | 32.C3 | AF0091:15 | JB70 PANEL | 32.C7
XT0150:37 | SC | SA047311 | WHT | 20 | 32.D3 | AF0087:37 | JB70 PANEL | 32.D7
XT0150:38 | SC | SA047312 | WHT | 20 | 32.D3 | AF0087:05 | JB70 PANEL | 32.D7
XT0150:39 | SC | SA047313 | WHT | 20 | 32.D3 | AF0087:38 | JB70 PANEL | 32.D7
XT0150:40 | SC | SA047314 | WHT | 20 | 32.D3 | AF0087:06 | JB70 PANEL | 32.D7
XT0150:5 | SC | SH0471X2 | WHT | 20 | 31.A3 | AF0093:15 | JB70 PANEL | 31.A7
XT0150:6 | SC | SH0471X1 | WHT | 20 | 31.A3 | AF0093:31 | JB70 PANEL | 31.A7
XT0150:7 | SC | SH047011 | WHT | 20 | 31.B3 | AF0087:33 | JB70 PANEL | 31.B7
XT0150:8 | SC | SH047012 | WHT | 20 | 31.B3 | AF0087:01 | JB70 PANEL | 31.B7
BA1100:L1 | WC0045 | AF0450L2 | ENET | CABLE | 2.B2 | AF0450:L2 | JB70 PANEL | 2.A5
XT0150:13 | SC | FU0139 | WHT | 20 | 31.B3 | XT0236:1 | JB70 RIGHT RAIL | 31.B5
XT0150:14 | SC | KA0241A1 | WHT | 20 | 31.B3 | XT0236:2 | JB70 RIGHT RAIL | 31.B5
XT0150:15 | SC | SH047211 | WHT | 20 | 31.C3 | XT0236:3 | JB70 RIGHT RAIL | 31.C5
XT0150:16 | SC | SH047212 | WHT | 20 | 31.C3 | XT0236:4 | JB70 RIGHT RAIL | 31.C5
XT0150:17 | SC | SH0472X2 | WHT | 20 | 31.C3 | XT0237:2 B1 | JB70 RIGHT RAIL | 31.C5
XT0150:18 | SC | 0V | WHT | 20 | 31.C3 | XT0240:9 | JB70 RIGHT RAIL | 19.D3
FU1213:LD | SC | FU1213 | WHT | 16 | 4.A3 | BA1213:POS | LEFT PANEL | 4.A2
FU1213:LI | SC | FU0200LI | WHT | 14 | 4.A3 | XT0561:2 | PWR RAIL | 12.B3
SolarTools ver. 24.0.84.24712 (Jul 31, 2025)
Report date: 1/6/2026 2:09 PM

## LEFT PANEL
LEFT PANEL
CONTROL CONSOLE
Project # | H3320
Project Name | TALOS BULLWINKLE 703 704
Revision | A.5
Controls DE | D.JOHN
Phone:
Controls ME | G.CATO
Phone:
From | [5 empty] | To
Device ID | Cable (W) Conductor (SC) Jumper Clip (JC) | Wire No. | Wire ID | Gauge/Size | Page/Zone | Device ID | Location | Page/Zone
XT0013:1 | JC | 24V1 | CLIP | --- | 12.A3 | XT0013:2 | LEFT PANEL | 12.A3
XT0013:3 | JC | 0V | CLIP | --- | 12.B3 | XT0013:4 | LEFT PANEL | 12.B3
BA1213:POS | SC | FU1213 | WHT | 16 | 4.A2 | FU1213:LD | LEFT PANEL | 4.A3
F0200:LD - | SC | 0V | WHT | 10 | 12.A2 | XT0013:3 | LEFT PANEL | 12.B3
F0200:LD + | SC | 24V1 | WHT | 10 | 12.A2 | XT0013:1 | LEFT PANEL | 12.A3
F0200:LI - | SC | 521NEG | WHT | 10 | 12.A2 | XT0014:1 | LEFT PANEL | 12.A1
F0200:LI + | SC | FU0011LD | WHT | 10 | 12.A2 | FU0011:LD | LEFT PANEL | 12.A1
GR0110: | SC | GR0110 | GRN/YEL | 14 | 6.A2 | FRAME | LEFT PANEL | 6.A2
GR0111: | SC | GR0111 | GRN/YEL | 14 | 6.B2 | FG0003:1 | LEFT PANEL | 6.B2
GR0112: | SC | GR0112 | GRN/YEL | 14 | 6.A3 | FG0004:1 | LEFT PANEL | 6.A3
QS0560:LI-2 | SC | 24V1 | WHT | 10 | 12.C2 | XT0013:2 | LEFT PANEL | 12.A3
QS0560:LI-4 | SC | 0V | WHT | 10 | 12.C2 | XT0013:4 | LEFT PANEL | 12.B3
F0200:GND | SC | PEG01404 | GRN/YEL | 14 | 12.A2 | PEG0140:4 | GEN PANEL | 12.A3
XT0013:1 | SC | 24V1 | WHT | 10 | 12.A3 | FU0332:LI | GEN PANEL | 24.B2
XT0013:3 | SC | 0V | WHT | 12 | 12.B3 | XT0334:1 | GEN PANEL | 24.C2
XT0013:2 | SC | 24V1 |  |  | 12.A3 | FU0020:LI | JB70 LEFT RAIL | 16.B2
XT0013:4 | SC | 0V |  |  | 12.B3 | XT0012:3 | JB70 LEFT RAIL | 16.B3
BA1213:POS | SC | FU1213 | WHT | 16 | 4.A2 | FU1213:LD | JB71 | 4.A3
BA1213:NEG | SC | 0V1 | WHT | 16 | 4.A2 | XT0562:3 | PWR RAIL | 12.D3
FU1213:LI | SC | FU0200LI | WHT | 14 | 4.A3 | XT0561:2 | PWR RAIL | 12.B3
QS0560:LD-1 | SC | FU0200LI | WHT | 12 | 12.C2 | XT0561:1 | PWR RAIL | 12.C3
QS0560:LD-3 | SC | 0V1 | WHT | 12 | 12.C2 | XT0562:1 | PWR RAIL | 12.C3
XT0345:1 | SC | ESTOPB | WHT | 20 | 14.D6 | XT0563:1 | PWR RAIL | 14.D6
XT0345:2 | SC | ESTOPA | WHT | 20 | 14.D6 | XT0563:2 | PWR RAIL | 14.D6
XT0345:3 | SC | KA023612 | WHT | 20 | 14.B6 | XT0563:3 | PWR RAIL | 14.B6
XT0345:4 | SC | 0V | WHT | 16 | 14.B6 | XT0563:4 | PWR RAIL | 14.B6
XT0345:5 | SC | KA0241A1 | WHT | 20 | 14.C6 | XT0563:5 | PWR RAIL | 14.C6
XT0345:6 | SC | FU0139 | WHT | 20 | 14.C6 | XT0563:6 | PWR RAIL | 14.C6
BA1213:L2 | WC9213 | BA1213L2 | ENET | CABLE | 2.C2 | AU0200:L1 | TCP | 2.C3
SolarTools ver. 24.0.84.24712 (Jul 31, 2025)
Report date: 1/6/2026 2:09 PM

## METER PANEL
METER PANEL
1 BAY
Project # | H3320
Project Name | TALOS BULLWINKLE 703 704
Revision | A.5
Controls DE | D.JOHN
Phone:
Controls ME | G.CATO
Phone:
From | [5 empty] | To
Device ID | Cable (W) Conductor (SC) Jumper Clip (JC) | Wire No. | Wire ID | Gauge/Size | Page/Zone | Device ID | Location | Page/Zone
PA0703:1 | SC | PA07716 | BLU | 16 | 22.A4 | PA0771:6 | METER PANEL | 22.C3
PA0703:5 | SC | PA07035 | BLU | 12 | 22.A4 | XT0342:1 | GEN PANEL | 22.A2
PA0771:4 | SC | PA07714 | BLU | 12 | 22.C3 | XT0342:4 | GEN PANEL | 22.C2
PA0771:7 | SC | VGENB | RED | 16 | 22.C3 | XT0341:4 | GEN PANEL | 22.D2
PA0771:8 | SC | VGENC | RED | 16 | 22.C3 | XT0341:6 | GEN PANEL | 22.D2
PA4100:7 | SC | PA41001 | BLU | 16 | 56.A6 | XT4100:1 | GEN PANEL | 56.A6
PF0701:7 | SC | PF07017 | RED | 16 | 22.B6 | KA0180:14 | GEN PANEL | 22.B6
PA0701:7 | WC8064 | PA07017 | RED | 20 | 21.A1 | RS0106:1 | GEN PANEL | 21.A4
PA0701:8 | WC8064 | PA07018 | BLK | 20 | 21.A1 | RS0106:3 | GEN PANEL | 21.A4
FLOATING | WC8064 | EXCS | SH | 20 | 21.A1 | XT0340:1 | GEN PANEL | 21.A4
PV0701:7 | WC8065 | EXC0 | RED | 20 | 21.A1 | XT0340:5 | GEN PANEL | 21.A5
PV0701:8 | WC8065 | EXC2 | BLK | 20 | 21.A1 | XT0340:6 | GEN PANEL | 21.B5
FLOATING | WC8065 | EXCS | SH | 20 | 21.B1 | XT0340:7 | GEN PANEL | 21.B5
PA0700:7 | SC | PA07007 | BLU | 16 | 22.B2 | SA0740:11 | SWITCH PANEL | 22.B3
PA0700:8 | SC | MCTN | BLU | 16 | 22.B2 | SA0740:21 | SWITCH PANEL | 22.B3
PA0703:2 | SC | PA07032 | RED | 16 | 22.A4 | SA0770:26 | SWITCH PANEL | 22.B5
PA0703:3 | SC | PA07033 | BLU | 16 | 22.A4 | SA0740:12 | SWITCH PANEL | 22.C3
PA0703:4 | SC | PA07034 | RED | 16 | 22.A4 | SA0770:22 | SWITCH PANEL | 22.B5
PA0703:6 | SC | PA07036 | RED | 16 | 22.A4 | SA0770:12 | SWITCH PANEL | 22.B5
PA0703:7 | SC | PA07037 | BLU | 16 | 22.A4 | SA0740:24 | SWITCH PANEL | 22.B3
PA0703:8 | SC | PA07038 | RED | 16 | 22.A4 | SA0770:16 | SWITCH PANEL | 22.B5
PF0701:8 | SC | VGENB | RED | 16 | 22.B6 | SA0770:28 | SWITCH PANEL | 22.B6
PV0700:7 | SC | PV07007 | RED | 16 | 22.C5 | SA0710:11 | SWITCH PANEL | 22.D5
PV0700:8 | SC | PV07008 | RED | 16 | 22.C5 | SA0710:21 | SWITCH PANEL | 22.C5
SolarTools ver. 24.0.84.24712 (Jul 31, 2025)
Report date: 1/6/2026 2:09 PM

## PWR RAIL
PWR RAIL
1 BAY
Project # | H3320
Project Name | TALOS BULLWINKLE 703 704
Revision | A.5
Controls DE | D.JOHN
Phone:
Controls ME | G.CATO
Phone:
From | [5 empty] | To
Device ID | Cable (W) Conductor (SC) Jumper Clip (JC) | Wire No. | Wire ID | Gauge/Size | Page/Zone | Device ID | Location | Page/Zone
XT0561:2 | JC | FU0200LI | CLIP | --- | 12.B3 | XT0561:1 | PWR RAIL | 12.C3
XT0562:1 | JC | 0V1 | CLIP | --- | 12.C3 | XT0562:2 | PWR RAIL | 12.D3
XT0562:2 | JC | 0V1 | CLIP | --- | 12.D3 | XT0562:3 | PWR RAIL | 12.D3
FU0190:LI | SC | FU0200LI | WHT | 14 | 12.D3 | FU0273:LI | PWR RAIL | 12.C3
FU0200:LI | SC | FU0200LI | WHT | 14 | 12.C3 | FU0201:LI | PWR RAIL | 12.C3
FU0200:LI | SC | FU0200LI | WHT | 14 | 12.C3 | XT0561:1 | PWR RAIL | 12.C3
FU0201:LI | SC | FU0200LI | WHT | 14 | 12.C3 | FU0202:LI | PWR RAIL | 12.C3
FU0202:LI | SC | FU0200LI | WHT | 14 | 12.C3 | FU0273:LI | PWR RAIL | 12.C3
FU0190:LD | SC | FU0190 | WHT | 14 | 12.D3 | AT0190:POS | DOOR PANEL | 12.D4
XT0562:2 | SC | 0V1 | WHT | 14 | 12.D3 | AT0190:NEG | DOOR PANEL | 12.D4
FU0273:LD | SC | FU0273 | WHT | 14 | 12.C3 | ZS0273:1 | EXTERIOR | 12.C4
XT0562:3 | SC | 0V1 | WHT | 14 | 12.D3 | EL0273:- | EXTERIOR | 12.C5
XT0561:2 | SC | FU0200LI | WHT | 14 | 12.B3 | FU1213:LI | JB71 | 4.A3
XT0561:1 | SC | FU0200LI | WHT | 12 | 12.C3 | QS0560:LD-1 | LEFT PANEL | 12.C2
XT0561:2 | SC | FU0200LI | WHT | 14 | 12.B3 | FU1213:LI | LEFT PANEL | 4.A3
XT0562:1 | SC | 0V1 | WHT | 12 | 12.C3 | QS0560:LD-3 | LEFT PANEL | 12.C2
XT0562:3 | SC | 0V1 | WHT | 16 | 12.D3 | BA1213:NEG | LEFT PANEL | 4.A2
XT0563:1 | SC | ESTOPB | WHT | 20 | 14.D6 | XT0345:1 | LEFT PANEL | 14.D6
XT0563:2 | SC | ESTOPA | WHT | 20 | 14.D6 | XT0345:2 | LEFT PANEL | 14.D6
XT0563:3 | SC | KA023612 | WHT | 20 | 14.B6 | XT0345:3 | LEFT PANEL | 14.B6
XT0563:4 | SC | 0V | WHT | 16 | 14.B6 | XT0345:4 | LEFT PANEL | 14.B6
XT0563:5 | SC | KA0241A1 | WHT | 20 | 14.C6 | XT0345:5 | LEFT PANEL | 14.C6
XT0563:6 | SC | FU0139 | WHT | 20 | 14.C6 | XT0345:6 | LEFT PANEL | 14.C6
XT0561:2 | SC | FU0200LI | WHT | 16 | 12.B3 | SA0701:14 | SWITCH PANEL | 21.C2
XT0562:2 | SC | 0V1 | WHT | 16 | 12.D3 | HL0702: | SWITCH PANEL | 21.C2
FU0200:LD | SC | FU0200 | WHT | 14 | 12.C3 | AU0200:V+ | TCP | 12.B4
FU0201:LD | SC | FU0201 | WHT | 14 | 12.C3 | AF0201:V+ | TCP | 12.C5
FU0202:LD | SC | FU0202 | WHT | 14 | 12.C3 | AF0202:V+ | TCP | 12.C6
XT0562:1 | SC | 0V1 | WHT | 14 | 12.C3 | AF0202:COM | TCP | 12.C6
XT0562:3 | SC | 0V1 | WHT | 20 | 12.D3 | SH0400:B | TCP | 14.B5
XT0563:1 | SC | ESTOPB | WHT | 20 | 14.D6 | SB0400:11 | TCP | 14.D5
XT0563:2 | SC | ESTOPA | WHT | 20 | 14.D6 | SB0400:12 | TCP | 14.D5
XT0563:3 | SC | KA023612 | WHT | 20 | 14.B6 | XT0564:1 B2 | TCP | 14.B5
XT0563:4 | SC | 0V | WHT | 16 | 14.B6 | HL0410:A | TCP | 14.B5
XT0563:5 | SC | KA0241A1 | WHT | 20 | 14.C6 | SA0401:1 | TCP | 14.C5
XT0563:6 | SC | FU0139 | WHT | 20 | 14.C6 | SA0401:2 | TCP | 14.C5
XT0563:7 | SC | TCP18B1 | WHT | 20 | 14.D6 | SB0400:21 | TCP | 14.D5
XT0563:8 | SC | TCP18B2 | WHT | 20 | 14.D6 | SB0400:22 | TCP | 14.D5
SolarTools ver. 24.0.84.24712 (Jul 31, 2025)
Report date: 1/6/2026 2:09 PM

## SWITCH PANEL
SWITCH PANEL
1 BAY
Project # | H3320
Project Name | TALOS BULLWINKLE 703 704
Revision | A.5
Controls DE | D.JOHN
Phone:
Controls ME | G.CATO
Phone:
From | [5 empty] | To
Device ID | Cable (W) Conductor (SC) Jumper Clip (JC) | Wire No. | Wire ID | Gauge/Size | Page/Zone | Device ID | Location | Page/Zone
HL0701: | SC | 0V1 | WHT | 16 | 21.C2 | HL0702: | SWITCH PANEL | 21.C2
HL0703: | SC | VBUSA | RED | 16 | 22.A5 | PF0700:2 | SWITCH PANEL | 22.A4
HL0703: | SC | PF07008 | RED | 16 | 22.A5 | SA0700:12 | SWITCH PANEL | 22.A5
HL0704: | SC | VBUSC | RED | 16 | 22.A5 | PF0700:1 | SWITCH PANEL | 22.A4
HL0704: | SC | PF07007 | RED | 16 | 22.A5 | SA0700:16 | SWITCH PANEL | 22.A5
SA0700:12 | SC | PF07008 | RED | 16 | 22.A5 | PF0700:8 | SWITCH PANEL | 22.A4
SA0700:13 | SC | VGENA | RED | 16 | 22.A5 | SA0770:18 | SWITCH PANEL | 22.B6
SA0700:16 | SC | PF07007 | RED | 16 | 22.A5 | PF0700:7 | SWITCH PANEL | 22.A4
SA0700:17 | SC | VGENC | RED | 16 | 22.A5 | SA0770:24 | SWITCH PANEL | 22.B6
SA0700:22 | SC | SA070022 | WHT | 16 | 21.C3 | SA0701:13 | SWITCH PANEL | 21.C2
SA0701:12 | SC | FU0200LI | WHT | 16 | 21.C2 | SA0701:14 | SWITCH PANEL | 21.C2
SA0710:12 | SC | VBUSA | RED | 16 | 22.D5 | SA0710:24 | SWITCH PANEL | 22.D5
SA0710:13 | SC | VBUSC | RED | 16 | 22.D5 | SA0710:14 | SWITCH PANEL | 22.D5
SA0710:16 | SC | VGENA | RED | 16 | 22.D5 | SA0710:28 | SWITCH PANEL | 22.D5
SA0710:17 | SC | VGENC | RED | 16 | 22.D5 | SA0710:18 | SWITCH PANEL | 22.D5
SA0710:22 | SC | VBUSB | RED | 16 | 22.C5 | SA0710:23 | SWITCH PANEL | 22.D5
SA0710:26 | SC | VGENB | RED | 16 | 22.C5 | SA0710:27 | SWITCH PANEL | 22.D5
SA0710:28 | SC | VGENA | RED | 16 | 22.D5 | SA0770:18 | SWITCH PANEL | 22.B6
SA0740:12 | SC | PA07033 | BLU | 16 | 22.C3 | SA0740:22 | SWITCH PANEL | 22.B3
SA0740:13 | SC | SA074013 | BLU | 12 | 22.B3 | SA0740:23 | SWITCH PANEL | 22.B3
SA0740:14 | SC | PA07037 | BLU | 16 | 22.B3 | SA0740:24 | SWITCH PANEL | 22.B3
SA0770:11 | SC | PA07036 | RED | 16 | 22.B6 | SA0770:12 | SWITCH PANEL | 22.B5
SA0770:14 | SC | VGENB | RED | 16 | 22.B6 | SA0770:28 | SWITCH PANEL | 22.B6
SA0770:15 | SC | PA07038 | RED | 16 | 22.B6 | SA0770:16 | SWITCH PANEL | 22.B5
SA0770:21 | SC | PA07034 | RED | 16 | 22.B6 | SA0770:22 | SWITCH PANEL | 22.B5
SA0770:25 | SC | PA07032 | RED | 16 | 22.B6 | SA0770:26 | SWITCH PANEL | 22.B5
HL0701: | SC | KA9602NC | WHT | 16 | 21.C2 | XT0343:3 | GEN PANEL | 21.C5
HL0702: | SC | KA0330A1 | WHT | 16 | 21.C2 | XT0343:4 | GEN PANEL | 21.C5
HL0703: | SC | VBUSA | RED | 16 | 22.A5 | XT0341:2 | GEN PANEL | 22.D2
HL0704: | SC | VBUSC | RED | 16 | 22.A5 | XT0341:3 | GEN PANEL | 22.D2
SA0700:13 | SC | VGENA | RED | 16 | 22.A5 | XT0341:7 | GEN PANEL | 22.D2
SA0700:17 | SC | VGENC | RED | 16 | 22.A5 | XT0341:6 | GEN PANEL | 22.D2
SA0700:23 | SC | KA018511 | WHT | 16 | 21.C3 | XT0343:1 | GEN PANEL | 21.C5
SA0701:15 | SC | KA0333A1 | WHT | 16 | 21.C2 | XT0343:2 | GEN PANEL | 21.C5
SA0710:12 | SC | VBUSA | RED | 16 | 22.D5 | XT0341:2 | GEN PANEL | 22.D2
SA0710:14 | SC | VBUSC | RED | 16 | 22.D5 | XT0341:3 | GEN PANEL | 22.D2
SA0710:16 | SC | VGENA | RED | 16 | 22.D5 | TM0102:1 | GEN PANEL | 22.B5
SA0710:17 | SC | VGENC | RED | 16 | 22.D5 | TM0102:3 | GEN PANEL | 22.B5
SA0710:18 | SC | VGENC | RED | 16 | 22.D5 | XT0341:6 | GEN PANEL | 22.D2
SA0710:23 | SC | VBUSB | RED | 16 | 22.D5 | XT0341:1 | GEN PANEL | 22.D2
SA0710:26 | SC | VGENB | RED | 16 | 22.C5 | TM0102:2 | GEN PANEL | 22.B5
SA0710:27 | SC | VGENB | RED | 16 | 22.D5 | XT0341:5 | GEN PANEL | 22.D2
SA0740:13 | SC | SA074013 | BLU | 12 | 22.B3 | XT0342:3 | GEN PANEL | 22.B3
SA0740:21 | SC | MCTN | BLU | 16 | 22.B3 | XT0342:2 | GEN PANEL | 22.B2
SA0770:13 | SC | TM01024 | RED | 16 | 22.B5 | TM0102:4 | GEN PANEL | 22.B5
SA0770:14 | SC | VGENB | RED | 16 | 22.B6 | XT0341:4 | GEN PANEL | 22.D2
SA0770:17 | SC | TM01025 | RED | 16 | 22.B5 | TM0102:5 | GEN PANEL | 22.B5
SA0770:23 | SC | TM01027 | RED | 16 | 22.B5 | TM0102:7 | GEN PANEL | 22.B5
SA0770:24 | SC | VGENC | RED | 16 | 22.B6 | KA0180:11 | GEN PANEL | 22.B6
SA0770:27 | SC | TM01026 | RED | 16 | 22.B5 | TM0102:6 | GEN PANEL | 22.B5
SA0710:11 | SC | PV07007 | RED | 16 | 22.D5 | PV0700:7 | METER PANEL | 22.C5
SA0710:21 | SC | PV07008 | RED | 16 | 22.C5 | PV0700:8 | METER PANEL | 22.C5
SA0740:11 | SC | PA07007 | BLU | 16 | 22.B3 | PA0700:7 | METER PANEL | 22.B2
SA0740:12 | SC | PA07033 | BLU | 16 | 22.C3 | PA0703:3 | METER PANEL | 22.A4
SA0740:21 | SC | MCTN | BLU | 16 | 22.B3 | PA0700:8 | METER PANEL | 22.B2
SA0740:24 | SC | PA07037 | BLU | 16 | 22.B3 | PA0703:7 | METER PANEL | 22.A4
SA0770:12 | SC | PA07036 | RED | 16 | 22.B5 | PA0703:6 | METER PANEL | 22.A4
SA0770:16 | SC | PA07038 | RED | 16 | 22.B5 | PA0703:8 | METER PANEL | 22.A4
SA0770:22 | SC | PA07034 | RED | 16 | 22.B5 | PA0703:4 | METER PANEL | 22.A4
SA0770:26 | SC | PA07032 | RED | 16 | 22.B5 | PA0703:2 | METER PANEL | 22.A4
SA0770:28 | SC | VGENB | RED | 16 | 22.B6 | PF0701:8 | METER PANEL | 22.B6
HL0702: | SC | 0V1 | WHT | 16 | 21.C2 | XT0562:2 | PWR RAIL | 12.D3
SA0701:14 | SC | FU0200LI | WHT | 16 | 21.C2 | XT0561:2 | PWR RAIL | 12.B3
SolarTools ver. 24.0.84.24712 (Jul 31, 2025)
Report date: 1/6/2026 2:09 PM

## TCP
TCP
1 BAY
Project # | H3320
Project Name | TALOS BULLWINKLE 703 704
Revision | A.5
Controls DE | D.JOHN
Phone:
Controls ME | G.CATO
Phone:
From | [5 empty] | To
Device ID | Cable (W) Conductor (SC) Jumper Clip (JC) | Wire No. | Wire ID | Gauge/Size | Page/Zone | Device ID | Location | Page/Zone
AF0201:00 | SC | TCP13NO | WHT | 20 | 14.A3 | SH0400:NO | TCP | 14.A1
AF0201:01 | SC | TCP14NO | WHT | 20 | 14.A3 | SH0401:NO | TCP | 14.A1
AF0201:02 | SC | TCP15NO | WHT | 20 | 14.B3 | SH0409:NO | TCP | 14.B1
AF0201:03 | SC | TCP16NO | WHT | 20 | 14.B3 | SH0410:NO | TCP | 14.B1
AF0201:08 | SC | TCP23NC | WHT | 20 | 14.D3 | SB0401:NC | TCP | 14.D1
AF0201:09 | SC | TCP24NO | WHT | 20 | 14.D3 | SB0402:NO | TCP | 14.D1
AF0201:10 | SC | TCP25NO | WHT | 20 | 14.A7 | SB0403:NO | TCP | 14.A5
AF0201:11 | SC | TCP26NO | WHT | 20 | 14.A7 | SB0404:NO | TCP | 14.A5
AF0201:12 | SC | TCP29NO | WHT | 20 | 15.D3 | SB0405:NO | TCP | 15.D1
AF0201:13 | SC | TCP28NC | WHT | 20 | 15.C3 | SB0406:NC | TCP | 15.C1
AF0201:14 | SC | TCP31NO | WHT | 20 | 15.A6 | SB0407:NO | TCP | 15.A5
AF0201:15 | SC | TCP32NO | WHT | 20 | 15.A6 | SB0408:NO | TCP | 15.A5
AF0201:16 | SC | TCP30NO | WHT | 20 | 15.D3 | SH0408:NO | TCP | 15.D1
AF0201:17 | SC | TCP19NO | WHT | 20 | 15.A3 | SH0404:NO | TCP | 15.A1
AF0201:18 | SC | TCP20NO | WHT | 20 | 15.B3 | SH0405:NO | TCP | 15.B1
AF0201:19 | SC | TCP21NO | WHT | 20 | 15.B3 | SH0411:NO | TCP | 15.B1
AF0201:20 | SC | TCP22NO | WHT | 20 | 15.C3 | SH0412:NO | TCP | 15.C1
AF0201:32 | SC | TCP13C | WHT | 20 | 14.A3 | SH0400:C | TCP | 14.A1
AF0201:33 | SC | TCP14C | WHT | 20 | 14.A3 | SH0401:C | TCP | 14.A1
AF0201:34 | SC | TCP15C | WHT | 20 | 14.B3 | SH0409:C | TCP | 14.B1
AF0201:35 | SC | TCP16C | WHT | 20 | 14.B3 | SH0410:C | TCP | 14.B1
AF0201:40 | SC | TCP23C | WHT | 20 | 14.D3 | SB0401:C | TCP | 14.D1
AF0201:41 | SC | TCP24C | WHT | 20 | 14.D3 | SB0402:C | TCP | 14.D1
AF0201:42 | SC | TCP25C | WHT | 20 | 14.A7 | SB0403:C | TCP | 14.A5
AF0201:43 | SC | TCP26C | WHT | 20 | 14.A7 | SB0404:C | TCP | 14.A5
AF0201:44 | SC | TCP29C | WHT | 20 | 15.D3 | SB0405:C | TCP | 15.D1
AF0201:45 | SC | TCP28C | WHT | 20 | 15.C3 | SB0406:C | TCP | 15.C1
AF0201:46 | SC | TCP31C | WHT | 20 | 15.A6 | SB0407:C | TCP | 15.A5
AF0201:47 | SC | TCP32C | WHT | 20 | 15.A6 | SB0408:C | TCP | 15.A5
AF0201:48 | SC | TCP30C | WHT | 20 | 15.D3 | SH0408:C | TCP | 15.D1
AF0201:49 | SC | TCP19C | WHT | 20 | 15.A3 | SH0404:C | TCP | 15.A1
AF0201:50 | SC | TCP20C | WHT | 20 | 15.B3 | SH0405:C | TCP | 15.B1
AF0201:51 | SC | TCP21C | WHT | 20 | 15.B3 | SH0411:C | TCP | 15.B1
AF0201:52 | SC | TCP22C | WHT | 20 | 15.C3 | SH0412:C | TCP | 15.C1
AF0201:COM | SC | 0V1 | WHT | 14 | 12.C5 | AU0200:COM | TCP | 12.B4
AF0201:COM | SC | 0V1 | WHT | 14 | 12.C5 | AF0202:COM | TCP | 12.C6
AF0201:J | SC | * |  |  | 12.C5 | AF0202:P | TCP | 12.C6
AF0201:SHLD | SC | AF0201V+L | WHT | 20 | 12.C6 | AF0201:V+L | TCP | 12.C6
AF0202:00 | SC | TCP01AP | WHT | 20 | 13.A3 | HL0400:A+ | TCP | 13.A1
AF0202:01 | SC | TCP02AP | WHT | 20 | 13.A3 | HL0401:A+ | TCP | 13.A1
AF0202:02 | SC | TCP03AP | WHT | 20 | 13.B3 | HL0402:A+ | TCP | 13.B1
AF0202:03 | SC | TCP04AP | WHT | 20 | 13.B3 | HL0403:A+ | TCP | 13.B1
AF0202:04 | SC | TCP05AP | WHT | 20 | 13.C3 | HL0404:A+ | TCP | 13.C1
AF0202:05 | SC | TCP06AP | WHT | 20 | 13.C3 | HL0405:A+ | TCP | 13.C1
AF0202:06 | SC | TCP06BP | WHT | 20 | 13.D3 | HL0405:B+ | TCP | 13.D1
AF0202:08 | SC | TCP07AP | WHT | 20 | 13.D3 | HL0406:A+ | TCP | 13.D1
AF0202:09 | SC | TCP08AP | WHT | 20 | 13.A7 | HL0407:A+ | TCP | 13.A5
AF0202:10 | SC | TCP09AP | WHT | 20 | 13.A7 | HL0408:A+ | TCP | 13.A5
AF0202:11 | SC | TCP10AP | WHT | 20 | 13.B7 | HL0409:A+ | TCP | 13.B5
AF0202:12 | SC | TCP11AP | WHT | 20 | 13.B7 | HL0411:A+ | TCP | 13.B5
AF0202:13 | SC | TCP15AP | WHT | 20 | 13.C7 | SH0409:A+ | TCP | 13.C5
AF0202:14 | SC | TCP15BP | WHT | 20 | 13.C7 | SH0409:B+ | TCP | 13.C5
AF0202:15 | SC | TCP16AP | WHT | 20 | 13.D7 | SH0410:A+ | TCP | 13.D5
AF0202:16 | SC | TCP16BP | WHT | 20 | 13.D7 | SH0410:B+ | TCP | 13.D5
AF0202:17 | SC | TCP19AP | WHT | 20 | 15.B6 | SH0404:A+ | TCP | 15.B5
AF0202:18 | SC | TCP20AP | WHT | 20 | 15.B6 | SH0405:A+ | TCP | 15.B5
AF0202:19 | SC | TCP21AP | WHT | 20 | 15.C6 | SH0411:A+ | TCP | 15.C5
AF0202:20 | SC | TCP22AP | WHT | 20 | 15.C6 | SH0412:A+ | TCP | 15.C5
AF0202:21 | SC | TCP30AP | WHT | 20 | 15.D6 | SH0408:A+ | TCP | 15.D5
AF0202:22 | SC | TCP30BP | WHT | 20 | 15.D6 | SH0408:B+ | TCP | 15.D5
AF0202:32 | SC | TCP01A | WHT | 20 | 13.A3 | HL0400:A | TCP | 13.A1
AF0202:33 | SC | TCP02A | WHT | 20 | 13.A3 | HL0401:A | TCP | 13.A1
AF0202:34 | SC | TCP03A | WHT | 20 | 13.B3 | HL0402:A | TCP | 13.B1
AF0202:35 | SC | TCP04A | WHT | 20 | 13.B3 | HL0403:A | TCP | 13.B1
AF0202:36 | SC | TCP05A | WHT | 20 | 13.C3 | HL0404:A | TCP | 13.C1
AF0202:37 | SC | TCP06A | WHT | 20 | 13.C3 | HL0405:A | TCP | 13.C1
AF0202:38 | SC | TCP06B | WHT | 20 | 13.D3 | HL0405:B | TCP | 13.D1
AF0202:40 | SC | TCP07A | WHT | 20 | 13.D3 | HL0406:A | TCP | 13.D1
AF0202:41 | SC | TCP08A | WHT | 20 | 13.A7 | HL0407:A | TCP | 13.A5
AF0202:42 | SC | TCP09A | WHT | 20 | 13.A7 | HL0408:A | TCP | 13.A5
AF0202:43 | SC | TCP10A | WHT | 20 | 13.B7 | HL0409:A | TCP | 13.B5
AF0202:44 | SC | TCP11A | WHT | 20 | 13.B7 | HL0411:A | TCP | 13.B5
AF0202:45 | SC | TCP15A | WHT | 20 | 13.C7 | SH0409:A | TCP | 13.C5
AF0202:46 | SC | TCP15B | WHT | 20 | 13.C7 | SH0409:B | TCP | 13.C5
AF0202:47 | SC | TCP16A | WHT | 20 | 13.D7 | SH0410:A | TCP | 13.D5
AF0202:48 | SC | TCP16B | WHT | 20 | 13.D7 | SH0410:B | TCP | 13.D5
AF0202:49 | SC | TCP19A | WHT | 20 | 15.B6 | SH0404:A | TCP | 15.B5
AF0202:50 | SC | TCP20A | WHT | 20 | 15.B6 | SH0405:A | TCP | 15.B5
AF0202:51 | SC | TCP21A | WHT | 20 | 15.C6 | SH0411:A | TCP | 15.C5
AF0202:52 | SC | TCP22A | WHT | 20 | 15.C6 | SH0412:A | TCP | 15.C5
AF0202:53 | SC | TCP30A | WHT | 20 | 15.D6 | SH0408:A | TCP | 15.D5
AF0202:54 | SC | TCP30B | WHT | 20 | 15.D6 | SH0408:B | TCP | 15.D5
AF0202:COM-L | SC | AF0202COM-L | WHT | 20 | 12.C7 | AF0202:SHLD | TCP | 12.C7
HL0400:A | SC | TCP01A | WHT | 20 | 13.A1 | HL0400:B | TCP | 13.A1
HL0400:A+ | SC | TCP01AP | WHT | 20 | 13.A1 | HL0400:B+ | TCP | 13.A1
HL0401:A | SC | TCP02A | WHT | 20 | 13.A1 | HL0401:B | TCP | 13.A1
HL0401:A+ | SC | TCP02AP | WHT | 20 | 13.A1 | HL0401:B+ | TCP | 13.A1
HL0402:A | SC | TCP03A | WHT | 20 | 13.B1 | HL0402:B | TCP | 13.B1
HL0402:A+ | SC | TCP03AP | WHT | 20 | 13.B1 | HL0402:B+ | TCP | 13.B1
HL0403:A | SC | TCP04A | WHT | 20 | 13.B1 | HL0403:B | TCP | 13.B1
HL0403:A+ | SC | TCP04AP | WHT | 20 | 13.B1 | HL0403:B+ | TCP | 13.B1
HL0404:A | SC | TCP05A | WHT | 20 | 13.C1 | HL0404:B | TCP | 13.C1
HL0404:A+ | SC | TCP05AP | WHT | 20 | 13.C1 | HL0404:B+ | TCP | 13.C1
HL0406:A | SC | TCP07A | WHT | 20 | 13.D1 | HL0406:B | TCP | 13.D1
HL0406:A+ | SC | TCP07AP | WHT | 20 | 13.D1 | HL0406:B+ | TCP | 13.D1
HL0407:A | SC | TCP08A | WHT | 20 | 13.A5 | HL0407:B | TCP | 13.A5
HL0407:A+ | SC | TCP08AP | WHT | 20 | 13.A5 | HL0407:B+ | TCP | 13.A5
HL0408:A | SC | TCP09A | WHT | 20 | 13.A5 | HL0408:B | TCP | 13.A5
HL0408:A+ | SC | TCP09AP | WHT | 20 | 13.A5 | HL0408:B+ | TCP | 13.A5
HL0409:A | SC | TCP10A | WHT | 20 | 13.B5 | HL0409:B | TCP | 13.B5
HL0409:A+ | SC | TCP10AP | WHT | 20 | 13.B5 | HL0409:B+ | TCP | 13.B5
HL0410:A | SC | 0V | WHT | 16 | 14.B5 | HL0410:B | TCP | 14.B5
HL0410:A+ | SC | TCP12AP | WHT | 20 | 14.B5 | XT0564:1 B1 | TCP | 14.B5
HL0410:A+ | SC | TCP12AP | WHT | 20 | 14.B5 | HL0410:B+ | TCP | 14.B5
HL0411:A | SC | TCP11A | WHT | 20 | 13.B5 | HL0411:B | TCP | 13.B5
HL0411:A+ | SC | TCP11AP | WHT | 20 | 13.B5 | HL0411:B+ | TCP | 13.B5
SB0404:NO | SC | TCP26NO | WHT | 20 | 14.A5 | XT0564:1 T1 | TCP | 14.B5
SH0400:A | SC | 0V1 | WHT | 20 | 14.B5 | SH0401:A | TCP | 14.C5
SH0400:A | SC | 0V1 | WHT | 20 | 14.B5 | SH0400:B | TCP | 14.B5
SH0400:A+ | SC | TCP13AP | WHT | 20 | 14.B5 | XT0564:2 B1 | TCP | 14.B5
SH0400:B+ | SC | TCP13BP | WHT | 20 | 14.B5 | XT0564:3 B1 | TCP | 14.B5
SH0401:A | SC | 0V1 | WHT | 20 | 14.C5 | SH0401:B | TCP | 14.C5
SH0401:A+ | SC | TCP14AP | WHT | 20 | 14.C5 | XT0564:5 B1 | TCP | 14.C5
SH0401:B+ | SC | TCP14BP | WHT | 20 | 14.C5 | XT0564:4 B1 | TCP | 14.C5
SH0404:A | SC | TCP19A | WHT | 20 | 15.B5 | SH0404:B | TCP | 15.B5
SH0404:A+ | SC | TCP19AP | WHT | 20 | 15.B5 | SH0404:B+ | TCP | 15.B5
SH0405:A | SC | TCP20A | WHT | 20 | 15.B5 | SH0405:B | TCP | 15.B5
SH0405:A+ | SC | TCP20AP | WHT | 20 | 15.B5 | SH0405:B+ | TCP | 15.B5
SH0411:A | SC | TCP21A | WHT | 20 | 15.C5 | SH0411:B | TCP | 15.C5
SH0411:A+ | SC | TCP21AP | WHT | 20 | 15.C5 | SH0411:B+ | TCP | 15.C5
SH0412:A | SC | TCP22A | WHT | 20 | 15.C5 | SH0412:B | TCP | 15.C5
SH0412:A+ | SC | TCP22AP | WHT | 20 | 15.C5 | SH0412:B+ | TCP | 15.C5
XT0564:1 T2 | SC | TCP26NO | WHT | 20 | 14.B5 | XT0564:2 T2 | TCP | 14.B5
XT0564:2 T1 | SC | TCP26NO | WHT | 20 | 14.B5 | XT0564:3 T1 | TCP | 14.B5
XT0564:3 T2 | SC | TCP26NO | WHT | 20 | 14.B5 | XT0564:4 T2 | TCP | 14.C5
XT0564:4 T1 | SC | TCP26NO | WHT | 20 | 14.C5 | XT0564:5 T1 | TCP | 14.C5
AU0200:GND | SC | AU0200G | GRN | 14 | 12.B4 | IEG0130:6 | BACK PANEL | 12.C7
GR0200: | SC | IEG01303 | GRN | 14 | 12.A7 | IEG0130:3 | BACK PANEL | 12.A6
AF0202:23 | WC5540 | HA0273P | BLK | 16 | 15.A3 | HA0273:(+) | EXTERIOR | 15.A1
AF0202:55 | WC5540 | HA0273N | WHT | 16 | 15.A3 | HA0273:(-) | EXTERIOR | 15.A1
AU0200:L2 | WC0020 | AU0200L2 | ENET | CABLE | 2.C3 | AU0120:L1 | GEN PANEL | 2.C2
AU0200:L1 | WC9213 | BA1213L2 | ENET | CABLE | 2.C3 | BA1213:L2 | LEFT PANEL | 2.C2
AF0201:V+ | SC | FU0201 | WHT | 14 | 12.C5 | FU0201:LD | PWR RAIL | 12.C3
AF0202:COM | SC | 0V1 | WHT | 14 | 12.C6 | XT0562:1 | PWR RAIL | 12.C3
AF0202:V+ | SC | FU0202 | WHT | 14 | 12.C6 | FU0202:LD | PWR RAIL | 12.C3
AU0200:V+ | SC | FU0200 | WHT | 14 | 12.B4 | FU0200:LD | PWR RAIL | 12.C3
HL0410:A | SC | 0V | WHT | 16 | 14.B5 | XT0563:4 | PWR RAIL | 14.B6
SA0401:1 | SC | KA0241A1 | WHT | 20 | 14.C5 | XT0563:5 | PWR RAIL | 14.C6
SA0401:2 | SC | FU0139 | WHT | 20 | 14.C5 | XT0563:6 | PWR RAIL | 14.C6
SB0400:11 | SC | ESTOPB | WHT | 20 | 14.D5 | XT0563:1 | PWR RAIL | 14.D6
SB0400:12 | SC | ESTOPA | WHT | 20 | 14.D5 | XT0563:2 | PWR RAIL | 14.D6
SB0400:21 | SC | TCP18B1 | WHT | 20 | 14.D5 | XT0563:7 | PWR RAIL | 14.D6
SB0400:22 | SC | TCP18B2 | WHT | 20 | 14.D5 | XT0563:8 | PWR RAIL | 14.D6
SH0400:B | SC | 0V1 | WHT | 20 | 14.B5 | XT0562:3 | PWR RAIL | 12.D3
XT0564:1 B2 | SC | KA023612 | WHT | 20 | 14.B5 | XT0563:3 | PWR RAIL | 14.B6
SolarTools ver. 24.0.84.24712 (Jul 31, 2025)
Report date: 1/6/2026 2:09 PM

## Panel Errors
Panel Errors
Project # | H3320
Project Name | TALOS BULLWINKLE 703 704
Revision | A.5
Controls DE | D.JOHN
Phone:
Controls ME | G.CATO
Phone:
From | [6 empty] | To
Device ID | Location | Cable (W) Conductor (SC) Jumper Clip (JC) | Wire ID | Wire No. | Gauge/Size | Page/Zone | Device ID | Location | Page/Zone
KA0182:A1 | PANEL | SC | WHT | 007630 | 20 | 75.D5 | AF0076:30 | JB70 DOOR | 75.D7
KA0182:A2 | PANEL | SC | WHT | 007614 | 20 | 75.D5 | AF0076:14 | JB70 DOOR | 75.D7
SolarTools ver. 24.0.84.24712 (Jul 31, 2025)
Report date: 1/6/2026 2:09 PM

## Cable Part Numbers
Cable Part Numbers |  |  | SolarTools ver. 24.0.84.24712 (Jul 31, 2025)
Project # | H3320
Report date: 1/6/2026 2:10 PM
Project Name | TALOS BULLWINKLE 703 704
Revision | A.5
Controls DE | D.JOHN
Phone:
Controls ME | G.CATO
Phone:
Device ID |  | Part Number |  | Description
WC0101 |  | 1302073-36 |  | CABLE, COMMUNICATION CABLE - 36 INCHES
WC0001 |  | 1302073-36 |  | CABLE, ETHERNET - 36 INCHES
WC0003 |  | 1302073-36 |  | CABLE, ETHERNET - 36 INCHES
WC0006 |  | 1302073-36 |  | CABLE, ETHERNET - 36 INCHES
WC0007 |  | 1302073-36 |  | CABLE, ETHERNET - 36 INCHES
WC0008 |  | 1302073-36 |  | CABLE, ETHERNET - 36 INCHES
WC0009 |  | 1302073-36 |  | CABLE, ETHERNET - 36 INCHES
WC0012 |  | 1302073-36 |  | CABLE, ETHERNET - 36 INCHES
WC0014 |  | 1302073-36 |  | CABLE, ETHERNET - 36 INCHES
WC0020 |  | 1302073-36 |  | CABLE, ETHERNET - 36 INCHES
WC0041 |  | 1302073-36 |  | CABLE, ETHERNET - 36 INCHES
WC0042 |  | 1302073-36 |  | CABLE, ETHERNET - 36 INCHES
WC0044 |  | 1302073-36 |  | CABLE, ETHERNET - 36 INCHES
WC0680 |  | 1302073-36 |  | CABLE
WC5540 |  | PART OF 1113568-200 |  | CABLE, 2 CONDUCTOR TRIMMED SHIELD PART OF HORN
WC8009 |  | 1022941-22 |  | TPE, 1 PAIR TWISTED SHIELDED
WC8040 |  | 1322418-90 |  | CABLE, SYTSTEM FUNCTION
WC8041 |  | 1322418-90 |  | CABLE, SUPPLIED BY OTHERS
WC8042 |  | 1322418-90 |  | CABLE, SUPPLIED BY OTHERS
WC8044 |  | 1322418-90 |  | CABLE, SYTSTEM FUNCTION
WC8064 |  | 1022941-12 |  | TPE, 1 PAIR TWISTED SHIELDED
WC8065 |  | 1022941-12 |  | TPE, 1 PAIR TWISTED SHIELDED
WC8101 |  | 1022941-32 |  | TPE, 1 PAIR TWISTED SHIELDED
WC8102 |  | 1022941-32 |  | TPE, 1 PAIR TWISTED SHIELDED
WC8164 |  | 1022941-22 |  | TPE, 1 PAIR TWISTED SHIELDED
WC8201 |  | 1022941-32 |  | TPE, 1 PAIR TWISTED SHIELDED
WC8301 |  | 1022941-32 |  | TPE, 1 PAIR TWISTED SHIELDED
WC9213 |  | 1302073-36 |  | CABLE, ETHERNET - 36 INCHES

## Part Number List
Part Number List |  | SolarTools ver. 24.0.84.24712 (Jul 31, 2025)
Project # | H3320
Report date: 1/6/2026 2:10 PM
Project Name | TALOS BULLWINKLE 703 704
Revision | A.5
Controls DE | D.JOHN
Phone:
Controls ME | G.CATO
Phone:
Device ID | Part Number | Description | Location
AF0181 | 2684693-17,2684693-25 | 5094-OB8XT, 8 DISCRETE OUTPUT | BACK PANEL
AF0182 | 2684693-17,2684693-23 | 5094-IB16XT, 16 DISCRETE INPUT | BACK PANEL
AF0183 | 2684693-18,2684693-28 | 5094-IB16SXT, 16 DISCRETE INPUT, S | BACK PANEL
AF0184 | 2684693-19,2684693-33 | 5094-IY8XT, 8 ANALOG INPUT, TC/RTD/ I&V | BACK PANEL
AU0180 | 2684693-22 | 5094-AENTRXT, FLEX 5000 I/O | BACK PANEL
FU0180 | 1043265-1,1043265-5 | FUSE, 10A | BACK PANEL
FU0181 | 1043265-1,1043265-5 | FUSE, 10A | BACK PANEL
GR0180 | 903849C1 | RAIL GROUND, DIN RAIL GROUNDING | BACK PANEL
GR0181 | 903849C1 | RAIL GROUND, DIN RAIL GROUNDING | BACK PANEL
IEG0130 | 232941-110 | BUS BAR, DRIVEN - INSTRUMENT EARTH GROUNDING | BACK PANEL
KA0181 | 1061979-1 | RELAY, TURBINE RUNNING STATUS | BACK PANEL
KA0183 | 1061979-1 | RELAY, WASTE HEAT READY | BACK PANEL
KA0185 | 1061979-1 | RELAY, PERMISSIVE CLOSE CIRCUIT BREAKER | BACK PANEL
XT0180 | 1066730-7,1066730-8 | TERMINAL BLOCK, SPRING, 4 CONDUCTOR,30-12 AWG (0.05-3.31 MM2),NON-IS | BACK PANEL
AT0190 | 1577354-5100 | WORKSTATION, PANEL COMPUTER, TT4000 | DOOR PANEL
AT0190K | 1068334 | KEYBOARD, TYPING INTERFACE | DOOR PANEL
EL0273 | 1022899 | LIGHT, LED, WHITE | EXTERIOR
HA0273 | 1113568-200 | HORN, AUDIBLE ALARM | EXTERIOR
ZS0273 | 1113474-2 | LIMIT SWITCH, CONSOLE DOOR OPEN | EXTERIOR
AF0121 | 2684693-17,2684693-24 | 5094-OB16XT, 16 DISCRETE OUTPUT | GEN PANEL
AF0122 | 2684693-17,2684693-23 | 5094-IB16XT, 16 DISCRETE INPUT | GEN PANEL
AF0123 | 2684693-19,2684693-33 | 5094-IY8XT, 8 ANALOG INPUT, TC/RTD/ I&V | GEN PANEL
AT0140 | 2769310-1 | MODULE, DECS-250 | GEN PANEL
AU0120 | 2684693-22 | 5094-AENTRXT, FLEX 5000 I/O | GEN PANEL
FU0120 | 1043265-1,1043265-5 | FUSE, 10A | GEN PANEL
FU0121 | 1043265-1,1043265-5 | FUSE, 10A | GEN PANEL
FU0313 | 1043265-1,1043265-7 | FUSE, 20A | GEN PANEL
FU0314 | 1043265-1,1043265-7 | FUSE, 20A | GEN PANEL
FU0332 | 1043265-1,1043265-7 | FUSE, 20A | GEN PANEL
FU0333 | 1043265-1,1043265-4 | FUSE, 5A | GEN PANEL
FU0334 | 1043265-1,1043265-4 | FUSE, 5A | GEN PANEL
FU0335 | 1043265-1,1043265-4 | FUSE, 5A | GEN PANEL
GR0120 | 903849C1 | RAIL GROUND, DIN RAIL GROUNDING | GEN PANEL
GR0140 | 903849C1 | RAIL GROUND, DIN RAIL GROUNDING | GEN PANEL
GR0141 | 903849C1 | RAIL GROUND, DIN RAIL GROUNDING | GEN PANEL
KA0121 | 1061979-1 | RELAY, AUTOMATIC CLOSE CIRCUIT BREAKER | GEN PANEL
KA0123 | 1061979-1 | RELAY, CGCM #1 ENABLED | GEN PANEL
KA0128 | 1061979-1 | RELAY, GENERATOR TRIP SUMMARY CIRCUIT BREAKER | GEN PANEL
KA0180 | 1061979-1 | RELAY, 90% SPEED | GEN PANEL
KA0310 | 1061979-1 | RELAY, CGCM #1 FAULT | GEN PANEL
KA0313 | 1076251-1,1076251-2 | RELAY, PMG INPUT #1 | GEN PANEL
KA0314 | 1076251-1,1076251-2 | RELAY, PMG INPUT #1 | GEN PANEL
KA0330 | 1061979-1 | RELAY, CLOSED CIRCUIT BREAKER | GEN PANEL
KA0331 | 1061979-1 | RELAY, MAIN UTILITY BREAKER AUXILIARY CONTACT CLOSED | GEN PANEL
KA0332 | 1061979-1 | RELAY, CLOSE CONTROL CIRCUIT BREAKER | GEN PANEL
KA0333 | 1061979-1 | RELAY, TRIP CONTROL CIRCUIT BREAKER | GEN PANEL
KA0335 | 1061979-1 | RELAY, NO EMERGENCY SHUTDOWN SUMMARY | GEN PANEL
KA0336 | 1061979-1 | RELAY, CONTROLLER ACTIVE | GEN PANEL
KA0364 | 1031741-4 | RELAY, SYNCHRONIZATION CHECK | GEN PANEL
KA4100 | 1061979-1 | RELAY, GENERATOR HEATER DISABLED | GEN PANEL
KA9008 | 1061979-1 | RELAY, ENGINE FLAMEOUT | GEN PANEL
PEG0140 | 232941-200 | BUS BAR, DRIVEN - POWER EARTH GROUNDING | GEN PANEL
RS0106 | 969787C1 | RESISTIVE SHUNT, EXCITER FIELD CURRENT REGULATOR | GEN PANEL
TM0102 | 908539C1 | TRANSFORMER, PHASE SHIFTING | GEN PANEL
XT0120 | 1066730-7,1066730-8 | TERMINAL BLOCK, SPRING, 4 CONDUCTOR,30-12 AWG (0.05-3.31 MM2),NON-IS | GEN PANEL
XT0130 | 1066730-1,1066730-7,1066730-8 | TERMINAL BLOCK, SPRING, 4 CONDUCTOR,30-12 AWG (0.05-3.31 MM2),NON-IS | GEN PANEL
XT0313 | 1066730-7,1066730-8 | TERMINAL BLOCK, SPRING, 4 CONDUCTOR,30-12 AWG (0.05-3.31 MM2),NON-IS | GEN PANEL
XT0333 | 1066730-7,1066730-8 | TERMINAL BLOCK, SPRING, 4 CONDUCTOR,30-12 AWG (0.05-3.31 MM2),NON-IS | GEN PANEL
XT0334 | 1066730-7,1066730-8 | TERMINAL BLOCK, SPRING, 4 CONDUCTOR,30-12 AWG (0.05-3.31 MM2),NON-IS | GEN PANEL
XT0335 | 1066730-7,1066730-8 | TERMINAL BLOCK, SPRING, 4 CONDUCTOR,30-12 AWG (0.05-3.31 MM2),NON-IS | GEN PANEL
XT0336 | 1066730-7,1066730-8 | TERMINAL BLOCK, SPRING, 4 CONDUCTOR,30-12 AWG (0.05-3.31 MM2),NON-IS | GEN PANEL
XT0337 | 1066730-7,1066730-8 | TERMINAL BLOCK, SPRING, 4 CONDUCTOR,30-12 AWG (0.05-3.31 MM2),NON-IS | GEN PANEL
XT0338 | 1066730-7,1066730-8 | TERMINAL BLOCK, SPRING, 4 CONDUCTOR,30-12 AWG (0.05-3.31 MM2),NON-IS | GEN PANEL
XT0340 | 1066730-7,1066730-8 | TERMINAL BLOCK, SPRING, 4 CONDUCTOR,30-12 AWG (0.05-3.31 MM2),NON-IS | GEN PANEL
XT0341 | 1066730-7,1066730-8 | TERMINAL BLOCK, SPRING, 4 CONDUCTOR,30-12 AWG (0.05-3.31 MM2),NON-IS | GEN PANEL
XT0342 | 1066730-7,1066730-8 | TERMINAL BLOCK, SPRING, 4 CONDUCTOR,30-12 AWG (0.05-3.31 MM2),NON-IS | GEN PANEL
XT0343 | 1066730-7,1066730-8 | TERMINAL BLOCK, SPRING, 4 CONDUCTOR,30-12 AWG (0.05-3.31 MM2),NON-IS | GEN PANEL
XT0350 | 1066730-16,1066730-17 | TERMINAL STRIP, 2 CONDUCTOR | GEN PANEL
XT0351 | 1066730-7,1066730-8 | TERMINAL BLOCK, SPRING, 4 CONDUCTOR,30-12 AWG (0.05-3.31 MM2),NON-IS | GEN PANEL
XT0352 | 1066730-16,1066730-17,1066730-18 | TERMINAL STRIP, 2 CONDUCTOR | GEN PANEL
XT0360 | 1066730-7,1066730-8 | TERMINAL BLOCK, SPRING, 4 CONDUCTOR,30-12 AWG (0.05-3.31 MM2),NON-IS | GEN PANEL
XT0370 | 1066730-7,1066730-8 | TERMINAL BLOCK, SPRING, 4 CONDUCTOR,30-12 AWG (0.05-3.31 MM2),NON-IS | GEN PANEL
XT4100 | 1066730-7 | TERMINAL BLOCK, SPRING, 4 CONDUCTOR,30-12 AWG (0.05-3.31 MM2),NON-IS | GEN PANEL
XT4101 | 1066730-7 | TERMINAL BLOCK, SPRING, 4 CONDUCTOR,30-12 AWG (0.05-3.31 MM2),NON-IS | GEN PANEL
XT7004 | 1066730-7 | TERMINAL BLOCK, SPRING, 4 CONDUCTOR,30-12 AWG (0.05-3.31 MM2),NON-IS | GEN PANEL
AF0061 | 2684693-17,2684693-25 | 5094-OB8XT, 8 DISCRETE OUTPUT | JB70 DOOR
AF0062 | 2684693-17,2684693-25 | 5094-OB8XT, 8 DISCRETE OUTPUT | JB70 DOOR
AF0063 | 2684693-17,2684693-23 | 5094-IB16XT, 16 DISCRETE INPUT | JB70 DOOR
AF0064 | 2684693-18,2684693-30 | 5094-IF4IHSXT, 4 ANALOG INPUT, S | JB70 DOOR
AF0065 | 2684693-18,2684693-30 | 5094-IF4IHSXT, 4 ANALOG INPUT, S | JB70 DOOR
AF0066 | 2684693-18,2684693-27 | 5094-OF8IHXT, 8 ANALOG OUTPUT, ISOLATED | JB70 DOOR
AF0067 | 2684693-17,2684693-25 | 5094-OB8XT, 8 DISCRETE OUTPUT | JB70 DOOR
AF0068 | 2684693-21,2684693-36 | 5094-IRT8SXT, 8 RTD/TC ANALOG INPUT, S | JB70 DOOR
AF0071 | 2684693-18,2684693-32 | 5094-IJ2ISXT, 2 FAST COUNTER INPUT, S | JB70 DOOR
AF0072 | 2684693-18,2684693-30 | 5094-IF4IHSXT, 4 ANALOG INPUT, S | JB70 DOOR
AF0073 | 2684693-21,2684693-36 | 5094-IRT8SXT, 8 RTD/TC ANALOG INPUT, S | JB70 DOOR
AF0074 | 2684693-18,2684693-56 | 5094-IF8IHXT, 8 ANALOG INPUT, ISOLATED | JB70 DOOR
AF0075 | 2684693-18,2684693-30 | 5094-IF4IHSXT, 4 ANALOG INPUT, S | JB70 DOOR
AF0076 | 2684693-18,2684693-55 | 5094-OB16SXT, 16 DISCRETE OUTPUT, S | JB70 DOOR
AF0077 | 2684693-19,2684693-33 | 5094-IY8XT, 8 ANALOG INPUT, TC/RTD/ I&V | JB70 DOOR
AU0060 | 2684693-22 | 5094-AENTRXT, FLEX 5000 I/O | JB70 DOOR
AU0070 | 2684693-22 | 5094-AENTRXT, FLEX 5000 I/O | JB70 DOOR
FU0060 | 1043265-1,1043265-5 | FUSE, 10A | JB70 DOOR
FU0061 | 1043265-1,1043265-5 | FUSE, 10A | JB70 DOOR
FU0062 | 1043265-1,1043265-5 | FUSE, 10A | JB70 DOOR
FU0063 | 1043265-1,1043265-5 | FUSE, 10A | JB70 DOOR
FU0070 | 1043265-1,1043265-5 | FUSE, 10A | JB70 DOOR
FU0071 | 1043265-1,1043265-5 | FUSE, 10A | JB70 DOOR
GR0134 | 903849C1 | RAIL GROUND, DIN RAIL GROUNDING | JB70 DOOR
GR0135 | 903849C1 | RAIL GROUND, DIN RAIL GROUNDING | JB70 DOOR
XT0060 | 1066730-7,1066730-8 | TERMINAL BLOCK, SPRING, 4 CONDUCTOR,30-12 AWG (0.05-3.31 MM2),NON-IS | JB70 DOOR
XT0070 | 1066730-7,1066730-8 | TERMINAL BLOCK, SPRING, 4 CONDUCTOR,30-12 AWG (0.05-3.31 MM2),NON-IS | JB70 DOOR
FU0012 | 1043265-1,1043265-5 | FUSE, 10A | JB70 LEFT RAIL
FU0013 | 1043265-1,1043265-5 | FUSE, 10A | JB70 LEFT RAIL
FU0014 | 1043265-1,1043265-5 | FUSE, 10A | JB70 LEFT RAIL
FU0015 | 1043265-1,1043265-5 | FUSE, 10A | JB70 LEFT RAIL
FU0016 | 1043265-1,1043265-5 | FUSE, 10A | JB70 LEFT RAIL
FU0020 | 1043265-9 | FUSE, 30A | JB70 LEFT RAIL
FU0136 | 1043265-1,1043265-9 | FUSE, 30A | JB70 LEFT RAIL
FU0137 | 1043265-1,1043265-7 | FUSE, 20A | JB70 LEFT RAIL
FU0139 | 1043265-1,1043265-4 | FUSE, 5A | JB70 LEFT RAIL
GR1101 | 903849C1 | RAIL GROUND, DIN RAIL GROUNDING | JB70 LEFT RAIL
KA0130 | 1061979-1 | RELAY, LOWSPEED/OPEN PROBE SETPOINT | JB70 LEFT RAIL
KA0131 | 1061979-1 | RELAY, CONTROLLER ACTIVE | JB70 LEFT RAIL
KA0132 | 1061979-1 | RELAY, CONTROLLER ACTIVE | JB70 LEFT RAIL
KA0133 | 1061979-1 | RELAY, POST LUBE NOT REQUIRED | JB70 LEFT RAIL
KA0134 | 1061979-1 | RELAY, BACKUP COMMAND OFF | JB70 LEFT RAIL
KA0135 | 1061979-1 | RELAY, AC PRE/POST PUMP DRIVE | JB70 LEFT RAIL
KA0136 | 1061979-1 | RELAY, LUBE OIL HEADER^PRESSURE HIGH | JB70 LEFT RAIL
KA0137 | 1061979-1 | RELAY, LUBE PUMP INHIBIT | JB70 LEFT RAIL
KA0138 | 1061979-1 | RELAY, BACKUP LUBE OIL PUMP OFF | JB70 LEFT RAIL
KA0141 | 1061979-1 | RELAY, CONTROLLER ACTIVE | JB70 LEFT RAIL
KA0144 | 1061979-1 | RELAY, AC PRE-POST PUMP | JB70 LEFT RAIL
KA1020 | 1061979-1 | RELAY, IGNITION START | JB70 LEFT RAIL
KT0140 | 2651077-1 | TIMER RELAY, BACKUP PUMP POST LUBE OFF CYCLE | JB70 LEFT RAIL
KT0141 | 2651077-1 | TIMER RELAY, BACKUP POST LUBE CONTINUOUS | JB70 LEFT RAIL
KT0142 | 2651077-1 | TIMER RELAY, TOTAL POST LUBE | JB70 LEFT RAIL
KT0143 | 2651077-1 | TIMER RELAY, BACKUP PUMP POST LUBE ON CYCLE | JB70 LEFT RAIL
KT0144 | 2651077-1 | TIMER RELAY, HEADER PRESSURE HIGH BACKUP PUMP OFF | JB70 LEFT RAIL
KT0145 | 2651077-1 | TIMER RELAY, FIRE DETECTED ROLLDOWN LUBE | JB70 LEFT RAIL
KT0146 | 2651077-3 | TIMER RELAY, WATCHDOG | JB70 LEFT RAIL
XT0011 | 1066730-16,1066730-17 | TERMINAL STRIP, 2 CONDUCTOR | JB70 LEFT RAIL
XT0012 | 1066730-16,1066730-17 | TERMINAL STRIP, 2 CONDUCTOR | JB70 LEFT RAIL
XT0134 | 1066730-16,1066730-17 | TERMINAL STRIP, 2 CONDUCTOR | JB70 LEFT RAIL
XT0135 | 1066730-7,1066730-8 | TERMINAL BLOCK, SPRING, 4 CONDUCTOR,30-12 AWG (0.05-3.31 MM2),NON-IS | JB70 LEFT RAIL
XT0136 | 1066730-7,1066730-8 | TERMINAL BLOCK, SPRING, 4 CONDUCTOR,30-12 AWG (0.05-3.31 MM2),NON-IS | JB70 LEFT RAIL
XT0137 | 1066730-5,1066730-7,1066730-8,1067996-4 | TERMINAL BLOCK, SPRING, 4 CONDUCTOR,30-12 AWG (0.05-3.31 MM2),NON-IS | JB70 LEFT RAIL
XT0138 | 1066730-16,1066730-17 | TERMINAL STRIP, 2 CONDUCTOR | JB70 LEFT RAIL
XT0139 | 1066730-7,1066730-8 | TERMINAL BLOCK, SPRING, 4 CONDUCTOR,30-12 AWG (0.05-3.31 MM2),NON-IS | JB70 LEFT RAIL
XT0140 | 1066730-7,1066730-8 | TERMINAL BLOCK, SPRING, 4 CONDUCTOR,30-12 AWG (0.05-3.31 MM2),NON-IS | JB70 LEFT RAIL
AF0081 | 2684693-18,2684693-28 | 5094-IB16SXT, 16 DISCRETE INPUT, S | JB70 PANEL
AF0082 | 2684693-17,2684693-23 | 5094-IB16XT, 16 DISCRETE INPUT | JB70 PANEL
AF0083 | 2684693-19,2684693-33 | 5094-IY8XT, 8 ANALOG INPUT, TC/RTD/ I&V | JB70 PANEL
AF0084 | 2684693-19,2684693-33 | 5094-IY8XT, 8 ANALOG INPUT, TC/RTD/ I&V | JB70 PANEL
AF0085 | 2684693-18,2684693-56 | 5094-IF8IHXT, 8 ANALOG INPUT, ISOLATED | JB70 PANEL
AF0086 | 2684693-18,2684693-56 | 5094-IF8IHXT, 8 ANALOG INPUT, ISOLATED | JB70 PANEL
AF0087 | 2684693-17,2684693-23 | 5094-IB16XT, 16 DISCRETE INPUT | JB70 PANEL
AF0091 | 2684693-17,2684693-23 | 5094-IB16XT, 16 DISCRETE INPUT | JB70 PANEL
AF0092 | 2684693-17,2684693-24 | 5094-OB16XT, 16 DISCRETE OUTPUT | JB70 PANEL
AF0093 | 2684693-17,2684693-24 | 5094-OB16XT, 16 DISCRETE OUTPUT | JB70 PANEL
AF0094 | 2684693-19,2684693-33 | 5094-IY8XT, 8 ANALOG INPUT, TC/RTD/ I&V | JB70 PANEL
AF0095 | 2684693-17,2684693-25 | 5094-OB8XT, 8 DISCRETE OUTPUT | JB70 PANEL
AF0400 | 1322418-31,1322418-73 | 1444-TSCX02-02RB, 2-CH TACHOMETER INPUT^DYNAMIX 1444 VIBRATION | JB70 PANEL
AF0410 | 1322418-11,1322418-70 | 1444-DYN04-01RA, 4-CH VIBRATION INPUT^DYNAMIX 1444 VIBRATION | JB70 PANEL
AF0420 | 1322418-11,1322418-71 | 1444-DYN04-01RA, 4-CH VIBRATION INPUT^DYNAMIX 1444 VIBRATION | JB70 PANEL
AF0440 | 1322418-11,1322418-20,1322418-70,1322418-71 | 1444-DYN04-01RA, 4-CH VIBRATION INPUT^DYNAMIX 1444 VIBRATION | JB70 PANEL
AF0450 | 1322418-11,1322418-70 | 1444-DYN04-01RA, 4-CH VIBRATION INPUT^DYNAMIX 1444 VIBRATION | JB70 PANEL
AP0601 | 1089241-36 | 1756-EN2TXT, ETHERNET | JB70 PANEL
AP0602 | 1089241-40 | 1756-EN2TRXT, ETHERNET | JB70 PANEL
AP0603 | 1089241-40 | 1756-EN2TRXT, ETHERNET | JB70 PANEL
AP0604 | 1089241-20 | MODULE, BLANK FILLER | JB70 PANEL
AP0605 | 1089241-20 | MODULE, BLANK FILLER | JB70 PANEL
AP0606 | 1089241-36 | 1756-EN2TXT, ETHERNET | JB70 PANEL
AR0600 | 1089241-29,19298R1 | RACK CHASSIS, 1756-A7XT (7 SLOT) | JB70 PANEL
AT0600 | 1089241-43 | 1756-L83EXTS, CONTROLLER^GUARDLOGIX | JB70 PANEL
AT0680 | 1634974-100 | GATEWAY MODULE, TURBOTRONIC GATEWAY | JB70 PANEL
AU0080 | 2684693-22 | 5094-AENTRXT, FLEX 5000 I/O | JB70 PANEL
AU0090 | 2684693-22 | 5094-AENTRXT, FLEX 5000 I/O | JB70 PANEL
FU0010 | 1043265-1,1043265-5 | FUSE, 10A | JB70 PANEL
FU0080 | 1043265-1,1043265-5 | FUSE, 10A | JB70 PANEL
FU0081 | 1043265-1,1043265-5 | FUSE, 10A | JB70 PANEL
FU0082 | 1043265-1,1043265-5 | FUSE, 10A | JB70 PANEL
FU0090 | 1043265-1,1043265-5 | FUSE, 10A | JB70 PANEL
FU0091 | 1043265-1,1043265-5 | FUSE, 10A | JB70 PANEL
FU0092 | 1043265-1,1043265-5 | FUSE, 10A | JB70 PANEL
FU0093 | 1043265-1,1043265-5 | FUSE, 10A | JB70 PANEL
FU0113 | 1043265-1,1043265-4 | FUSE, 5A | JB70 PANEL
FU0680 | 1043265-1,1043265-4 | FUSE, 5A | JB70 PANEL
GR0131 | 903849C1 | RAIL GROUND, DIN RAIL GROUNDING | JB70 PANEL
GR0132 | 903849C1 | RAIL GROUND, DIN RAIL GROUNDING | JB70 PANEL
GR0133 | 903849C1 | RAIL GROUND, DIN RAIL GROUNDING | JB70 PANEL
GR0680 | 903849C1 | RAIL GROUND, DIN RAIL GROUNDING | JB70 PANEL
IEG0230 | 232941-300 | BUS BAR, PANEL B - INSTRUMENT EARTH GROUNDING | JB70 PANEL
KA3103 | 1061979-1 | RELAY, LUBE OIL TANK HEATER | JB70 PANEL
KA3220 | 1061979-1 | RELAY, LUBE OIL COOLER FAN #1 | JB70 PANEL
KA3221 | 1061979-1 | RELAY, LUBE OIL COOLER FAN #2 | JB70 PANEL
KA3222 | 1061979-1 | RELAY, LUBE OIL COOLER FAN #3 | JB70 PANEL
PC0470 | 2271605-1 | TIMER/COUNTER, ENGINE HOUR / START COUNTER | JB70 PANEL
PEG0130 | 232941-300 | BUS BAR, PANEL A - POWER EARTH GROUNDING | JB70 PANEL
RR0851 | 1066738-11 | RESISTOR, 3.01K OHM | JB70 PANEL
RR0852 | 1066738-8 | RESISTOR, 1.0K OHM | JB70 PANEL
UV0600 | 1089241-28 | POWER SUPPLY, RSLOGIX CHASSIS | JB70 PANEL
XT0080 | 1066730-7,1066730-8 | TERMINAL BLOCK, SPRING, 4 CONDUCTOR,30-12 AWG (0.05-3.31 MM2),NON-IS | JB70 PANEL
XT0085 | 1066730-7,1066730-8 | TERMINAL BLOCK, SPRING, 4 CONDUCTOR,30-12 AWG (0.05-3.31 MM2),NON-IS | JB70 PANEL
XT0090 | 1066730-7,1066730-8 | TERMINAL BLOCK, SPRING, 4 CONDUCTOR,30-12 AWG (0.05-3.31 MM2),NON-IS | JB70 PANEL
XT0110 | 1066730-7,1067996-82 | TERMINAL BLOCK, SPRING, 4 CONDUCTOR,30-12 AWG (0.05-3.31 MM2),NON-IS | JB70 PANEL
XT0400 | 1066730-1,1066730-2 | TERMINAL STRIP, 4 CONDUCTOR | JB70 PANEL
XT0680 | 1066730-7,1066730-8,1067996-4 | TERMINAL BLOCK, SPRING, 4 CONDUCTOR,30-12 AWG (0.05-3.31 MM2),NON-IS | JB70 PANEL
FU0210 | 1043265-1,1043265-7 | FUSE, 20A | JB70 RIGHT RAIL
FU0211 | 1043265-1,1043265-5 | FUSE, 10A | JB70 RIGHT RAIL
FU0212 | 1043265-1,1043265-5 | FUSE, 10A | JB70 RIGHT RAIL
GR1100 | 903849C1 | RAIL GROUND, DIN RAIL GROUNDING | JB70 RIGHT RAIL
KA0217 | 1061979-1 | RELAY, MAIN GAS FUEL ACTUATOR ENABLE | JB70 RIGHT RAIL
KA0221 | 1061979-1 | RELAY, PRIMARY GAS FUEL^SHUTOFF VALVE | JB70 RIGHT RAIL
KA0222 | 1061979-1 | RELAY, SECONDARY GAS FUEL^ SHUTOFF VALVE | JB70 RIGHT RAIL
KA0231 | 1061979-1 | RELAY, CONTROLLER ACTIVE | JB70 RIGHT RAIL
KA0232 | 1061979-1 | RELAY, CONTROLLER ACTIVE | JB70 RIGHT RAIL
KA0233 | 1061979-1 | RELAY, CONTROLLER ACTIVE | JB70 RIGHT RAIL
KA0234 | 1061979-1 | RELAY, CONTROLLER ACTIVE | JB70 RIGHT RAIL
KA0235 | 1061979-1 | RELAY, NO EMERGENCY ^SHUTDOWN SUMMARY | JB70 RIGHT RAIL
KA0236 | 1061979-1 | RELAY, NO EMERGENCY ^SHUTDOWN SUMMARY | JB70 RIGHT RAIL
KA0237 | 1061979-1 | RELAY, NO EMERGENCY^SHUTDOWN SUMMARY | JB70 RIGHT RAIL
KA0238 | 1061979-1 | RELAY, NO EMERGENCY SHUTDOWN SUMMARY | JB70 RIGHT RAIL
KA0239 | 1061979-1 | RELAY, NO EMERGENCY SHUTDOWN SUMMARY | JB70 RIGHT RAIL
KA0240 | 1061979-1 | RELAY, NO EMERGENCY SHUTDOWN SUMMARY | JB70 RIGHT RAIL
KA0241 | 1061979-1 | RELAY, BACKUP SYSTEM RESET | JB70 RIGHT RAIL
KA0242 | 1061979-1 | RELAY, BACKUP SYSTEM RESET | JB70 RIGHT RAIL
KA0243 | 1061979-1 | RELAY, NO FIRE DETECTED | JB70 RIGHT RAIL
KA0244 | 1061979-1 | RELAY, NO FIRE DETECTED | JB70 RIGHT RAIL
KA0245 | 1061979-1 | RELAY, NO GAS DETECTED | JB70 RIGHT RAIL
KA0246 | 1061979-1 | RELAY, NO FIRE DETECTED | JB70 RIGHT RAIL
KA0247 | 1061979-1 | RELAY, NO FIRE DETECTED | JB70 RIGHT RAIL
KA0248 | 1061979-1 | RELAY, NO EMERGENCY SHUTDOWN SUMMARY | JB70 RIGHT RAIL
KA0249 | 1061979-1 | RELAY, NO GAS DETECTED | JB70 RIGHT RAIL
KA0250 | 1061979-1 | RELAY, NO EMERGENCY SHUTDOWN SUMMARY | JB70 RIGHT RAIL
UA1200 | 1053834-6 | BUOS MODULE, BACKUP OVERSPEED | JB70 RIGHT RAIL
XT0233 | 1066730-7,1066730-8 | TERMINAL BLOCK, SPRING, 4 CONDUCTOR,30-12 AWG (0.05-3.31 MM2),NON-IS | JB70 RIGHT RAIL
XT0235 | 1066730-7,1066730-8 | TERMINAL BLOCK, SPRING, 4 CONDUCTOR,30-12 AWG (0.05-3.31 MM2),NON-IS | JB70 RIGHT RAIL
XT0236 | 1066730-7,1066730-8,1067996-4,1067996-82 | TERMINAL BLOCK, SPRING, 4 CONDUCTOR,30-12 AWG (0.05-3.31 MM2),NON-IS | JB70 RIGHT RAIL
XT0237 | 1066730-10,1066730-9 | DIODE TERMINAL STRIP, 4 CONDUCTOR | JB70 RIGHT RAIL
XT0240 | 1066730-7,1066730-8 | TERMINAL BLOCK, SPRING, 4 CONDUCTOR,30-12 AWG (0.05-3.31 MM2),NON-IS | JB70 RIGHT RAIL
XT2130 | 1066730-7,1066730-8 | TERMINAL BLOCK, SPRING, 4 CONDUCTOR,30-12 AWG (0.05-3.31 MM2),NON-IS | JB70 RIGHT RAIL
AT1100 | 1577354-4501 | WORKSTATION, VERSA VIEW 1200H | JB71
BA1100 | 1337728-10 | SWITCH, ETAP, DLR INTERFACE | JB71
FU1100 | 1043265-1,1043265-4 | FUSE, 5A | JB71
FU1101 | 1043265-1,1043265-3 | FUSE, 2A | JB71
FU1213 | 1043265-1,1043265-3 | FUSE, 2A | JB71
GR0050 | 903849C1 | RAIL GROUND, DIN RAIL GROUNDING | JB71
GR1110 | 903849C1 | RAIL GROUND, DIN RAIL GROUNDING | JB71
GR1111 | 903849C1 | RAIL GROUND, DIN RAIL GROUNDING | JB71
IEG0050 | 232941-200 | BUS BAR, HMIS BOX - INSTRUMENT EARTH GROUNDING | JB71
PEG1110 | 232941-200 | BUS BAR, HMIS BOX - POWER EARTH GROUNDING | JB71
SA0471 | 1035040-1652,2380746-2 | SELECTOR SWITCH, SPEED/LOAD | JB71
SA0472 | 1035040-125,2380746-2 | SELECTOR SWITCH, VOLTAGE | JB71
SA0473 | 1035040-849,2380746-5 | SELECTOR SWITCH, OFF/LOCAL/AUXILIARY | JB71
SB0471 | 1035040-119,2380746-1 | PUSHBUTTON SWITCH, HORN SILENCE | JB71
SB0472 | 1035040-32,2380746-4 | PUSHBUTTON SWITCH, EMERGENCY STOP | JB71
SB0473 | 1035040-120,2380746-1 | PUSHBUTTON SWITCH, ACKNOWLEDGE | JB71
SB0474 | 1035040-121,2380746-1 | PUSHBUTTON SWITCH, RESET | JB71
SH0470 | 1035040-108,2380746-3 | LIGHTED SWITCH, STOP/STOPPING, RED | JB71
SH0471 | 1035040-103,2380746-3 | LIGHTED SWITCH, START/STARTING, GREEN | JB71
SH0472 | 1035040-822,2380746-3 | LIGHTED SWITCH, BACKUP SYSTEM ACTIVE/RESET, AMBER | JB71
XT0071 | 1066730-1,1066730-7,1066730-8 | TERMINAL BLOCK, SPRING, 4 CONDUCTOR,30-12 AWG (0.05-3.31 MM2),NON-IS | JB71
XT0150 | 1066730-7,1066730-8 | TERMINAL BLOCK, SPRING, 4 CONDUCTOR,30-12 AWG (0.05-3.31 MM2),NON-IS | JB71
XT0352 | 1066730-16,1066730-17 | TERMINAL STRIP, 2 CONDUCTOR | JB72
BA1213 | 1337728-13 | SWITCH, ETAP, DLR INTERFACE | LEFT PANEL
F0200 | 1022716-1 | EMI/SURGE FILTER, 24VDC | LEFT PANEL
FU0011 | 1043265-9 | FUSE, 30A | LEFT PANEL
GR0110 | 903849C1 | RAIL GROUND, DIN RAIL GROUNDING | LEFT PANEL
GR0111 | 903849C1 | RAIL GROUND, DIN RAIL GROUNDING | LEFT PANEL
GR0112 | 903849C1 | RAIL GROUND, DIN RAIL GROUNDING | LEFT PANEL
QS0560 | 1126803 | CIRCUIT BREAKER, DOUBLE POLE - RAIL MOUNTABLE | LEFT PANEL
XT0013 | 1066730-16,1066730-17 | TERMINAL STRIP, 2 CONDUCTOR | LEFT PANEL
XT0014 | 1066730-16,1066730-17 | TERMINAL STRIP, 2 CONDUCTOR | LEFT PANEL
XT0345 | 1066730-7,1066730-8 | TERMINAL BLOCK, SPRING, 4 CONDUCTOR,30-12 AWG (0.05-3.31 MM2),NON-IS | LEFT PANEL
PA0700 | 1035040-182,1035040-2343,1565287-10 | AMMETER, CURRENT MEASUREMENT | METER PANEL
PA0701 | 1616415-2 | AMMETER, EXCITER FIELD CURRENT | METER PANEL
PA0703 | 1620357-15 | METER, POWER | METER PANEL
PA0771 | 1616419-3 | WATT METER, POWER FACTOR | METER PANEL
PA4100 | 1035040-182,1565287-10 | AMMETER, CURRENT | METER PANEL
PF0701 | 1616418-2 | METER, FREQUENCY MEASUREMENT | METER PANEL
PV0700 | 1620356-20 | VOLT METER, VOLTAGE MEASUREMEMT | METER PANEL
PV0701 | 1616416-2 | VOLTMETER, EXCITER FIELD VOLTAGE | METER PANEL
BUOSM | CUSTOMER DEFINED |  | PANEL
CC9002 | CUSTOMER DEFINED | COMPONENT DESCRIPTION, OFFSKID FUEL VALVE OPEN | PANEL
KA0182 | [2]1061979-1 | RELAY, WHRS PURGE FLOW ESTABLISHED | PANEL
SB7510 | CUSTOMER DEFINED | PUSHBUTTON SWITCH, START REMOTE | PANEL
SB7511 | CUSTOMER DEFINED | PUSHBUTTON SWITCH, NORMAL STOP REMOTE | PANEL
SB7512 | CUSTOMER DEFINED | PUSHBUTTON SWITCH, EMERGENCY STOP (CUSTOMER) | PANEL
SB7551 | CUSTOMER DEFINED | PUSHBUTTON SWITCH, REMOTE INCREASE VOLTAGE | PANEL
SB7552 | CUSTOMER DEFINED | PUSHBUTTON SWITCH, REMOTE DECREASE VOLTAGE | PANEL
SB7554 | CUSTOMER DEFINED | PUSHBUTTON SWITCH, SPEED INCREASE (EXTERNAL) | PANEL
SB7555 | CUSTOMER DEFINED | PUSHBUTTON SWITCH, SPEED DECREASE (EXTERNAL) | PANEL
FU0190 | 1043265-1,1043265-5 | FUSE, 10A | PWR RAIL
FU0200 | 1043265-1,1043265-5 | FUSE, 10A | PWR RAIL
FU0201 | 1043265-1,1043265-5 | FUSE, 10A | PWR RAIL
FU0202 | 1043265-1,1043265-5 | FUSE, 10A | PWR RAIL
FU0273 | 1043265-1,1043265-4 | FUSE, 5A | PWR RAIL
XT0561 | 1066730-53,1066730-7 | TERMINAL BLOCK, SPRING, 4 CONDUCTOR,30-12 AWG (0.05-3.31 MM2),NON-IS | PWR RAIL
XT0562 | 1066730-53,1066730-7 | TERMINAL BLOCK, SPRING, 4 CONDUCTOR,30-12 AWG (0.05-3.31 MM2),NON-IS | PWR RAIL
XT0563 | 1066730-7,1067996-4 | TERMINAL BLOCK, SPRING, 4 CONDUCTOR,30-12 AWG (0.05-3.31 MM2),NON-IS | PWR RAIL
HL0701 | 1751651-2 | LIGHT, GENERATOR CIRCUIT BREAKER OPEN, GREEN | SWITCH PANEL
HL0702 | 1751651-1 | LIGHT, GENERATOR CIRCUIT BREAKER CLOSED, RED | SWITCH PANEL
HL0703 | 910087C1 | LIGHT, GENERATOR SYNCHRONIZING - PHASE A, CLEAR | SWITCH PANEL
HL0704 | 910087C1 | LIGHT, GENERATOR SYNCHRONIZING - PHASE C, CLEAR | SWITCH PANEL
PF0700 | 1614318-2 | GAGE, SYNCHROSCOPE | SWITCH PANEL
SA0700 | 1051149-3 | SELECTOR SWITCH, MANUAL SYNCHRONIZATION | SWITCH PANEL
SA0701 | 1051149-5 | SELECTOR SWITCH, CIRCUIT BREAKER CONTROL | SWITCH PANEL
SA0710 | 1051149-4 | SELECTOR SWITCH, VOLTAGE SELECT | SWITCH PANEL
SA0740 | 1051149-2 | SELECTOR SWITCH, CURRENT SELECT | SWITCH PANEL
SA0770 | 1051149-1 | SELECTOR SWITCH, KW/KVAR SELECT | SWITCH PANEL
AF0201 | PARTOFTCPASSY | 5094-IB32XT, 32 DISCRETE INPUT | TCP
AF0202 | PARTOFTCPASSY | 5094-OB32XT, 32 DISCRETE OUTPUT | TCP
AU0200 | PARTOFTCPASSY | 5094-AENTRXT, FLEX 5000 I/O | TCP
GR0200 | PARTOFTCPASSY | RAIL LUG, DIN RAIL GROUNDING | TCP
HL0400 | PARTOFTCPASSY | LIGHT, READY, GREEN | TCP
HL0401 | PARTOFTCPASSY | LIGHT, STARTING, WHITE | TCP
HL0402 | PARTOFTCPASSY | LIGHT, READY TO LOAD, WHITE | TCP
HL0403 | PARTOFTCPASSY | LIGHT, ON LOAD, WHITE | TCP
HL0404 | PARTOFTCPASSY | LIGHT, SPARE, WHITE | TCP
HL0405 | PARTOFTCPASSY | LIGHT, LOCAL/AUXILIARY SELECT, WHITE | TCP
HL0406 | PARTOFTCPASSY | LIGHT, SPARE, WHITE | TCP
HL0407 | PARTOFTCPASSY | LIGHT, COOLDOWN, WHITE | TCP
HL0408 | PARTOFTCPASSY | LIGHT, STOPPING, WHITE | TCP
HL0409 | PARTOFTCPASSY | LIGHT, ALARM SUMMARY, AMBER | TCP
HL0410 | PARTOFTCPASSY | LIGHT, BACKUP ACTIVE, AMBER | TCP
HL0411 | PARTOFTCPASSY | LIGHT, SHUTDOWN SUMMARY, RED | TCP
SA0401 | PARTOFTCPASSY | SELECTOR SWITCH, BACKUP SYSTEM RESET | TCP
SB0400 | PARTOFTCPASSY | PUSHBUTTON SWITCH, EMERGENCY STOP | TCP
SB0401 | PARTOFTCPASSY | PUSHBUTTON SWITCH, HORN SILENCE | TCP
SB0402 | PARTOFTCPASSY | PUSHBUTTON SWITCH, ACKNOWLEDGE | TCP
SB0403 | PARTOFTCPASSY | PUSHBUTTON SWITCH, RESET | TCP
SB0404 | PARTOFTCPASSY | PUSHBUTTON SWITCH, LAMP TEST | TCP
SB0405 | PARTOFTCPASSY | PUSHBUTTON SWITCH, START | TCP
SB0406 | PARTOFTCPASSY | PUSHBUTTON SWITCH, NORMAL STOP | TCP
SB0407 | PARTOFTCPASSY | PUSHBUTTON SWITCH, SPEED/LOAD DECREASE | TCP
SB0408 | PARTOFTCPASSY | PUSHBUTTON SWITCH, SPEED/LOAD INCREASE | TCP
SH0400 | PARTOFTCPASSY | LIGHTED SWITCH, SPARE, WHITE | TCP
SH0401 | PARTOFTCPASSY | LIGHTED SWITCH, SPARE, WHITE | TCP
SH0404 | PARTOFTCPASSY | LIGHTED SWITCH, SPARE, WHITE | TCP
SH0405 | PARTOFTCPASSY | LIGHTED SWITCH, SPARE, WHITE | TCP
SH0408 | PARTOFTCPASSY | LIGHTED SWITCH, SPARE, WHITE | TCP
SH0409 | PARTOFTCPASSY | LIGHTED SWITCH, SPARE, WHITE | TCP
SH0410 | PARTOFTCPASSY | LIGHTED SWITCH, SPARE, WHITE | TCP
SH0411 | PARTOFTCPASSY | LIGHTED SWITCH, VOLTAGE DECREASE SELECT, WHITE | TCP
SH0412 | PARTOFTCPASSY | LIGHTED SWITCH, VOLTAGE INCREASE SELECT, WHITE | TCP
XT0564 | PARTOFTCPASSY | TERMINAL STRIP, SYSTEM FUNCTION (USE) | TCP