## Blue Labels
(SHT 1) JB70 | (SHT 10) GENERATOR PANEL | (SHT 11) JB100 DRIVER PANEL | (SHT 2) INSIDE DOOR JB70 | (SHT 3) LEFT WALL JB70 | (SHT 4) RIGHT WALL JB70 | (SHT 5) TURBINE PANEL | (SHT 7) INSIDE DOOR JB72 | (SHT 8) JB72 | (SHT 9) JB72
AT1100 | UJ0131 | WC0068 | GR0132 | BA1100 | GR0133 | FU0680 | AU0120 | GR0144 | GR0145
SB0471 | XT0014 | AF0067 | GR0131 | FU1100 |  | FU0080 | AF0121 | IEG0140
SB0473 | FU0332 | AF0066 |  | FU1101 |  | FU0081 | AF0122 | PEG0140
SB0474 | FU0333 | AF0065 |  | UJ1100 |  | FU0090 | AF0123
SA0471 | FU0334 | AF0064 |  | GR0130 |  | FU0091 | AF0124
SA0472 | FU0335 | AF0063 |  | PEG0130 |  | FU0092 | AF0125
SA0473 | FU0336 | AF0062 |  | IEG0130 |  | FU0136 | GR0120
SH0471 | FU0130 | AF0061 |  |  |  | FU0137 | AF0185
SH0470 | FU0180 | AU0060 |  |  |  | FU0139 | AF0184
SH0472 | FU0181 | GR0110 |  |  |  | FU2220 | AF0183
HA0472 | FU0120 | AF0068 |  |  |  | FU0211 | AF0182
SB0472 | FU0121 | PC0471 |  |  |  | FU2240 | AF0181
| GR0140 | XT0060 |  |  |  | FU0110 | AU0180
| FU0011 | XT0233 |  |  |  | FU0113 | GR0180
| FU0012 | XT0234 |  |  |  | AF0087
| FU0013 | XT0235 |  |  |  | AF0086
| FU0014 | XT0237 |  |  |  | AF0085
| FU0015 | XT0100 |  |  |  | AF0084
| FU0017 | XT0102 |  |  |  | AF0083
| XT0011 | XT1200 |  |  |  | AF0082
| GR0141 | GR0111 |  |  |  | AF0081
| AT0600 | UA1200 |  |  |  | AU0080
| UV0600 | IEG0110 |  |  |  | XT0472
| AP0601 | WC0078 |  |  |  | XT0140
| AP0602 | XT0070 |  |  |  | GR0134
| AP0603 | XT1440 |  |  |  | AT0680
| AP0604 | XT0242 |  |  |  | XT0680
| AP0605 | FU0060 |  |  |  | XT0400
| AP0606 | FU0061 |  |  |  | AF0450
| AR0600 | FU0062 |  |  |  | AF0410
| XT0500 | FU0063 |  |  |  | AF0400
| AF0510 | FU0064 |  |  |  | XT0080
| XT0180 | FU0070 |  |  |  | XT0090
| XT0085 | FU0071 |  |  |  | XT0110
| XT0130 | FU0072 |  |  |  | XT0175
| XT0332 | FU0210 |  |  |  | XT0138
| XT0333 | FU0212 |  |  |  | XT0139
| XT0334 | KA0130 |  |  |  | XT0134
| XT0335 | KA0233 |  |  |  | XT0135
| XT0336 | KA0234 |  |  |  | XT0136
| XT0337 | KA0235 |  |  |  | XT0137
| XT0338 | KA0236 |  |  |  | XT0240
| XT6211 | KA0237 |  |  |  | XT0241
| XT0370 | KA0250 |  |  |  | XT0236
| XT0120 | KA0337 |  |  |  | XT0238
| GR0142 | KA0338 |  |  |  | XT1201
| KA0313 | KA0221 |  |  |  | XT2220
| XT0313 | KA0222 |  |  |  | XT2240
| FU0313 | KA0223 |  |  |  | UA1520
| FU0314 | KA0224 |  |  |  | XT1520
| XT0360 | KT0146 |  |  |  | XT1521
| XT0360 | AF0078 |  |  |  | GR0135
| KA0121 | GR0112 |  |  |  | AF0420
| KA0123 | AU0070 |  |  |  | PC0470
| KA0128 | AF0071 |  |  |  | XT6210
| KA0310 | AF0072 |  |  |  | KA0231
| KA0330 | AF0073 |  |  |  | KA0232
| KA0331 | AF0074 |  |  |  | KA0131
| KA0332 | AF0075 |  |  |  | KA0132
| KA0333 | AF0076 |  |  |  | KA0141
| KA0335 | AF0077 |  |  |  | KA0133
| KA0336 | GR0113 |  |  |  | KA0134
| KA0180 |  |  |  |  | KA0144
| KA0181 |  |  |  |  | KA0136
| KA0182 |  |  |  |  | KA0137
| KA0183 |  |  |  |  | KA0138
| KA0185 |  |  |  |  | KA0875
| KA0135 |  |  |  |  | KT0140
| KA3103 |  |  |  |  | KT0141
| KA6211 |  |  |  |  | KT0142
| KA6221 |  |  |  |  | KT0143
| KA4100 |  |  |  |  | KT0144
| KA3420 |  |  |  |  | KT0145
| GR0143 |  |  |  |  | KA0900
| XT0351 |  |  |  |  | KA0901
| XT0352 |  |  |  |  | KA0238
| GR0146 |  |  |  |  | KA0239
| XT0350 |  |  |  |  | KA0240
| AT0140 |  |  |  |  | KA0241
KA0242
KA0243
KA0244
KA0245
KA0246
KA0247
KA0248
KA0249
KA1020
KA0176
KA0177
GR0136
AU0090
AF0091
AF0092
AF0093
AF0094
AF0095
AF0096
GR0137

## White Labels
(SHT 10) GENERATOR PANEL | (SHT 10) GENERATOR PANEL - (SHT 8) JB72 | (SHT 7) INSIDE DOOR JB72 | (SHT 7) INSIDE DOOR JB72 - (SHT 8) JB72 | (SHT 11) JB100 DRIVER PANEL | (SHT 1) JB70 - (SHT 3) LEFT WALL JB70 | (SHT 3) LEFT WALL JB70 - (SHT 5) TURBINE PANEL | (SHT 5) TURBINE PANEL
UV0600G | AT0140LS(S) | AF0123G | IEG01401 | AF0064G | PEG01302 | 0V | AF0083G
WC8101 | EXCS | AF0184G | IEG01403 | AF0065G |  | IEG01301 | AF0084G
WC8201 | IEG01402 | AU0120G | IEG01406 | AF0066G |  | IEG01302 | AF0085G
WC8202 | IEG01404 | AU0180G | IEG01407 | AF0071G |  | IEG01303 | AU0080G
WC8301 | PEG01403 |  |  | AF0072G |  | IEG01304 | AU0090G
XT05001 | PMGS |  |  | AF0073G |  | IEG01305 | XT04001
|  |  |  | AF0074G |  |  | XT04002
AF0075G
AU0060G
AU0070G
IEG01101
IEG01102
IEG01103
IEG01104
IEG01105
IEG01106
IEG01107

## Heat Shrink Labels
(SHT 10) GENERATOR PANEL | (SHT 11) JB100 DRIVER PANEL | (SHT 5) TURBINE PANEL
WC8009 | WC4093 | WC4749
WC4094
WC4095
WC4524

## GENERATOR PANEL
GENERATOR PANEL
JB72
Project # | H3350
Project Name | CINCINNATI T130 GS CR U2
Revision | A.2
Controls DE | J.PASARIN
Phone: | 0
Controls ME | R.DURAN
Phone:
From | [5 empty] | To
Device ID | Cable (W) Conductor (SC) Jumper Clip (JC) | Wire No. | Wire ID | Gauge/Size | Page/Zone | Device ID | Location | Page/Zone
XT0011:2 | JC | 523NEG | CLIP | --- | 10.C3 | XT0011:3 | GENERATOR PANEL | 10.C3
XT0011:3 | JC | 523NEG | CLIP | --- | 10.C3 | XT0011:4 | GENERATOR PANEL | 10.C3
XT0011:4 | JC | 523NEG | CLIP | --- | 10.C3 | XT0011:5 | GENERATOR PANEL | 10.C3
XT0120:1 | JC | 0V | CLIP | --- | 19.D1 | XT0120:2 | GENERATOR PANEL | 19.D1
XT0130:3 | JC | 0V | CLIP | --- | 19.A5 | XT0130:2 | GENERATOR PANEL | 19.A5
XT0180:1 | JC | 0V | CLIP | --- | 20.B1 | XT0180:2 | GENERATOR PANEL | 20.B1
XT0333:1 | JC | FU0332 | CLIP | --- | 18.B3 | XT0333:2 | GENERATOR PANEL | 18.C3
XT0336:2 | JC | 0V | CLIP | --- | 18.C4 | XT0336:3 | GENERATOR PANEL | 18.C4
XT0336:3 | JC | 0V | CLIP | --- | 18.C4 | XT0336:4 | GENERATOR PANEL | 18.D4
XT0336:4 | JC | 0V | CLIP | --- | 18.D4 | XT0336:5 | GENERATOR PANEL | 18.D4
XT0336:5 | JC | 0V | CLIP | --- | 18.D4 | XT0336:6 | GENERATOR PANEL | 18.D4
XT0350:2 | JC | CCT1(+) | CLIP | --- | 94.A4 | XT0350:1 | GENERATOR PANEL | 94.A4
XT0350:4 | JC | CCT1(-) | CLIP | --- | 94.A4 | XT0350:3 | GENERATOR PANEL | 94.A4
XT0351:1 | JC | VBUSA | CLIP | --- | 92.B4 | XT0351:2 | GENERATOR PANEL | 92.B4
XT0351:11 | JC | VGENB | CLIP | --- | 92.D4 | XT0351:12 | GENERATOR PANEL | 92.D4
XT0351:13 | JC | VGENC | CLIP | --- | 92.D4 | XT0351:14 | GENERATOR PANEL | 92.D4
XT0351:3 | JC | VBUSB | CLIP | --- | 92.B4 | XT0351:4 | GENERATOR PANEL | 92.B4
XT0351:5 | JC | VBUSC | CLIP | --- | 92.B4 | XT0351:6 | GENERATOR PANEL | 92.B4
XT0351:9 | JC | VGENA | CLIP | --- | 92.D4 | XT0351:10 | GENERATOR PANEL | 92.D4
XT0370:1 | JC | EXC1 | CLIP | --- | 93.D4 | XT0370:2 | GENERATOR PANEL | 93.D5
XT0370:4 | JC | EXC2 | CLIP | --- | 93.D4 | XT0370:3 | GENERATOR PANEL | 93.D5
XT0370:5 | JC | EXCS | CLIP | --- | 93.D4 | XT0370:6 | GENERATOR PANEL | 93.D5
XT0352:4 | SC | JW70 | CLIP | CLIP | 94.B4 | XT0352:5 | GENERATOR PANEL | 94.B4
XT0352:5 | SC | JW71 | CLIP | CLIP | 94.B4 | XT0352:6 | GENERATOR PANEL | 94.B4
XT0352:6 | SC | JW72 | CLIP | CLIP | 94.B4 | XT0352:7 | GENERATOR PANEL | 94.B4
AF0510:32 | SC | XT05001 | GRN | 16 | 19.B4 | XT0500:1 | GENERATOR PANEL | 19.C4
AF0510:53 | SC | 0V | WHT | 16 | 19.B4 | XT0130:2 | GENERATOR PANEL | 19.A5
AF0510:55 | SC | FU0130 | WHT | 16 | 19.B4 | FU0130:LD | GENERATOR PANEL | 19.C1
AR0600:IE1 | SC | UV0600G | GRN | 14 | 4.A2 | UV0600:GND | GENERATOR PANEL | 4.B2
AT0140:13 VGEN-A | SC | VGENA | RED | 16 | 92.D7 | XT0351:9 | GENERATOR PANEL | 92.D4
AT0140:14 VGEN-B | SC | VGENB | RED | 16 | 92.D7 | XT0351:11 | GENERATOR PANEL | 92.D4
AT0140:15 VGEN-C | SC | VGENC | RED | 16 | 92.D7 | XT0351:13 | GENERATOR PANEL | 92.D4
AT0140:17 VBUS-A | SC | VBUSA | RED | 16 | 92.B7 | XT0351:2 | GENERATOR PANEL | 92.B4
AT0140:18 VBUS-B | SC | VBUSB | RED | 16 | 92.B7 | XT0351:3 | GENERATOR PANEL | 92.B4
AT0140:19 VBUS-C | SC | VBUSC | RED | 16 | 92.B7 | XT0351:5 | GENERATOR PANEL | 92.B4
AT0140:27 ID RLY | SC | CCT1(+) | BLU | 12 | 94.A7 | XT0350:2 | GENERATOR PANEL | 94.A4
AT0140:28 ID RLY | SC | CCT1(-) | BLU | 12 | 94.A7 | XT0350:4 | GENERATOR PANEL | 94.A4
AT0140:29 FLT | SC | KA0310A2 | WHT | 20 | 19.D6 | KA0310:A2 | GENERATOR PANEL | 18.B5
AT0140:3 EX-D(-) | SC | 0V | WHT | 16 | 95.C7 | XT0336:4 | GENERATOR PANEL | 18.D4
AT0140:30 FLT | SC | 0V | WHT | 14 | 19.D6 | XT0336:4 | GENERATOR PANEL | 18.D4
AT0140:33 ID RES(+) | SC | CCT1(+) | BLU | 12 | 94.A7 | XT0350:1 | GENERATOR PANEL | 94.A4
AT0140:34 ID RES(-) | SC | AT014034 | WHT | 16 | 94.A7 | AT0140:42 ID(+) | GENERATOR PANEL | 94.A7
AT0140:36 I1(+) | SC | MCTA | BLU | 12 | 94.B7 | XT0352:1 | GENERATOR PANEL | 94.B4
AT0140:37 I1(-) | SC | MCTAN | BLU | 12 | 94.B7 | XT0352:6 | GENERATOR PANEL | 94.B4
AT0140:38 I2(+) | SC | MCTB | BLU | 12 | 94.B7 | XT0352:2 | GENERATOR PANEL | 94.B4
AT0140:39 I2(-) | SC | MCTBN | BLU | 12 | 94.B7 | XT0352:5 | GENERATOR PANEL | 94.B4
AT0140:4 EX-D(+) | SC | KA012314 | WHT | 16 | 95.C7 | KA0123:14 | GENERATOR PANEL | 18.B5
AT0140:40 I3(+) | SC | MCTC | BLU | 12 | 94.B7 | XT0352:3 | GENERATOR PANEL | 94.B4
AT0140:41 I3(-) | SC | MCTN | BLU | 12 | 94.B7 | XT0352:4 | GENERATOR PANEL | 94.B4
AT0140:43 ID(-) | SC | CCT1(-) | BLU | 12 | 94.A7 | XT0350:3 | GENERATOR PANEL | 94.A4
AT0140:47 BAT(+) | SC | FU0334 | WHT | 16 | 19.D6 | XT0335:2 | GENERATOR PANEL | 18.B4
AT0140:48 BAT(-) | SC | 0V | WHT | 16 | 19.D6 | XT0336:4 | GENERATOR PANEL | 18.D4
FU0011:LD | SC | UJ0131P | WHT | 12 | 10.B3 | UJ0131:+ | GENERATOR PANEL | 10.B4
FU0012:LI | SC | 523POS | --- | BUS | 10.B3 | FU0013:LI | GENERATOR PANEL | 10.B3
FU0012:LI | SC | 523POS | --- | BUS | 10.B3 | XT0014:1 | GENERATOR PANEL | 10.B2
FU0013:LI | SC | 523POS | --- | BUS | 10.B3 | FU0014:LI | GENERATOR PANEL | 10.C3
FU0014:LI | SC | 523POS | --- | BUS | 10.C3 | FU0015:LI | GENERATOR PANEL | 10.C3
FU0015:LI | SC | 523POS | --- | BUS | 10.C3 | FU0017:LI | GENERATOR PANEL | 10.C3
FU0120:LI | SC | FU0332 | WHT | 14 | 19.D1 | FU0121:LI | GENERATOR PANEL | 19.D1
FU0120:LI | SC | FU0332 | WHT | 14 | 19.D1 | FU0130:LI | GENERATOR PANEL | 19.C1
FU0121:LI | SC | FU0332 | WHT | 14 | 19.D1 | FU0180:LI | GENERATOR PANEL | 20.B1
FU0130:LI | SC | FU0332 | WHT | 14 | 19.C1 | XT0130:1 | GENERATOR PANEL | 19.A5
FU0180:LI | SC | FU0332 | WHT | 14 | 20.B1 | FU0181:LI | GENERATOR PANEL | 20.B1
FU0332:LD | SC | FU0332 | WHT | 14 | 18.B2 | XT0333:1 | GENERATOR PANEL | 18.B3
FU0332:LI | SC | 24V | WHT | 12 | 18.B2 | XT0332:1 | GENERATOR PANEL | 18.B2
FU0333:LD | SC | FU0333 | WHT | 16 | 18.B3 | XT0335:1 | GENERATOR PANEL | 18.B4
FU0333:LI | SC | FU0332 | WHT | 14 | 18.B3 | XT0333:1 | GENERATOR PANEL | 18.B3
FU0333:LI | SC | FU0332 | WHT | 14 | 18.B3 | FU0334:LI | GENERATOR PANEL | 18.B3
FU0334:LD | SC | FU0334 | WHT | 14 | 18.B3 | XT0335:2 | GENERATOR PANEL | 18.B4
FU0334:LI | SC | FU0332 | WHT | 14 | 18.B3 | FU0335:LI | GENERATOR PANEL | 18.A3
FU0335:LD | SC | FU0335 | WHT | 14 | 18.A3 | XT0335:3 | GENERATOR PANEL | 18.A4
FU0335:LI | SC | FU0332 | WHT | 14 | 18.A3 | FU0336:LI | GENERATOR PANEL | 18.A3
FU0336:LD | SC | FU0336 | WHT | 14 | 18.A3 | UV0600:(+) | GENERATOR PANEL | 4.B2
KA0121:11 | SC | KA018511 | WHT | 20 | 22.C5 | XT0337:7 | GENERATOR PANEL | 22.C3
KA0121:14 | SC | FU0333 | WHT | 20 | 22.C5 | XT0337:6 | GENERATOR PANEL | 22.C3
KA0123:A1 | SC | 012103 | WHT | 20 | 21.A5 | KA0313:2 | GENERATOR PANEL | 21.A5
KA0123:A2 | SC | 012119 | WHT | 20 | 21.A5 | KA0313:7 | GENERATOR PANEL | 21.A5
KA0128:11 | SC | KA0333A1 | WHT | 20 | 22.B5 | KA0335:21 | GENERATOR PANEL | 22.B5
KA0128:14 | SC | FU0333 | WHT | 20 | 22.B5 | KA0335:22 | GENERATOR PANEL | 22.B5
KA0128:14 | SC | FU0333 | WHT | 20 | 22.B5 | XT0337:1 | GENERATOR PANEL | 22.B3
KA0128:21 | SC | CCKA01282 | WHT | 20 | 23.B6 | XT0338:7 | GENERATOR PANEL | 23.B5
KA0128:22 | SC | CCKA01283 | WHT | 20 | 23.B6 | XT0338:8 | GENERATOR PANEL | 23.B5
KA0128:24 | SC | CCKA01281 | WHT | 20 | 23.B6 | XT0338:6 | GENERATOR PANEL | 23.B5
KA0180:21 | SC | CC75802 | WHT | 20 | 24.A5 | XT0338:4 | GENERATOR PANEL | 24.A5
KA0180:22 | SC | CC75803 | WHT | 20 | 24.A5 | XT0338:5 | GENERATOR PANEL | 24.A5
KA0180:24 | SC | CC75801 | WHT | 20 | 24.A5 | XT0338:3 | GENERATOR PANEL | 24.A5
KA0185:11 | SC | KA018511 | WHT | 20 | 22.C3 | XT0337:7 | GENERATOR PANEL | 22.C3
KA0185:14 | SC | KA0332A1 | WHT | 20 | 22.C3 | XT0337:8 | GENERATOR PANEL | 22.C3
KA0185:A2 | SC | KA0185A2 | WHT | 20 | 24.C5 | XT0338:1 | GENERATOR PANEL | 24.C5
KA0310:21 | SC | KA0333A1 | WHT | 20 | 22.B5 | KA0335:21 | GENERATOR PANEL | 22.B5
KA0310:21 | SC | KA0333A1 | WHT | 20 | 22.B5 | XT0337:2 | GENERATOR PANEL | 22.B3
KA0310:24 | SC | FU0333 | WHT | 20 | 22.B5 | KA0335:22 | GENERATOR PANEL | 22.B5
KA0310:A1 | SC | FU0334 | WHT | 20 | 18.B5 | KA0123:11 | GENERATOR PANEL | 18.B5
KA0310:A1 | SC | FU0334 | WHT | 20 | 18.B5 | XT0335:2 | GENERATOR PANEL | 18.B4
KA0330:A1 | SC | KA0330A1 | WHT | 20 | 22.B6 | XT0337:3 | GENERATOR PANEL | 22.B3
KA0330:A2 | SC | 0V | WHT | 20 | 22.B6 | KA0331:A2 | GENERATOR PANEL | 22.C6
KA0330:A2 | SC | 0V | WHT | 20 | 22.B6 | KA0333:A2 | GENERATOR PANEL | 22.B6
KA0331:A1 | SC | KA0331A1 | WHT | 20 | 22.C6 | XT0337:5 | GENERATOR PANEL | 22.C3
KA0331:A2 | SC | 0V | WHT | 20 | 22.C6 | KA0332:A2 | GENERATOR PANEL | 22.C6
KA0332:11 | SC | CCKA03321 | WHT | 20 | 23.C6 | XT0338:9 | GENERATOR PANEL | 23.C5
KA0332:14 | SC | CCKA03322 | WHT | 20 | 23.C6 | XT0338:10 | GENERATOR PANEL | 23.C5
KA0332:A1 | SC | KA0332A1 | WHT | 20 | 22.C6 | XT0337:8 | GENERATOR PANEL | 22.C3
KA0332:A2 | SC | 0V | WHT | 20 | 22.C6 | XT0337:9 | GENERATOR PANEL | 22.D3
KA0333:11 | SC | CCKA03331 | WHT | 20 | 23.C6 | KA0335:11 | GENERATOR PANEL | 23.C6
KA0333:11 | SC | CCKA03331 | WHT | 20 | 23.C6 | XT0338:11 | GENERATOR PANEL | 23.C5
KA0333:14 | SC | CCKA03332 | WHT | 20 | 23.C6 | KA0335:12 | GENERATOR PANEL | 23.C6
KA0333:14 | SC | CCKA03332 | WHT | 20 | 23.C6 | XT0338:12 | GENERATOR PANEL | 23.C5
KA0333:A1 | SC | KA0333A1 | WHT | 20 | 22.B6 | XT0337:2 | GENERATOR PANEL | 22.B3
KA0335:A1 | SC | ESTOP | WHT | 20 | 18.C5 | XT0336:1 | GENERATOR PANEL | 18.C4
KA0335:A2 | SC | 0V | WHT | 16 | 18.C5 | XT0336:2 | GENERATOR PANEL | 18.C4
KA0336:14 | SC | KA033614 | WHT | 20 | 80.B5 | KA4100:A1 | GENERATOR PANEL | 80.B6
KA0336:A1 | SC | KA0231A1 | WHT | 14 | 18.C3 | XT0334:2 | GENERATOR PANEL | 18.C2
KA0336:A2 | SC | 0V | WHT | 16 | 18.C3 | XT0336:2 | GENERATOR PANEL | 18.C4
KA6211:A1 | SC | KA6211A1 | WHT | 20 | 106.A6 | XT6211:3 | GENERATOR PANEL | 106.A6
KA6221:A1 | SC | KA024424 | WHT | 20 | 106.C6 | XT6211:6 | GENERATOR PANEL | 106.C6
RR0851: -3.01K OHM | SC | FU0335 | LEAD | --- | 10.C6 | XT0085:1 | GENERATOR PANEL | 10.C6
RR0851: -3.01K OHM | SC | 018501 | LEAD | --- | 10.C6 | XT0085:2 | GENERATOR PANEL | 10.C6
RR0852: -1.0K OHM | SC | 0V | LEAD | --- | 10.C6 | XT0085:3 | GENERATOR PANEL | 10.C6
RR0852: -1.0K OHM | SC | 018501 | LEAD | --- | 10.C6 | XT0085:2 | GENERATOR PANEL | 10.C6
UJ0131:- | SC | 521NEG | WHT | 12 | 10.B4 | XT0011:1 | GENERATOR PANEL | 10.B3
UJ0131:OUT(-) | SC | 0V | WHT | 10 | 10.B4 | XT0334:1 | GENERATOR PANEL | 18.C2
UJ0131:OUT(+) | SC | 24V | WHT | 10 | 10.B4 | XT0332:1 | GENERATOR PANEL | 18.B2
UV0600:(-) | SC | 0V | WHT | 16 | 4.B2 | XT0336:4 | GENERATOR PANEL | 18.D4
XT0085:1 | SC | FU0335 | WHT | 14 | 10.C6 | XT0335:3 | GENERATOR PANEL | 18.A4
XT0085:3 | SC | 0V | WHT | 16 | 10.C6 | XT0336:6 | GENERATOR PANEL | 18.D4
XT0120:1 | SC | 0V | WHT | 14 | 19.D1 | XT0130:3 | GENERATOR PANEL | 19.A5
XT0120:2 | SC | 0V | WHT | 16 | 19.D1 | XT0180:1 | GENERATOR PANEL | 20.B1
XT0333:2 | SC | FU0332 | WHT | 14 | 18.C3 | XT0130:1 | GENERATOR PANEL | 19.A5
XT0334:1 | SC | 0V | WHT | 16 | 18.C2 | XT0336:2 | GENERATOR PANEL | 18.C4
XT0336:3 | SC | 0V | WHT | 16 | 18.C4 | XT0130:2 | GENERATOR PANEL | 19.A5
XT0337:6 | SC | FU0333 | WHT | 16 | 22.C3 | XT0335:1 | GENERATOR PANEL | 18.B4
XT0337:6 | SC | FU0333 | WHT | 20 | 22.C3 | XT0337:1 | GENERATOR PANEL | 22.B3
XT0337:9 | SC | 0V | WHT | 16 | 22.D3 | XT0336:3 | GENERATOR PANEL | 18.C4
AP0602:L2 | WC0001 | AP0602L2 | ENET | CABLE | 4.A4 | AP0603:L1 | GENERATOR PANEL | 4.A4
AT0140:1 LS(+) | WC8009 | AT0140LS(+) | WHT | 16 | 95.C7 | XT0337:10 | GENERATOR PANEL | 95.C4
AT0140:2 LS(-) | WC8009 | AT0140LS(-) | BLK | 16 | 95.C7 | XT0337:11 | GENERATOR PANEL | 95.C4
FW140:3 | WC8009 | AT0140LS(S) | SH | 16 | 95.C6 | XT0337:12 | GENERATOR PANEL | 95.C4
FU0313:LD | WC8101 | PMG1 | WHT | 12 | 93.B5 | XT0360:1 | GENERATOR PANEL | 93.B4
FU0314:LD | WC8101 | PMG2 | BLK | 12 | 93.B5 | XT0360:2 | GENERATOR PANEL | 93.B4
XT0360:4 | WC8101 | PMGS | SH | 12 | 93.B4 | XT0360:3 | GENERATOR PANEL | 93.B5
FU0313:LI | WC8201 | FU0313 | WHT | 12 | 93.B5 | KA0313:1 | GENERATOR PANEL | 93.B6
FU0314:LI | WC8201 | FU0314 | BLK | 12 | 93.B5 | KA0313:8 | GENERATOR PANEL | 93.B6
XT0360:3 | WC8201 | PMGS | SH | 12 | 93.B5 | XT0313:1 | GENERATOR PANEL | 93.B6
AT0140:54 EXC(+) | WC8202 | EXC1 | WHT | 12 | 93.D7 | XT0370:2 | GENERATOR PANEL | 93.D5
AT0140:55 EXC(-) | WC8202 | EXC2 | BLK | 12 | 93.D7 | XT0370:3 | GENERATOR PANEL | 93.D5
FW140:1 | WC8202 | EXCS | SH | 12 | 93.D6 | XT0370:6 | GENERATOR PANEL | 93.D5
AT0140:49 PMG-A | WC8301 | PMG14C | WHT | 12 | 93.B7 | KA0313:3 | GENERATOR PANEL | 93.B6
AT0140:50 PMG-B | WC8301 | PMG14A | BLK | 12 | 93.B7 | KA0313:6 | GENERATOR PANEL | 93.B6
FW140:2 | WC8301 | PMGS | SH | 12 | 93.B6 | XT0313:1 | GENERATOR PANEL | 93.B6
AT0140:FG 56 | SC | AT0140G | GRN/YEL | 12 | 19.D6 | FRAME | GENERATOR PANEL | 19.D7
GR0140: | SC | GR0140 | GRN/YEL | 14 | 3.B4 | FRAME | GENERATOR PANEL | 3.B4
GR0141: | SC | GR0141 | GRN/YEL | 14 | 3.B4 | FRAME | GENERATOR PANEL | 3.B4
GR0142: | SC | GR0142 | GRN/YEL | 14 | 3.B4 | FRAME | GENERATOR PANEL | 3.B4
GR0143: | SC | GR0143 | GRN/YEL | 14 | 3.B4 | FRAME | GENERATOR PANEL | 3.B4
GR0146: | SC | GR0146 | GRN/YEL | 14 | 3.B5 | FRAME | GENERATOR PANEL | 3.B5
UJ0131:G | SC | UJ0131G | GRN/YEL | 12 | 10.B4 | FRAME | GENERATOR PANEL | 10.B4
FU0120:LD | SC | FU0120 | WHT | 14 | 19.D1 | AU0120:V+ | INSIDE DOOR JB72 | 19.C1
FU0121:LD | SC | FU0121 | WHT | 14 | 19.D1 | AF0121:V+ | INSIDE DOOR JB72 | 19.D2
FU0180:LD | SC | FU0180 | WHT | 16 | 20.B1 | AU0180:V+ | INSIDE DOOR JB72 | 20.A2
FU0181:LD | SC | FU0181 | WHT | 16 | 20.B1 | AF0181:V+ | INSIDE DOOR JB72 | 20.B2
KA0121:A1 | SC | 012101 | WHT | 20 | 21.A5 | AF0121:01 | INSIDE DOOR JB72 | 21.A7
KA0121:A2 | SC | 012117 | WHT | 20 | 21.A5 | AF0121:17 | INSIDE DOOR JB72 | 21.A7
KA0123:A1 | SC | 012103 | WHT | 20 | 21.A5 | AF0121:03 | INSIDE DOOR JB72 | 21.A7
KA0123:A2 | SC | 012119 | WHT | 20 | 21.A5 | AF0121:19 | INSIDE DOOR JB72 | 21.A7
KA0128:A1 | SC | 012108 | WHT | 20 | 21.B5 | AF0121:08 | INSIDE DOOR JB72 | 21.B7
KA0128:A2 | SC | 012124 | WHT | 20 | 21.B5 | AF0121:24 | INSIDE DOOR JB72 | 21.B7
KA0180:A1 | SC | 018100 | WHT | 20 | 24.A5 | AF0181:00 | INSIDE DOOR JB72 | 24.A7
KA0180:A2 | SC | 018116 | WHT | 20 | 24.A5 | AF0181:16 | INSIDE DOOR JB72 | 24.A7
KA0181:A1 | SC | 018102 | WHT | 20 | 108.C5 | AF0181:02 | INSIDE DOOR JB72 | 108.C7
KA0181:A2 | SC | 018118 | WHT | 20 | 108.C5 | AF0181:18 | INSIDE DOOR JB72 | 108.C7
KA0182:A1 | SC | 012400 | WHT | 20 | 108.C5 | AF0124:00 | INSIDE DOOR JB72 | 108.C7
KA0182:A2 | SC | 012416 | WHT | 20 | 108.C5 | AF0124:16 | INSIDE DOOR JB72 | 108.C7
KA0183:A1 | SC | 018106 | WHT | 20 | 108.D5 | AF0181:06 | INSIDE DOOR JB72 | 108.D7
KA0183:A2 | SC | 018122 | WHT | 20 | 108.D5 | AF0181:22 | INSIDE DOOR JB72 | 108.D7
KA0185:A1 | SC | 018110 | WHT | 20 | 24.C5 | AF0181:10 | INSIDE DOOR JB72 | 24.C7
KA0310:11 | SC | 012202 | WHT | 20 | 23.B6 | AF0122:02 | INSIDE DOOR JB72 | 23.B7
KA0310:14 | SC | 012234 | WHT | 20 | 23.B6 | AF0122:34 | INSIDE DOOR JB72 | 23.B7
KA0330:11 | SC | 012200 | WHT | 20 | 23.A6 | AF0122:00 | INSIDE DOOR JB72 | 23.A7
KA0330:14 | SC | 012232 | WHT | 20 | 23.A6 | AF0122:32 | INSIDE DOOR JB72 | 23.A7
KA0331:11 | SC | 012201 | WHT | 20 | 23.A6 | AF0122:01 | INSIDE DOOR JB72 | 23.A7
KA0331:14 | SC | 012233 | WHT | 20 | 23.A6 | AF0122:33 | INSIDE DOOR JB72 | 23.A7
KA0336:11 | SC | 012114 | WHT | 20 | 80.B5 | AF0121:14 | INSIDE DOOR JB72 | 80.B6
KA3103:A1 | SC | 012100 | WHT | 20 | 89.A5 | AF0121:00 | INSIDE DOOR JB72 | 89.A7
KA3103:A2 | SC | 012116 | WHT | 20 | 89.A5 | AF0121:16 | INSIDE DOOR JB72 | 89.A7
KA3420:A1 | SC | 012107 | WHT | 20 | 83.B5 | AF0121:07 | INSIDE DOOR JB72 | 83.B7
KA3420:A2 | SC | 012123 | WHT | 20 | 83.B5 | AF0121:23 | INSIDE DOOR JB72 | 83.B7
KA4100:A2 | SC | 012130 | WHT | 20 | 80.B6 | AF0121:30 | INSIDE DOOR JB72 | 80.B6
KA6211:A2 | SC | 012122 | WHT | 20 | 106.A6 | AF0121:22 | INSIDE DOOR JB72 | 106.A7
KA6221:A2 | SC | 012121 | WHT | 20 | 106.C6 | AF0121:21 | INSIDE DOOR JB72 | 106.C7
UJ0131:IOUT | SC | UJ0131IOUT | WHT | 20 | 10.B4 | AF0123:06 | INSIDE DOOR JB72 | 10.B7
UJ0131:OK1 | SC | UJ0131OK1 | WHT | 20 | 10.B4 | AF0122:40 | INSIDE DOOR JB72 | 10.B7
UJ0131:OK2 | SC | UJ0131OK2 | WHT | 20 | 10.B4 | AF0122:08 | INSIDE DOOR JB72 | 10.B7
UJ0131:VIN | SC | UJ0131VIN | WHT | 20 | 10.B4 | AF0123:00 | INSIDE DOOR JB72 | 10.A7
XT0085:2 | SC | 018501 | WHT | 20 | 10.C6 | AF0185:01 | INSIDE DOOR JB72 | 10.C7
XT0085:3 | SC | 0V | WHT | 16 | 10.C6 | AF0185:17 | INSIDE DOOR JB72 | 10.C7
XT0120:1 | SC | 0V | WHT | 14 | 19.D1 | AU0120:COM | INSIDE DOOR JB72 | 19.C1
XT0120:2 | SC | 0V | WHT | 14 | 19.D1 | AF0121:COM | INSIDE DOOR JB72 | 19.D2
XT0180:1 | SC | 0V | WHT | 16 | 20.B1 | AU0180:COM | INSIDE DOOR JB72 | 20.A2
XT0180:2 | SC | 0V | WHT | 14 | 20.B1 | AF0181:COM | INSIDE DOOR JB72 | 20.B2
XT0336:5 | SC | 0V | WHT | 16 | 18.D4 | AF0123:07 | INSIDE DOOR JB72 | 10.B7
XT0336:5 | SC | 0V | WHT | 16 | 18.D4 | AF0123:01 | INSIDE DOOR JB72 | 10.A7
XT0338:2 | SC | 018126 | WHT | 20 | 24.C5 | AF0181:26 | INSIDE DOOR JB72 | 24.C7
XT6211:1 | SC | 012138 | WHT | 20 | 106.A6 | AF0121:38 | INSIDE DOOR JB72 | 106.A7
XT6211:2 | SC | 012106 | WHT | 20 | 106.A6 | AF0121:06 | INSIDE DOOR JB72 | 106.A7
XT6211:4 | SC | 012137 | WHT | 20 | 106.C6 | AF0121:37 | INSIDE DOOR JB72 | 106.C7
XT6211:5 | SC | 012105 | WHT | 20 | 106.C6 | AF0121:05 | INSIDE DOOR JB72 | 106.C7
AT0140:P1 | WC0012 | AU0120L2 | ENET | CABLE | 19.D6 | AU0120:L2 | INSIDE DOOR JB72 | 19.C1
AT0140:P2 | WC0014 | AT0140L2 | ENET | CABLE | 19.D6 | AU0180:L1 | INSIDE DOOR JB72 | 20.A2
AF0510:L2 | WC0051 | AF0510L2 | ENET | CABLE | 19.B4 | AU0120:L1 | INSIDE DOOR JB72 | 19.C1
AF0510:L1 | WC0006 | AU0060L2 | ENET | CABLE | 19.B4 | AU0060:L2 | JB100 DRIVER PANEL | 8.C2
AR0600:IE2 | SC | IEG01404 | GRN | 12 | 4.A2 | IEG0140:4 | JB72 | 4.B5
XT0313:1 | SC | PMGS | GRN/YEL | 12 | 93.B6 | PEG0140:1 | JB72 | 93.B6
XT0337:12 | SC | AT0140LS(S) | GRN | 12 | 95.C4 | IEG0140:5 | JB72 | 95.C6
XT0352:7 | SC | PEG01403 | GRN/YEL | 12 | 94.B4 | PEG0140:3 | JB72 | 94.B5
XT0370:6 | SC | EXCS | GRN/YEL | 12 | 93.D5 | PEG0140:2 | JB72 | 93.D6
XT0500:2 | SC | IEG01402 | GRN | 14 | 19.B5 | IEG0140:2 | JB72 | 19.B6
AP0603:L2 | WC0003 | AP0603L2 | ENET | CABLE | 4.A4 | AU0090:L1 | TURBINE PANEL | 7.C1
KA0135:A1 | WC0135 | KA0135A1 | WHT | 18 | 85.B6 | XT0137:2 | TURBINE PANEL | 12.C6
KA0135:A2 | WC0135 | 0V | BLK | 18 | 85.B6 | XT0137:3 | TURBINE PANEL | 12.C6
AP0606:L1 | WC0607 | AT0680LAN1 | ENET | CABLE | 4.A5 | AT0680:LAN1 | TURBINE PANEL | 6.B4
XT6211:1 | WC6211 | 012138 | RED | 18 | 106.A6 | XT6210:5 | TURBINE PANEL | 106.A6
XT6211:2 | WC6211 | 012106 | WHT | 18 | 106.A6 | XT6210:2 | TURBINE PANEL | 106.A6
XT6211:3 | WC6211 | KA6211A1 | BLK | 18 | 106.A6 | XT6210:6 | TURBINE PANEL | 106.A6
XT6211:4 | WC6221 | 012137 | RED | 18 | 106.C6 | XT6210:7 | TURBINE PANEL | 106.C6
XT6211:5 | WC6221 | 012105 | WHT | 18 | 106.C6 | XT6210:4 | TURBINE PANEL | 106.C5
XT6211:6 | WC6221 | KA024424 | BLK | 18 | 106.C6 | XT6210:8 | TURBINE PANEL | 106.C6
XT0333:2 | WC8220 | FU0332 | 1 | 12 | 18.C3 | FU0136:LI | TURBINE PANEL | 11.A3
XT0336:5 | WC8220 | 0V | 2 | 12 | 18.D4 | XT0134:1 | TURBINE PANEL | 11.B3
XT0334:2 | WC8221 | KA0231A1 | 2 | 12 | 18.C2 | XT0136:9 | TURBINE PANEL | 13.A5
XT0336:1 | WC8221 | ESTOP | 1 | 12 | 18.C4 | XT0240:5 | TURBINE PANEL | 15.B3
SolarTools ver. 24.0.84.24712 (Jul 31, 2025)
Report date: 1/15/2026 1:18 PM

## INSIDE DOOR JB70
INSIDE DOOR JB70
Project # | H3350
Project Name | CINCINNATI T130 GS CR U2
Revision | A.2
Controls DE | J.PASARIN
Phone: | 0
Controls ME | R.DURAN
Phone:
From | [5 empty] | To
Device ID | Cable (W) Conductor (SC) Jumper Clip (JC) | Wire No. | Wire ID | Gauge/Size | Page/Zone | Device ID | Location | Page/Zone
GR0131: | SC | GR0131 | GRN/YEL | 14 | 3.A4 | FRAME | INSIDE DOOR JB70 | 3.A4
GR0132: | SC | GR0132 | GRN/YEL | 14 | 3.A4 | FRAME | INSIDE DOOR JB70 | 3.A4
SolarTools ver. 24.0.84.24712 (Jul 31, 2025)
Report date: 1/15/2026 1:18 PM

## INSIDE DOOR JB72
INSIDE DOOR JB72
Project # | H3350
Project Name | CINCINNATI T130 GS CR U2
Revision | A.2
Controls DE | J.PASARIN
Phone: | 0
Controls ME | R.DURAN
Phone:
From | [5 empty] | To
Device ID | Cable (W) Conductor (SC) Jumper Clip (JC) | Wire No. | Wire ID | Gauge/Size | Page/Zone | Device ID | Location | Page/Zone
AF0182:01 | SC | JP3 | VIO | 20 | 31.A7 | AF0182:33 | INSIDE DOOR JB72 | 31.A7
AF0182:07 | SC | JP4 | VIO | 20 | 108.A7 | AF0182:39 | INSIDE DOOR JB72 | 108.A7
AF0182:15 | SC | JP6 | VIO | 20 | 108.B7 | AF0182:47 | INSIDE DOOR JB72 | 108.B7
AF0122:COM | SC | AF0122N | WHT | 16 | 19.D3 | AF0123:COM | INSIDE DOOR JB72 | 19.D3
AF0122:COM | SC | AU0120N | WHT | 16 | 19.D3 | AU0120:COM | INSIDE DOOR JB72 | 19.C1
AF0122:V+ | SC | AF0122P | WHT | 16 | 19.D3 | AF0123:V+ | INSIDE DOOR JB72 | 19.D3
AF0122:V+ | SC | AU0120P | WHT | 16 | 19.D3 | AU0120:V+ | INSIDE DOOR JB72 | 19.C1
AF0123:COM | SC | AF0123N | WHT | 16 | 19.D3 | AF0124:COM | INSIDE DOOR JB72 | 19.C4
AF0123:SH | SC | AF0123G | GRN | 14 | 19.D3 | AF0125:SH | INSIDE DOOR JB72 | 19.C5
AF0123:SH | SC | AU0120G | GRN | 14 | 19.D3 | AU0120:GND | INSIDE DOOR JB72 | 19.C1
AF0123:V+ | SC | AF0123P | WHT | 16 | 19.D3 | AF0124:V+ | INSIDE DOOR JB72 | 19.C4
AF0124:COM | SC | AF0124N | WHT | 16 | 19.C4 | AF0125:COM | INSIDE DOOR JB72 | 19.C5
AF0124:V+ | SC | AF0124P | WHT | 16 | 19.C4 | AF0125:V+ | INSIDE DOOR JB72 | 19.C5
AF0182:COM | SC | AF0182N | WHT | 16 | 20.B3 | AF0183:COM | INSIDE DOOR JB72 | 20.A4
AF0182:COM | SC | AU0180N | WHT | 16 | 20.B3 | AU0180:COM | INSIDE DOOR JB72 | 20.A2
AF0182:V+ | SC | AF0182P | WHT | 16 | 20.B3 | AF0183:V+ | INSIDE DOOR JB72 | 20.A4
AF0182:V+ | SC | AU0180P | WHT | 16 | 20.B3 | AU0180:V+ | INSIDE DOOR JB72 | 20.A2
AF0183:COM | SC | AF0183N | WHT | 16 | 20.A4 | AF0184:COM | INSIDE DOOR JB72 | 20.B4
AF0183:V+ | SC | AF0183P | WHT | 16 | 20.A4 | AF0184:V+ | INSIDE DOOR JB72 | 20.B4
AF0184:COM | SC | AF0184N | WHT | 16 | 20.B4 | AF0185:COM | INSIDE DOOR JB72 | 20.B5
AF0184:SH | SC | AF0184G | GRN | 14 | 20.B4 | AF0185:SH | INSIDE DOOR JB72 | 20.B5
AF0184:SH | SC | AU0180G | GRN | 14 | 20.B4 | AU0180:GND | INSIDE DOOR JB72 | 20.A2
AF0184:V+ | SC | AF0184P | WHT | 16 | 20.B4 | AF0185:V+ | INSIDE DOOR JB72 | 20.B5
AF0121:00 | SC | 012100 | WHT | 20 | 89.A7 | KA3103:A1 | GENERATOR PANEL | 89.A5
AF0121:01 | SC | 012101 | WHT | 20 | 21.A7 | KA0121:A1 | GENERATOR PANEL | 21.A5
AF0121:03 | SC | 012103 | WHT | 20 | 21.A7 | KA0123:A1 | GENERATOR PANEL | 21.A5
AF0121:05 | SC | 012105 | WHT | 20 | 106.C7 | XT6211:5 | GENERATOR PANEL | 106.C6
AF0121:06 | SC | 012106 | WHT | 20 | 106.A7 | XT6211:2 | GENERATOR PANEL | 106.A6
AF0121:07 | SC | 012107 | WHT | 20 | 83.B7 | KA3420:A1 | GENERATOR PANEL | 83.B5
AF0121:08 | SC | 012108 | WHT | 20 | 21.B7 | KA0128:A1 | GENERATOR PANEL | 21.B5
AF0121:14 | SC | 012114 | WHT | 20 | 80.B6 | KA0336:11 | GENERATOR PANEL | 80.B5
AF0121:16 | SC | 012116 | WHT | 20 | 89.A7 | KA3103:A2 | GENERATOR PANEL | 89.A5
AF0121:17 | SC | 012117 | WHT | 20 | 21.A7 | KA0121:A2 | GENERATOR PANEL | 21.A5
AF0121:19 | SC | 012119 | WHT | 20 | 21.A7 | KA0123:A2 | GENERATOR PANEL | 21.A5
AF0121:21 | SC | 012121 | WHT | 20 | 106.C7 | KA6221:A2 | GENERATOR PANEL | 106.C6
AF0121:22 | SC | 012122 | WHT | 20 | 106.A7 | KA6211:A2 | GENERATOR PANEL | 106.A6
AF0121:23 | SC | 012123 | WHT | 20 | 83.B7 | KA3420:A2 | GENERATOR PANEL | 83.B5
AF0121:24 | SC | 012124 | WHT | 20 | 21.B7 | KA0128:A2 | GENERATOR PANEL | 21.B5
AF0121:30 | SC | 012130 | WHT | 20 | 80.B6 | KA4100:A2 | GENERATOR PANEL | 80.B6
AF0121:37 | SC | 012137 | WHT | 20 | 106.C7 | XT6211:4 | GENERATOR PANEL | 106.C6
AF0121:38 | SC | 012138 | WHT | 20 | 106.A7 | XT6211:1 | GENERATOR PANEL | 106.A6
AF0121:COM | SC | 0V | WHT | 14 | 19.D2 | XT0120:2 | GENERATOR PANEL | 19.D1
AF0121:V+ | SC | FU0121 | WHT | 14 | 19.D2 | FU0121:LD | GENERATOR PANEL | 19.D1
AF0122:00 | SC | 012200 | WHT | 20 | 23.A7 | KA0330:11 | GENERATOR PANEL | 23.A6
AF0122:01 | SC | 012201 | WHT | 20 | 23.A7 | KA0331:11 | GENERATOR PANEL | 23.A6
AF0122:02 | SC | 012202 | WHT | 20 | 23.B7 | KA0310:11 | GENERATOR PANEL | 23.B6
AF0122:08 | SC | UJ0131OK2 | WHT | 20 | 10.B7 | UJ0131:OK2 | GENERATOR PANEL | 10.B4
AF0122:32 | SC | 012232 | WHT | 20 | 23.A7 | KA0330:14 | GENERATOR PANEL | 23.A6
AF0122:33 | SC | 012233 | WHT | 20 | 23.A7 | KA0331:14 | GENERATOR PANEL | 23.A6
AF0122:34 | SC | 012234 | WHT | 20 | 23.B7 | KA0310:14 | GENERATOR PANEL | 23.B6
AF0122:40 | SC | UJ0131OK1 | WHT | 20 | 10.B7 | UJ0131:OK1 | GENERATOR PANEL | 10.B4
AF0123:00 | SC | UJ0131VIN | WHT | 20 | 10.A7 | UJ0131:VIN | GENERATOR PANEL | 10.B4
AF0123:01 | SC | 0V | WHT | 16 | 10.A7 | XT0336:5 | GENERATOR PANEL | 18.D4
AF0123:06 | SC | UJ0131IOUT | WHT | 20 | 10.B7 | UJ0131:IOUT | GENERATOR PANEL | 10.B4
AF0123:07 | SC | 0V | WHT | 16 | 10.B7 | XT0336:5 | GENERATOR PANEL | 18.D4
AF0124:00 | SC | 012400 | WHT | 20 | 108.C7 | KA0182:A1 | GENERATOR PANEL | 108.C5
AF0124:16 | SC | 012416 | WHT | 20 | 108.C7 | KA0182:A2 | GENERATOR PANEL | 108.C5
AF0181:00 | SC | 018100 | WHT | 20 | 24.A7 | KA0180:A1 | GENERATOR PANEL | 24.A5
AF0181:02 | SC | 018102 | WHT | 20 | 108.C7 | KA0181:A1 | GENERATOR PANEL | 108.C5
AF0181:06 | SC | 018106 | WHT | 20 | 108.D7 | KA0183:A1 | GENERATOR PANEL | 108.D5
AF0181:10 | SC | 018110 | WHT | 20 | 24.C7 | KA0185:A1 | GENERATOR PANEL | 24.C5
AF0181:16 | SC | 018116 | WHT | 20 | 24.A7 | KA0180:A2 | GENERATOR PANEL | 24.A5
AF0181:18 | SC | 018118 | WHT | 20 | 108.C7 | KA0181:A2 | GENERATOR PANEL | 108.C5
AF0181:22 | SC | 018122 | WHT | 20 | 108.D7 | KA0183:A2 | GENERATOR PANEL | 108.D5
AF0181:26 | SC | 018126 | WHT | 20 | 24.C7 | XT0338:2 | GENERATOR PANEL | 24.C5
AF0181:COM | SC | 0V | WHT | 14 | 20.B2 | XT0180:2 | GENERATOR PANEL | 20.B1
AF0181:V+ | SC | FU0181 | WHT | 16 | 20.B2 | FU0181:LD | GENERATOR PANEL | 20.B1
AF0185:01 | SC | 018501 | WHT | 20 | 10.C7 | XT0085:2 | GENERATOR PANEL | 10.C6
AF0185:17 | SC | 0V | WHT | 16 | 10.C7 | XT0085:3 | GENERATOR PANEL | 10.C6
AU0120:COM | SC | 0V | WHT | 14 | 19.C1 | XT0120:1 | GENERATOR PANEL | 19.D1
AU0120:V+ | SC | FU0120 | WHT | 14 | 19.C1 | FU0120:LD | GENERATOR PANEL | 19.D1
AU0180:COM | SC | 0V | WHT | 16 | 20.A2 | XT0180:1 | GENERATOR PANEL | 20.B1
AU0180:V+ | SC | FU0180 | WHT | 16 | 20.A2 | FU0180:LD | GENERATOR PANEL | 20.B1
AU0120:L2 | WC0012 | AU0120L2 | ENET | CABLE | 19.C1 | AT0140:P1 | GENERATOR PANEL | 19.D6
AU0180:L1 | WC0014 | AT0140L2 | ENET | CABLE | 20.A2 | AT0140:P2 | GENERATOR PANEL | 19.D6
AU0120:L1 | WC0051 | AF0510L2 | ENET | CABLE | 19.C1 | AF0510:L2 | GENERATOR PANEL | 19.B4
AF0125:SH | SC | IEG01401 | GRN | 14 | 19.C5 | IEG0140:1 | JB72 | 19.D5
AF0185:SH | SC | IEG01403 | GRN | 14 | 20.B5 | IEG0140:3 | JB72 | 20.B6
GR0120: | SC | IEG01406 | GRN | 14 | 3.B6 | IEG0140:6 | JB72 | 3.B5
GR0180: | SC | IEG01407 | GRN | 14 | 3.B6 | IEG0140:7 | JB72 | 3.B5
AF0121:02 | WC0136 | KA013114 | WHT | 18 | 85.A7 | XT0137:1 | TURBINE PANEL | 12.C5
AF0121:04 | WC0136 | KA0133A1 | BLK | 18 | 85.A7 | XT0137:4 | TURBINE PANEL | 13.B5
SolarTools ver. 24.0.84.24712 (Jul 31, 2025)
Report date: 1/15/2026 1:18 PM

## JB100 DRIVER PANEL
JB100 DRIVER PANEL
JB100
Project # | H3350
Project Name | CINCINNATI T130 GS CR U2
Revision | A.2
Controls DE | J.PASARIN
Phone: | 0
Controls ME | R.DURAN
Phone:
From | [5 empty] | To
Device ID | Cable (W) Conductor (SC) Jumper Clip (JC) | Wire No. | Wire ID | Gauge/Size | Page/Zone | Device ID | Location | Page/Zone
XT0060:1 | JC | 0V | CLIP | --- | 8.D1 | XT0060:2 | JB100 DRIVER PANEL | 8.D1
XT0060:2 | JC | 0V | CLIP | --- | 8.D1 | XT0060:3 | JB100 DRIVER PANEL | 8.D1
XT0070:1 | JC | 0V | CLIP | --- | 8.B1 | XT0070:2 | JB100 DRIVER PANEL | 8.B1
XT0070:2 | JC | 0V | CLIP | --- | 8.B1 | XT0070:3 | JB100 DRIVER PANEL | 8.B1
XT0233:1 | JC | FU0210 | CLIP | --- | 11.C4 | XT0233:2 | JB100 DRIVER PANEL | 11.C4
XT0233:2 | JC | FU0210 | CLIP | --- | 11.C4 | XT0233:3 | JB100 DRIVER PANEL | 11.C4
XT0234:2 | JC | FU0136 | CLIP | --- | 11.C2 | XT0234:3 | JB100 DRIVER PANEL | 11.C2
XT0234:4 | JC | 0V | CLIP | --- | 11.C2 | XT0234:5 | JB100 DRIVER PANEL | 11.C2
XT0235:1 | JC | 0V | CLIP | --- | 11.D4 | XT0235:2 | JB100 DRIVER PANEL | 11.D4
XT0235:2 | JC | 0V | CLIP | --- | 11.D4 | XT0235:3 | JB100 DRIVER PANEL | 11.D4
XT0242:2 | JC | ESTOP | CLIP | --- | 15.B6 | XT0242:3 | JB100 DRIVER PANEL | 15.B6
AF0061:02 | SC | 006102 | WHT | 20 | 35.B7 | KA0233:14 | JB100 DRIVER PANEL | 35.B5
AF0061:06 | SC | 006106 | WHT | 20 | 63.A7 | KA0224:14 | JB100 DRIVER PANEL | 63.A6
AF0061:12 | SC | FCE14409 | WHT | 20 | 36.C7 | XT1440:9 | JB100 DRIVER PANEL | 36.C5
AF0061:14 | SC | 006114 | WHT | 20 | 36.B7 | KA0234:14 | JB100 DRIVER PANEL | 36.B5
AF0061:28 | SC | FCE144010 | WHT | 20 | 36.C7 | XT1440:10 | JB100 DRIVER PANEL | 36.C5
AF0061:30 | SC | FCE14408 | WHT | 20 | 36.B7 | XT1440:8 | JB100 DRIVER PANEL | 36.B5
AF0061:COM | SC | 0V | WHT | 16 | 8.C2 | XT0060:2 | JB100 DRIVER PANEL | 8.D1
AF0061:V+ | SC | FU0061 | WHT | 14 | 8.C2 | FU0061:LD | JB100 DRIVER PANEL | 8.D1
AF0062:00 | SC | KA022214 | WHT | 20 | 51.A7 | KA0222:14 | JB100 DRIVER PANEL | 51.A6
AF0062:10 | SC | KA022111 | WHT | 20 | 50.A7 | KA0221:11 | JB100 DRIVER PANEL | 50.A6
AF0062:COM | SC | 0V | WHT | 16 | 8.C3 | XT0060:2 | JB100 DRIVER PANEL | 8.D1
AF0062:V+ | SC | FU0062 | WHT | 14 | 8.C3 | FU0062:LD | JB100 DRIVER PANEL | 8.D1
AF0063:06 | SC | FCE144014 | WHT | 20 | 36.D7 | XT1440:14 | JB100 DRIVER PANEL | 36.D5
AF0063:07 | SC | FCE144012 | WHT | 20 | 36.C7 | XT1440:12 | JB100 DRIVER PANEL | 36.C5
AF0063:38 | SC | FCE144013 | WHT | 20 | 36.D7 | XT1440:13 | JB100 DRIVER PANEL | 36.D5
AF0063:39 | SC | FCE144011 | WHT | 20 | 36.C7 | XT1440:11 | JB100 DRIVER PANEL | 36.C5
AF0063:COM | SC | AF0063N | WHT | 16 | 8.C3 | AF0064:COM | JB100 DRIVER PANEL | 8.C4
AF0063:COM | SC | AU0060N | WHT | 16 | 8.C3 | AU0060:COM | JB100 DRIVER PANEL | 8.C2
AF0063:V+ | SC | AF0063P | WHT | 16 | 8.C3 | AF0064:V+ | JB100 DRIVER PANEL | 8.C4
AF0063:V+ | SC | AU0060P | WHT | 16 | 8.C3 | AU0060:V+ | JB100 DRIVER PANEL | 8.C2
AF0064:COM | SC | AF0064N | WHT | 16 | 8.C4 | AF0065:COM | JB100 DRIVER PANEL | 8.C5
AF0064:SH | SC | AF0064G | GRN | 14 | 8.C4 | AF0065:SH | JB100 DRIVER PANEL | 8.C5
AF0064:SH | SC | AU0060G | GRN | 14 | 8.C4 | AU0060:GND | JB100 DRIVER PANEL | 8.C2
AF0064:V+ | SC | AF0064P | WHT | 16 | 8.C4 | AF0065:V+ | JB100 DRIVER PANEL | 8.C5
AF0065:COM | SC | AF0065N | WHT | 16 | 8.C5 | AF0068:COM | JB100 DRIVER PANEL | 8.D7
AF0065:SH | SC | AF0065G | GRN | 16 | 8.C5 | AF0066:SH | JB100 DRIVER PANEL | 8.C5
AF0065:V+ | SC | AF0065P | WHT | 16 | 8.C5 | AF0068:V+ | JB100 DRIVER PANEL | 8.D7
AF0066:COM | SC | 0V | WHT | 14 | 8.C5 | XT0060:3 | JB100 DRIVER PANEL | 8.D1
AF0066:SH | SC | AF0066G | GRN | 16 | 8.C5 | AF0068:SH | JB100 DRIVER PANEL | 8.D7
AF0066:V+ | SC | FU0063 | WHT | 16 | 8.C5 | FU0063:LD | JB100 DRIVER PANEL | 8.D1
AF0067:06 | SC | KA022311 | WHT | 20 | 62.B7 | KA0223:11 | JB100 DRIVER PANEL | 62.B6
AF0067:12 | SC | 006712 | WHT | 20 | 29.A7 | PC0471:INP_A | JB100 DRIVER PANEL | 29.A5
AF0067:14 | SC | 006714 | WHT | 20 | 29.A7 | PC0471:INP_B | JB100 DRIVER PANEL | 29.A5
AF0067:30 | SC | 006730 | WHT | 20 | 29.A7 | PC0471:-PWR | JB100 DRIVER PANEL | 29.A5
AF0067:44 | SC | 006744 | WHT | 20 | 29.A7 | PC0471:+PWR | JB100 DRIVER PANEL | 29.A5
AF0067:COM | SC | 0V | WHT | 16 | 8.C6 | XT0060:3 | JB100 DRIVER PANEL | 8.D1
AF0067:V+ | SC | FU0064 | WHT | 16 | 8.C6 | FU0064:LD | JB100 DRIVER PANEL | 8.D1
AF0068:SH | SC | IEG01102 | GRN | 14 | 8.D7 | IEG0110:2 | JB100 DRIVER PANEL | 8.D6
AF0071:COM | SC | AF0071N | WHT | 16 | 8.B2 | AF0072:COM | JB100 DRIVER PANEL | 8.A3
AF0071:COM | SC | AU0070N | WHT | 16 | 8.B2 | AU0070:COM | JB100 DRIVER PANEL | 8.A2
AF0071:SH | SC | AF0071G | GRN | 14 | 8.B2 | AF0072:SH | JB100 DRIVER PANEL | 8.A3
AF0071:SH | SC | AU0070G | GRN | 14 | 8.B2 | AU0070:GND | JB100 DRIVER PANEL | 8.A2
AF0071:V+ | SC | AF0071P | WHT | 16 | 8.B2 | AF0072:V+ | JB100 DRIVER PANEL | 8.A3
AF0071:V+ | SC | AU0070P | WHT | 16 | 8.B2 | AU0070:V+ | JB100 DRIVER PANEL | 8.A2
AF0072:COM | SC | AF0072N | WHT | 16 | 8.A3 | AF0073:COM | JB100 DRIVER PANEL | 8.B3
AF0072:SH | SC | AF0072G | GRN | 14 | 8.A3 | AF0073:SH | JB100 DRIVER PANEL | 8.B3
AF0072:V+ | SC | AF0072P | WHT | 16 | 8.A3 | AF0073:V+ | JB100 DRIVER PANEL | 8.B3
AF0073:COM | SC | AF0073N | WHT | 16 | 8.B3 | AF0074:COM | JB100 DRIVER PANEL | 8.B4
AF0073:SH | SC | AF0073G | GRN | 14 | 8.B3 | AF0074:SH | JB100 DRIVER PANEL | 8.B4
AF0073:V+ | SC | AF0073P | WHT | 16 | 8.B3 | AF0074:V+ | JB100 DRIVER PANEL | 8.B4
AF0074:COM | SC | AF0074N | WHT | 16 | 8.B4 | AF0075:COM | JB100 DRIVER PANEL | 8.A5
AF0074:SH | SC | AF0074G | GRN | 14 | 8.B4 | AF0075:SH | JB100 DRIVER PANEL | 8.A5
AF0074:V+ | SC | AF0074P | WHT | 16 | 8.B4 | AF0075:V+ | JB100 DRIVER PANEL | 8.A5
AF0075:COM | SC | AF0075N | WHT | 16 | 8.A5 | AF0077:COM | JB100 DRIVER PANEL | 8.B6
AF0075:SH | SC | AF0075G | GRN | 14 | 8.A5 | AF0077:SH | JB100 DRIVER PANEL | 8.B6
AF0075:V+ | SC | AF0075P | WHT | 16 | 8.A5 | AF0077:V+ | JB100 DRIVER PANEL | 8.B6
AF0076:00 | SC | 007600 | WHT | 20 | 46.B7 | KA0237:14 | JB100 DRIVER PANEL | 46.B5
AF0076:01 | SC | 007601 | WHT | 20 | 48.B7 | KA0237:24 | JB100 DRIVER PANEL | 48.B5
AF0076:02 | SC | 007602 | WHT | 20 | 50.A7 | KA0221:A1 | JB100 DRIVER PANEL | 50.A6
AF0076:04 | SC | 007604 | WHT | 20 | 51.A7 | KA0222:A1 | JB100 DRIVER PANEL | 51.A6
AF0076:05 | SC | KA0223A1 | WHT | 20 | 62.B7 | KA0223:A1 | JB100 DRIVER PANEL | 62.B6
AF0076:06 | SC | 007606 | WHT | 20 | 63.A7 | KA0224:A1 | JB100 DRIVER PANEL | 63.A6
AF0076:10 | SC | 007610 | WHT | 20 | 15.D7 | XT0100:1 | JB100 DRIVER PANEL | 14.B5
AF0076:11 | SC | UA1200J14 | WHT | 20 | 16.C7 | UA1200:J1-4 | JB100 DRIVER PANEL | 16.B3
AF0076:12 | SC | 007612 | WHT | 20 | 16.C7 | XT0237:1 B2 | JB100 DRIVER PANEL | 16.C4
AF0076:13 | SC | 007613 | WHT | 20 | 14.A7 | KT0146:B1 | JB100 DRIVER PANEL | 14.A5
AF0076:18 | SC | 007618 | WHT | 20 | 50.A7 | KA0221:A2 | JB100 DRIVER PANEL | 50.A6
AF0076:20 | SC | 007620 | WHT | 20 | 51.A7 | KA0222:A2 | JB100 DRIVER PANEL | 51.A6
AF0076:21 | SC | KA0223A2 | WHT | 20 | 62.B7 | KA0223:A2 | JB100 DRIVER PANEL | 62.B6
AF0076:22 | SC | 007622 | WHT | 20 | 63.A7 | KA0224:A2 | JB100 DRIVER PANEL | 63.A6
AF0076:29 | SC | 007629 | WHT | 20 | 14.A7 | KT0146:A2 | JB100 DRIVER PANEL | 14.A5
AF0076:COM | SC | 0V | WHT | 16 | 8.A5 | XT0070:2 | JB100 DRIVER PANEL | 8.B1
AF0076:V+ | SC | FU0071 | WHT | 16 | 8.A5 | FU0071:LD | JB100 DRIVER PANEL | 8.B1
AF0077:SH | SC | IEG01101 | GRN | 14 | 8.B6 | IEG0110:1 | JB100 DRIVER PANEL | 8.B6
AF0078:COM | SC | 0V | WHT | 16 | 8.B7 | XT0070:3 | JB100 DRIVER PANEL | 8.B1
AF0078:V+ | SC | FU0072 | WHT | 16 | 8.B7 | FU0072:LD | JB100 DRIVER PANEL | 8.B1
AU0060:COM | SC | 0V | WHT | 16 | 8.C2 | XT0060:1 | JB100 DRIVER PANEL | 8.D1
AU0060:V+ | SC | FU0060 | WHT | 14 | 8.C2 | FU0060:LD | JB100 DRIVER PANEL | 8.C1
AU0070:COM | SC | 0V | WHT | 16 | 8.A2 | XT0070:1 | JB100 DRIVER PANEL | 8.B1
AU0070:V+ | SC | FU0070 | WHT | 16 | 8.A2 | FU0070:LD | JB100 DRIVER PANEL | 8.B1
FU0060:LI | SC | FU0210 | WHT | 14 | 8.C1 | FU0061:LI | JB100 DRIVER PANEL | 8.D1
FU0060:LI | SC | FU0210 | WHT | 14 | 8.C1 | XT0233:1 | JB100 DRIVER PANEL | 11.C4
FU0061:LI | SC | FU0210 | WHT | 14 | 8.D1 | FU0062:LI | JB100 DRIVER PANEL | 8.D1
FU0062:LI | SC | FU0210 | WHT | 14 | 8.D1 | FU0063:LI | JB100 DRIVER PANEL | 8.D1
FU0063:LI | SC | FU0210 | WHT | 14 | 8.D1 | FU0064:LI | JB100 DRIVER PANEL | 8.D1
FU0070:LI | SC | FU0210 | WHT | 14 | 8.B1 | FU0071:LI | JB100 DRIVER PANEL | 8.B1
FU0070:LI | SC | FU0210 | WHT | 14 | 8.B1 | XT0233:2 | JB100 DRIVER PANEL | 11.C4
FU0071:LI | SC | FU0210 | WHT | 14 | 8.B1 | FU0072:LI | JB100 DRIVER PANEL | 8.B1
FU0210:LD | SC | FU0210 | WHT | 12 | 11.C4 | XT0233:1 | JB100 DRIVER PANEL | 11.C4
FU0210:LI | SC | FU0136 | WHT | 16 | 11.C4 | XT0234:2 | JB100 DRIVER PANEL | 11.C2
FU0212:LD | SC | FU0212 | WHT | 16 | 11.C5 | XT0233:4 | JB100 DRIVER PANEL | 16.D4
FU0212:LI | SC | FU0210 | WHT | 14 | 11.C5 | XT0233:1 | JB100 DRIVER PANEL | 11.C4
GR0110: | SC | IEG01104 | GRN | 14 | 3.B4 | IEG0110:4 | JB100 DRIVER PANEL | 3.B4
GR0111: | SC | IEG01105 | GRN | 14 | 3.C4 | IEG0110:5 | JB100 DRIVER PANEL | 3.C4
GR0112: | SC | IEG01106 | GRN | 14 | 3.B5 | IEG0110:6 | JB100 DRIVER PANEL | 3.B5
GR0113: | SC | IEG01107 | GRN | 14 | 3.C5 | IEG0110:7 | JB100 DRIVER PANEL | 3.C5
IEG0110:3 | SC | IEG01103 | GRN | 16 | 16.D5 | UA1200:J3-4 | JB100 DRIVER PANEL | 16.B3
KA0130:14 | SC | KA013014 | WHT | 20 | 16.D5 | XT1200:2 | JB100 DRIVER PANEL | 16.D6
KA0130:A1 | SC | KA0130A1 | WHT | 20 | 16.C4 | KA0130:11 | JB100 DRIVER PANEL | 16.D5
KA0130:A1 | SC | KA0130A1 | WHT | 20 | 16.C4 | XT1200:1 | JB100 DRIVER PANEL | 16.C6
KA0130:A2 | SC | UA1200J26 | WHT | 20 | 16.C4 | UA1200:J2-6 | JB100 DRIVER PANEL | 16.B3
KA0221:14 | SC | KA023524 | WHT | 20 | 50.A6 | KA0235:24 | JB100 DRIVER PANEL | 50.A5
KA0222:11 | SC | KA023624 | WHT | 20 | 51.A6 | KA0236:24 | JB100 DRIVER PANEL | 51.A5
KA0223:14 | SC | KA033814 | WHT | 20 | 62.B6 | KA0338:14 | JB100 DRIVER PANEL | 62.B5
KA0224:11 | SC | KA023514 | WHT | 20 | 63.A6 | KA0235:14 | JB100 DRIVER PANEL | 63.A5
KA0233:21 | SC | KT0146A1 | WHT | 20 | 14.A6 | XT0100:6 | JB100 DRIVER PANEL | 14.A6
KA0233:24 | SC | 009643 | WHT | 20 | 14.A6 | XT0100:7 | JB100 DRIVER PANEL | 14.A6
KA0233:A1 | SC | KA0231A1 | WHT | 20 | 15.D7 | KA0234:A1 | JB100 DRIVER PANEL | 15.D7
KA0233:A1 | SC | KA0231A1 | WHT | 20 | 15.D7 | XT0242:1 | JB100 DRIVER PANEL | 15.D6
KA0233:A2 | SC | 007626 | WHT | 20 | 15.D7 | KA0234:A2 | JB100 DRIVER PANEL | 15.D7
KA0234:11 | SC | FCE14407 | WHT | 20 | 36.B5 | XT1440:7 | JB100 DRIVER PANEL | 36.B5
KA0234:A2 | SC | 007626 | WHT | 20 | 15.D7 | AF0076:26 | JB100 DRIVER PANEL | 15.D7
KA0235:11 | SC | SV22221 | WHT | 20 | 63.A5 | XT0102:2 | JB100 DRIVER PANEL | 63.A5
KA0235:21 | SC | SV21201 | WHT | 20 | 50.A5 | XT0102:1 | JB100 DRIVER PANEL | 50.A5
KA0235:A1 | SC | ESTOP | WHT | 20 | 15.B7 | KA0236:A1 | JB100 DRIVER PANEL | 15.B7
KA0235:A1 | SC | ESTOP | WHT | 20 | 15.B7 | XT0242:2 | JB100 DRIVER PANEL | 15.B6
KA0235:A2 | SC | 0V | WHT | 20 | 15.B7 | KA0236:A2 | JB100 DRIVER PANEL | 15.B7
KA0235:A2 | SC | 0V | WHT | 20 | 15.B7 | XT0235:3 | JB100 DRIVER PANEL | 11.D4
KA0236:21 | SC | SV21241 | WHT | 20 | 51.A5 | XT0102:3 | JB100 DRIVER PANEL | 51.A5
KA0236:A1 | SC | ESTOP | WHT | 20 | 15.B7 | KA0237:A1 | JB100 DRIVER PANEL | 15.C7
KA0236:A2 | SC | 0V | WHT | 20 | 15.B7 | KA0237:A2 | JB100 DRIVER PANEL | 15.C7
KA0237:A1 | SC | ESTOP | WHT | 20 | 15.C7 | KA0250:A1 | JB100 DRIVER PANEL | 15.C7
KA0237:A2 | SC | 0V | WHT | 20 | 15.C7 | KA0250:A2 | JB100 DRIVER PANEL | 15.C7
KA0337:A1 | SC | ESTOP | WHT | 20 | 14.C6 | KA0338:A1 | JB100 DRIVER PANEL | 14.C6
KA0337:A1 | SC | ESTOP | WHT | 20 | 14.C6 | XT0100:3 | JB100 DRIVER PANEL | 14.C5
KA0337:A2 | SC | 0V | WHT | 20 | 14.C6 | KA0338:A2 | JB100 DRIVER PANEL | 14.C6
KA0337:A2 | SC | 0V | WHT | 20 | 14.C6 | XT0235:2 | JB100 DRIVER PANEL | 11.D4
KA0338:11 | SC | SV22201 | WHT | 20 | 62.B5 | XT0102:4 | JB100 DRIVER PANEL | 62.B5
KT0146:15 | SC | 007610 | WHT | 20 | 14.B6 | XT0100:1 | JB100 DRIVER PANEL | 14.B5
KT0146:18 | SC | 009611 | WHT | 20 | 14.B6 | XT0100:5 | JB100 DRIVER PANEL | 14.B6
KT0146:18 | SC | 009611 | WHT | 20 | 14.B6 | XT0100:2 | JB100 DRIVER PANEL | 14.B5
KT0146:A1 | SC | KT0146A1 | WHT | 20 | 14.A5 | XT0100:6 | JB100 DRIVER PANEL | 14.A6
UA1200:J1-10 | SC | FU0212 | WHT | 20 | 16.B3 | XT0233:4 | JB100 DRIVER PANEL | 16.D4
UA1200:J1-5 | SC | UA1200J15 | WHT | 20 | 16.B3 | XT0237:1 B1 | JB100 DRIVER PANEL | 16.C4
UA1200:J1-8 | SC | UA1200J | WHT | 20 | 74.B6 | UA1200:J3-5 | JB100 DRIVER PANEL | 74.B6
UA1200:J1-9 | SC | 0V | WHT | 20 | 16.B3 | XT0235:4 | JB100 DRIVER PANEL | 16.D4
UA1200:J2-1 | SC | UA1200J21 | WHT | 20 | 16.B3 | XT0242:6 | JB100 DRIVER PANEL | 16.D4
UA1200:J2-2 | SC | FU0212 | WHT | 20 | 16.B3 | XT0233:4 | JB100 DRIVER PANEL | 16.D4
UA1200:J2-7 | SC | UA1200J27 | WHT | 20 | 16.B3 | XT1200:3 | JB100 DRIVER PANEL | 16.D6
XT0070:1 | SC | 0V | WHT | 16 | 8.B1 | XT0235:1 | JB100 DRIVER PANEL | 11.D4
XT0100:2 | SC | 009611 | WHT | 20 | 14.B5 | XT0242:5 | JB100 DRIVER PANEL | 15.C6
XT0100:3 | SC | ESTOP | WHT | 20 | 14.C5 | XT0242:3 | JB100 DRIVER PANEL | 15.B6
XT0100:7 | SC | 009643 | WHT | 20 | 14.A6 | XT0100:4 | JB100 DRIVER PANEL | 14.B6
XT0234:4 | SC | 0V | WHT | 16 | 11.C2 | XT0235:1 | JB100 DRIVER PANEL | 11.D4
XT0235:1 | SC | 0V | WHT | 16 | 11.D4 | XT0060:1 | JB100 DRIVER PANEL | 8.D1
XT0235:4 | SC | 0V | WHT | 16 | 16.D4 | XT0235:2 | JB100 DRIVER PANEL | 11.D4
XT0237:1 T2 | SC | KA024221 | WHT | 20 | 16.C4 | XT0234:1 | JB100 DRIVER PANEL | 11.C2
XT0242:6 | SC | UA1200J21 | WHT | 20 | 16.D4 | XT0242:4 | JB100 DRIVER PANEL | 15.A6
XT1200:4 | SC | UA1200J21 | WHT | 20 | 16.D6 | XT0242:6 | JB100 DRIVER PANEL | 16.D4
AU0060:L1 | WC0007 | AU0070L2 | ENET | CABLE | 8.C2 | AU0070:L2 | JB100 DRIVER PANEL | 8.A2
AF0067:J | WC0068 | AF0067J | CABLE | CABLE | 8.C6 | AF0068:P | JB100 DRIVER PANEL | 8.D7
AF0077:J | WC0078 | AF0077J | CABLE | CABLE | 8.B6 | AF0078:P | JB100 DRIVER PANEL | 8.B7
AF0066:10 | WC4093 | FCE14401 | RED | 20 | 36.A7 | XT1440:1 | JB100 DRIVER PANEL | 36.A5
AF0066:26 | WC4093 | FCE14402 | BLK | 20 | 36.A7 | XT1440:2 | JB100 DRIVER PANEL | 36.A5
AF0066:58 | WC4093 | FCE1440S1 | SH | 20 | 36.A7 | FLOATING | JB100 DRIVER PANEL | 36.A5
AF0074:12 | WC4094 | FCE14403 | RED | 20 | 36.A7 | XT1440:3 | JB100 DRIVER PANEL | 36.A5
AF0074:28 | WC4094 | FCE14404 | BLK | 20 | 36.A7 | XT1440:4 | JB100 DRIVER PANEL | 36.A5
AF0074:60 | WC4094 | FCE1440S2 | SH | 20 | 36.A7 | FLOATING | JB100 DRIVER PANEL | 36.A5
AF0074:10 | WC4095 | FCE14405 | RED | 20 | 36.B7 | XT1440:5 | JB100 DRIVER PANEL | 36.B5
AF0074:26 | WC4095 | FCE14406 | BLK | 20 | 36.B7 | XT1440:6 | JB100 DRIVER PANEL | 36.B5
AF0074:58 | WC4095 | FCE1440S3 | SH | 20 | 36.B7 | FLOATING | JB100 DRIVER PANEL | 36.B5
AF0065:12 | WC4524 | UA1200J13 | RED | 20 | 16.B7 | UA1200:J1-3 | JB100 DRIVER PANEL | 16.B3
AF0065:28 | WC4524 | UA1200J11 | BLK | 20 | 16.B7 | UA1200:J1-1 | JB100 DRIVER PANEL | 16.B3
AF0065:60 | WC4524 | UA1200S | SH | 20 | 16.B7 | FLOATING | JB100 DRIVER PANEL | 16.B3
AU0060:L2 | WC0006 | AU0060L2 | ENET | CABLE | 8.C2 | AF0510:L1 | GENERATOR PANEL | 19.B4
AU0070:L1 | WC0008 | AU0080L2 | ENET | CABLE | 8.A2 | AU0080:L2 | TURBINE PANEL | 7.A1
KA0236:14 | WC0236 | 009638 | WHT | 18 | 15.A6 | AF0096:38 | TURBINE PANEL | 15.A7
KA0236:11 | WC0236 | 009606 | BLK | 18 | 15.A6 | AF0096:06 | TURBINE PANEL | 15.A7
XT0100:6 | WC0241 | KT0146A1 | WHT | 18 | 14.A6 | XT0140:3 | TURBINE PANEL | 14.A6
XT0100:7 | WC0241 | 009643 | BLK | 18 | 14.A6 | XT0140:4 | TURBINE PANEL | 14.A6
XT0100:4 | WC0246 | 009643 | WHT | 18 | 14.B6 | AF0096:43 | TURBINE PANEL | 14.B7
XT0100:5 | WC0246 | 009611 | BLK | 18 | 14.B6 | AF0096:11 | TURBINE PANEL | 14.B7
XT1200:1 | WC4624 | KA0130A1 | WHT-PR1 | 18 | 16.C6 | XT1201:1 | TURBINE PANEL | 16.C6
XT1200:2 | WC4624 | KA013014 | BLK-PR1 | 18 | 16.D6 | XT1201:2 | TURBINE PANEL | 16.D6
XT1200:3 | WC4624 | UA1200J27 | WHT-PR2 | 18 | 16.D6 | XT1201:3 | TURBINE PANEL | 16.D6
XT1200:4 | WC4624 | UA1200J21 | BLK-PR2 | 18 | 16.D6 | XT1201:4 | TURBINE PANEL | 16.D6
XT0234:1 | WC8120 | KA024221 | 1 | 12 | 11.C2 | KA0242:21 | TURBINE PANEL | 11.B2
XT0234:2 | WC8120 | FU0136 | 2 | 12 | 11.C2 | XT0138:4 | TURBINE PANEL | 11.B3
XT0234:4 | WC8120 | 0V | 3 | 12 | 11.C2 | XT0134:4 | TURBINE PANEL | 11.B3
XT0242:4 | WC8320 | UA1200J21 | WHT-PR1 | 18 | 15.A6 | XT0241:1 | TURBINE PANEL | 15.A5
XT0242:2 | WC8320 | ESTOP | BLK-PR1 | 18 | 15.B6 | XT0240:5 | TURBINE PANEL | 15.B3
XT0242:5 | WC8320 | 009611 | WHT-PR2 | 18 | 15.C6 | XT0241:2 | TURBINE PANEL | 15.C5
XT0242:1 | WC8320 | KA0231A1 | BLK-PR2 | 18 | 15.D6 | XT0241:3 | TURBINE PANEL | 15.D5
SolarTools ver. 24.0.84.24712 (Jul 31, 2025)
Report date: 1/15/2026 1:18 PM

## JB70
JB70
Project # | H3350
Project Name | CINCINNATI T130 GS CR U2
Revision | A.2
Controls DE | J.PASARIN
Phone: | 0
Controls ME | R.DURAN
Phone:
From | [5 empty] | To
Device ID | Cable (W) Conductor (SC) Jumper Clip (JC) | Wire No. | Wire ID | Gauge/Size | Page/Zone | Device ID | Location | Page/Zone
AT1100:GND | SC | PEG01302 | GRN/YEL | 14 | 29.D3 | PEG0130:2 | LEFT WALL JB70 | 29.D7
AT1100:POS | SC | FU1100 | WHT | 14 | 29.D3 | FU1100:LD | LEFT WALL JB70 | 29.D6
AT1100:L1 | WC0101 | BA1100DEVICE | ENET | CABLE | 29.D3 | BA1100:DEVICE | LEFT WALL JB70 | 29.C5
AT1100:NEG | SC | 0V | WHT | 14 | 29.D3 | XT0134:3 | TURBINE PANEL | 11.B3
SA0471:B1-13 | SC | SA0471B113 | WHT | 20 | 28.B1 | AF0095:40 | TURBINE PANEL | 28.B7
SA0471:B1-14 | SC | SA0471B114 | WHT | 20 | 28.B1 | AF0095:08 | TURBINE PANEL | 28.B7
SA0471:B2-13 | SC | SA0471B213 | WHT | 20 | 28.A1 | AF0095:39 | TURBINE PANEL | 28.A7
SA0471:B2-14 | SC | SA0471B214 | WHT | 20 | 28.A1 | AF0095:07 | TURBINE PANEL | 28.A7
SA0472:B1-13 | SC | SA0472B113 | WHT | 20 | 28.C1 | AF0091:47 | TURBINE PANEL | 28.C7
SA0472:B1-14 | SC | SA0472B114 | WHT | 20 | 28.C1 | AF0091:15 | TURBINE PANEL | 28.C7
SA0472:B2-13 | SC | SA0472B213 | WHT | 20 | 28.C1 | AF0091:46 | TURBINE PANEL | 28.C7
SA0472:B2-14 | SC | SA0472B214 | WHT | 20 | 28.C1 | AF0091:14 | TURBINE PANEL | 28.C7
SA0473:11 | SC | SA047311 | WHT | 20 | 28.D1 | AF0095:37 | TURBINE PANEL | 28.D7
SA0473:12 | SC | SA047312 | WHT | 20 | 28.D1 | AF0095:05 | TURBINE PANEL | 28.D7
SA0473:13 | SC | SA047313 | WHT | 20 | 28.D1 | AF0095:38 | TURBINE PANEL | 28.D7
SA0473:14 | SC | SA047314 | WHT | 20 | 28.D1 | AF0095:06 | TURBINE PANEL | 28.D7
SB0471:11 | SC | SB047111 | WHT | 20 | 27.D1 | AF0095:34 | TURBINE PANEL | 27.D7
SB0471:12 | SC | SB047112 | WHT | 20 | 27.D1 | AF0095:02 | TURBINE PANEL | 27.D7
SB0472:B1-11 | SC | ESTOPA | WHT | 20 | 28.B1 | XT0240:3 | TURBINE PANEL | 15.A3
SB0472:B1-12 | SC | ESTOP | WHT | 20 | 28.B1 | XT0240:4 | TURBINE PANEL | 15.B3
SB0472:B2-11 | SC | SB0472B211 | WHT | 20 | 28.B1 | AF0096:36 | TURBINE PANEL | 28.B7
SB0472:B2-12 | SC | SB0472B212 | WHT | 20 | 28.B1 | AF0096:04 | TURBINE PANEL | 28.B7
SB0473:13 | SC | SB047313 | WHT | 20 | 27.D1 | AF0095:35 | TURBINE PANEL | 27.D7
SB0473:14 | SC | SB047314 | WHT | 20 | 27.D1 | AF0095:03 | TURBINE PANEL | 27.D7
SB0474:13 | SC | SB047413 | WHT | 20 | 28.A1 | AF0095:36 | TURBINE PANEL | 28.A7
SB0474:14 | SC | SB047414 | WHT | 20 | 28.A1 | AF0095:04 | TURBINE PANEL | 28.A7
SH0470:11 | SC | SH047011 | WHT | 20 | 27.B1 | AF0095:33 | TURBINE PANEL | 27.B7
SH0470:12 | SC | SH047012 | WHT | 20 | 27.B1 | AF0095:01 | TURBINE PANEL | 27.B7
SH0470:13 | SC | SH047013 | WHT | 20 | 27.B1 | XT0236:8 | TURBINE PANEL | 27.B5
SH0470:14 | SC | SH047014 | WHT | 20 | 27.B1 | XT0236:9 | TURBINE PANEL | 27.B5
SH0470:X1 | SC | SH0470X1 | WHT | 20 | 27.B1 | AF0093:26 | TURBINE PANEL | 27.B7
SH0470:X2 | SC | SH0470X2 | WHT | 20 | 27.B1 | AF0093:10 | TURBINE PANEL | 27.B7
SH0471:11 | SC | SH047111 | WHT | 20 | 27.A1 | XT0236:6 | TURBINE PANEL | 27.A5
SH0471:12 | SC | SH047112 | WHT | 20 | 27.A1 | XT0236:7 | TURBINE PANEL | 27.A5
SH0471:13 | SC | SH047113 | WHT | 20 | 27.A1 | AF0095:32 | TURBINE PANEL | 27.A7
SH0471:14 | SC | SH047114 | WHT | 20 | 27.A1 | AF0095:00 | TURBINE PANEL | 27.A7
SH0471:X1 | SC | SH0471X1 | WHT | 20 | 27.A1 | AF0093:31 | TURBINE PANEL | 27.A7
SH0471:X2 | SC | SH0471X2 | WHT | 20 | 27.A1 | AF0093:15 | TURBINE PANEL | 27.A7
SH0472:11 | SC | SH047211 | WHT | 20 | 27.C1 | XT0236:3 | TURBINE PANEL | 27.C5
SH0472:12 | SC | SH047212 | WHT | 20 | 27.C1 | XT0236:4 | TURBINE PANEL | 27.C5
SH0472:13 | SC | FU0139 | WHT | 20 | 27.C1 | XT0236:1 | TURBINE PANEL | 27.C5
SH0472:14 | SC | KA0241A1 | WHT | 20 | 27.C1 | XT0236:2 | TURBINE PANEL | 27.C5
SH0472:X1 | SC | 0V | WHT | 20 | 27.C1 | XT0236:5 | TURBINE PANEL | 27.C5
SH0472:X2 | SC | SH0472X2 | WHT | 20 | 27.C1 | XT0238:1 B1 | TURBINE PANEL | 27.C5
HA0472:BLK-1 | WC5072 | 0V | 1 | 18 | 26.D1 | XT0472:2 | TURBINE PANEL | 26.D3
HA0472:BLK-2 | WC5072 | HA04722 | 2 | 18 | 26.D1 | XT0472:1 | TURBINE PANEL | 26.D3
SolarTools ver. 24.0.84.24712 (Jul 31, 2025)
Report date: 1/15/2026 1:18 PM

## JB72
JB72
Project # | H3350
Project Name | CINCINNATI T130 GS CR U2
Revision | A.2
Controls DE | J.PASARIN
Phone: | 0
Controls ME | R.DURAN
Phone:
From | [5 empty] | To
Device ID | Cable (W) Conductor (SC) Jumper Clip (JC) | Wire No. | Wire ID | Gauge/Size | Page/Zone | Device ID | Location | Page/Zone
GR0144: | SC | GR0144 | GRN/YEL | 14 | 3.B5 | FRAME | JB72 | 3.B5
GR0145: | SC | GR0145 | GRN/YEL | 14 | 3.B5 | FRAME | JB72 | 3.B5
IEG0140:2 | SC | IEG01402 | GRN | 14 | 19.B6 | XT0500:2 | GENERATOR PANEL | 19.B5
IEG0140:4 | SC | IEG01404 | GRN | 12 | 4.B5 | AR0600:IE2 | GENERATOR PANEL | 4.A2
IEG0140:5 | SC | AT0140LS(S) | GRN | 12 | 95.C6 | XT0337:12 | GENERATOR PANEL | 95.C4
PEG0140:1 | SC | PMGS | GRN/YEL | 12 | 93.B6 | XT0313:1 | GENERATOR PANEL | 93.B6
PEG0140:2 | SC | EXCS | GRN/YEL | 12 | 93.D6 | XT0370:6 | GENERATOR PANEL | 93.D5
PEG0140:3 | SC | PEG01403 | GRN/YEL | 12 | 94.B5 | XT0352:7 | GENERATOR PANEL | 94.B4
IEG0140:1 | SC | IEG01401 | GRN | 14 | 19.D5 | AF0125:SH | INSIDE DOOR JB72 | 19.C5
IEG0140:3 | SC | IEG01403 | GRN | 14 | 20.B6 | AF0185:SH | INSIDE DOOR JB72 | 20.B5
IEG0140:6 | SC | IEG01406 | GRN | 14 | 3.B5 | GR0120: | INSIDE DOOR JB72 | 3.B6
IEG0140:7 | SC | IEG01407 | GRN | 14 | 3.B5 | GR0180: | INSIDE DOOR JB72 | 3.B6
SolarTools ver. 24.0.84.24712 (Jul 31, 2025)
Report date: 1/15/2026 1:18 PM

## LEFT WALL JB70
LEFT WALL JB70
Project # | H3350
Project Name | CINCINNATI T130 GS CR U2
Revision | A.2
Controls DE | J.PASARIN
Phone: | 0
Controls ME | R.DURAN
Phone:
From | [5 empty] | To
Device ID | Cable (W) Conductor (SC) Jumper Clip (JC) | Wire No. | Wire ID | Gauge/Size | Page/Zone | Device ID | Location | Page/Zone
BA1100:NEG | SC | UJ1100N | WHT | 16 | 29.C5 | UJ1100:OUT1(-) | LEFT WALL JB70 | 29.C6
BA1100:POS | SC | FU1101 | WHT | 16 | 29.C5 | FU1101:LD | LEFT WALL JB70 | 29.C5
FU1101:LI | SC | UJ1100P | WHT | 16 | 29.C5 | UJ1100:OUT1(+) | LEFT WALL JB70 | 29.C6
GR0130: | SC | GR0130 | GRN/YEL | 14 | 3.A4 | FRAME | LEFT WALL JB70 | 3.A4
FU1100:LD | SC | FU1100 | WHT | 14 | 29.D6 | AT1100:POS | JB70 | 29.D3
PEG0130:2 | SC | PEG01302 | GRN/YEL | 14 | 29.D7 | AT1100:GND | JB70 | 29.D3
BA1100:DEVICE | WC0101 | BA1100DEVICE | ENET | CABLE | 29.C5 | AT1100:L1 | JB70 | 29.D3
FU1100:LI | SC | FU0136 | WHT | 14 | 29.D6 | XT0138:3 | TURBINE PANEL | 11.A3
IEG0130:1 | SC | IEG01301 | GRN | 14 | 7.B6 | AF0086:SH | TURBINE PANEL | 7.B5
IEG0130:2 | SC | IEG01302 | GRN | 14 | 7.D4 | AF0094:SH | TURBINE PANEL | 7.D4
IEG0130:3 | SC | IEG01303 | GRN | 14 | 17.C6 | XT0400:3 | TURBINE PANEL | 17.C6
IEG0130:4 | SC | IEG01304 | GRN | 14 | 3.A5 | GR0134: | TURBINE PANEL | 3.A5
IEG0130:5 | SC | IEG01305 | GRN | 14 | 3.A5 | GR0137: | TURBINE PANEL | 3.A5
PEG0130:1 | SC | 0V | GRN/YEL | 12 | 11.C3 | XT0134:4 | TURBINE PANEL | 11.B3
UJ1100:24V(-) | SC | 0V | WHT | 16 | 29.C6 | XT0135:2 | TURBINE PANEL | 11.B4
UJ1100:24V(+) | SC | FU0137 | WHT | 16 | 29.C6 | XT0139:1 | TURBINE PANEL | 11.A4
Report date: 1/15/2026 1:18 PM |  |  |  |  | SolarTools ver. 24.0.84.24712 (Jul 31, 2025)

## RIGHT WALL JB70
RIGHT WALL JB70
Project # | H3350
Project Name | CINCINNATI T130 GS CR U2
Revision | A.2
Controls DE | J.PASARIN
Phone: | 0
Controls ME | R.DURAN
Phone:
From | [5 empty] | To
Device ID | Cable (W) Conductor (SC) Jumper Clip (JC) | Wire No. | Wire ID | Gauge/Size | Page/Zone | Device ID | Location | Page/Zone
GR0133: | SC | GR0133 | GRN/YEL | 14 | 3.A4 | FRAME | RIGHT WALL JB70 | 3.A4
Report date: 1/15/2026 1:18 PM |  |  |  |  | SolarTools ver. 24.0.84.24712 (Jul 31, 2025)

## TURBINE PANEL
TURBINE PANEL
JB70
Project # | H3350
Project Name | CINCINNATI T130 GS CR U2
Revision | A.2
Controls DE | J.PASARIN
Phone: | 0
Controls ME | R.DURAN
Phone:
From | [5 empty] | To
Device ID | Cable (W) Conductor (SC) Jumper Clip (JC) | Wire No. | Wire ID | Gauge/Size | Page/Zone | Device ID | Location | Page/Zone
GR0135: | SC | GR0135 | GRN/YEL | 14 | 3.A5 | FRAME | TURBINE PANEL | 3.A5
GR0136: | SC | GR0136 | GRN/YEL | 14 | 3.A5 | FRAME | TURBINE PANEL | 3.A5
XT0080:1 | JC | 0V | CLIP | --- | 7.B1 | XT0080:2 | TURBINE PANEL | 7.B1
XT0080:2 | JC | 0V | CLIP | --- | 7.B1 | XT0080:3 | TURBINE PANEL | 7.B1
XT0090:1 | JC | 0V | CLIP | --- | 7.D1 | XT0090:2 | TURBINE PANEL | 7.D1
XT0110:1 | JC | FU0110 | CLIP | --- | 17.A5 | XT0110:2 | TURBINE PANEL | 17.A5
XT0110:4 | JC | 0V | CLIP | --- | 17.A5 | XT0110:3 | TURBINE PANEL | 17.A5
XT0134:1 | JC | 0V | CLIP | --- | 11.B3 | XT0134:2 | TURBINE PANEL | 11.B3
XT0134:2 | JC | 0V | CLIP | --- | 11.B3 | XT0134:3 | TURBINE PANEL | 11.B3
XT0134:3 | JC | 0V | CLIP | --- | 11.B3 | XT0134:4 | TURBINE PANEL | 11.B3
XT0135:1 | JC | 0V | CLIP | --- | 11.B4 | XT0135:2 | TURBINE PANEL | 11.B4
XT0135:2 | JC | 0V | CLIP | --- | 11.B4 | XT0135:3 | TURBINE PANEL | 11.B4
XT0136:1 | JC | FU0139 | CLIP | --- | 12.A2 | XT0136:2 | TURBINE PANEL | 12.A2
XT0138:1 | JC | FU0136 | CLIP | --- | 11.A3 | XT0138:2 | TURBINE PANEL | 11.A3
XT0138:2 | JC | FU0136 | CLIP | --- | 11.A3 | XT0138:3 | TURBINE PANEL | 11.A3
XT0138:3 | JC | FU0136 | CLIP | --- | 11.A3 | XT0138:4 | TURBINE PANEL | 11.B3
XT0139:1 | JC | FU0137 | CLIP | --- | 11.A4 | XT0139:2 | TURBINE PANEL | 11.A4
XT0139:2 | JC | FU0137 | CLIP | --- | 11.A4 | XT0139:3 | TURBINE PANEL | 11.B4
XT0240:11 | JC | FU0139 | CLIP | --- | 15.C4 | XT0240:12 | TURBINE PANEL | 15.C4
XT0240:4 | JC | ESTOP | CLIP | --- | 15.B3 | XT0240:5 | TURBINE PANEL | 15.B3
XT0240:9 | JC | 0V | CLIP | --- | 15.D3 | XT0240:10 | TURBINE PANEL | 15.D3
AF0081:08 | SC | KA0134A1 | WHT | 20 | 87.B7 | XT0136:10 | TURBINE PANEL | 13.A5
AF0081:COM | SC | 0V | WHT | 16 | 7.B2 | XT0080:2 | TURBINE PANEL | 7.B1
AF0081:V+ | SC | FU0081 | WHT | 14 | 7.B2 | FU0081:LD | TURBINE PANEL | 7.B1
AF0082:COM | SC | AF0082N | WHT | 16 | 7.B3 | AF0083:COM | TURBINE PANEL | 7.B3
AF0082:COM | SC | AU0080N | WHT | 16 | 7.B3 | AU0080:COM | TURBINE PANEL | 7.A1
AF0082:V+ | SC | AF0082P | WHT | 16 | 7.B3 | AF0083:V+ | TURBINE PANEL | 7.B3
AF0082:V+ | SC | AU0080P | WHT | 16 | 7.B3 | AU0080:V+ | TURBINE PANEL | 7.A1
AF0083:COM | SC | AF0083N | WHT | 16 | 7.B3 | AF0084:COM | TURBINE PANEL | 7.B4
AF0083:SH | SC | AF0083G | GRN | 14 | 7.B3 | AF0084:SH | TURBINE PANEL | 7.B4
AF0083:SH | SC | AU0080G | GRN | 14 | 7.B3 | AU0080:GND | TURBINE PANEL | 7.A1
AF0083:V+ | SC | AF0083P | WHT | 16 | 7.B3 | AF0084:V+ | TURBINE PANEL | 7.B4
AF0084:COM | SC | AF0084N | WHT | 16 | 7.B4 | AF0085:COM | TURBINE PANEL | 7.B4
AF0084:SH | SC | AF0084G | GRN | 14 | 7.B4 | AF0085:SH | TURBINE PANEL | 7.B4
AF0084:V+ | SC | AF0084P | WHT | 16 | 7.B4 | AF0085:V+ | TURBINE PANEL | 7.B4
AF0085:18 | SC | 0V | WHT | 16 | 60.A7 | XT2220:2 | TURBINE PANEL | 60.A5
AF0085:20 | SC | 0V | WHT | 16 | 65.A7 | XT2240:2 | TURBINE PANEL | 65.A5
AF0085:COM | SC | AF0085N | WHT | 16 | 7.B4 | AF0086:COM | TURBINE PANEL | 7.B5
AF0085:SH | SC | AF0085G | GRN | 14 | 7.B4 | AF0086:SH | TURBINE PANEL | 7.B5
AF0085:V+ | SC | AF0085P | WHT | 16 | 7.B4 | AF0086:V+ | TURBINE PANEL | 7.B5
AF0086:COM | SC | AF0086N | WHT | 16 | 7.B5 | AF0087:COM | TURBINE PANEL | 7.A6
AF0086:V+ | SC | AF0086P | WHT | 16 | 7.B5 | AF0087:V+ | TURBINE PANEL | 7.A6
AF0087:01 | SC | 008701 | WHT | 20 | 29.B7 | KA1020:A1 | TURBINE PANEL | 29.B5
AF0087:17 | SC | 008717 | WHT | 20 | 29.B7 | KA1020:A2 | TURBINE PANEL | 29.B5
AF0091:07 | SC | KA014114 | WHT | 20 | 12.C2 | KA0141:14 | TURBINE PANEL | 12.C1
AF0091:11 | SC | KA013624 | WHT | 20 | 12.C5 | KA0136:24 | TURBINE PANEL | 12.C5
AF0091:12 | SC | KA0134A1 | WHT | 20 | 87.B7 | XT0136:10 | TURBINE PANEL | 13.A5
AF0091:39 | SC | KA014111 | WHT | 20 | 12.C2 | KA0141:11 | TURBINE PANEL | 12.C1
AF0091:43 | SC | KA013621 | WHT | 20 | 12.C5 | KA0136:21 | TURBINE PANEL | 12.C5
AF0091:COM | SC | AF0091N | WHT | 16 | 7.D2 | AF0094:COM | TURBINE PANEL | 7.D4
AF0091:COM | SC | AU0090N | WHT | 20 | 7.D2 | AU0090:COM | TURBINE PANEL | 7.C1
AF0091:V+ | SC | AF0091P | WHT | 14 | 7.D2 | AF0094:V+ | TURBINE PANEL | 7.D4
AF0091:V+ | SC | AU0090P | WHT | 20 | 7.D2 | AU0090:V+ | TURBINE PANEL | 7.C1
AF0092:07 | SC | 009207 | WHT | 20 | 32.A6 | KA0901:A1 | TURBINE PANEL | 32.A5
AF0092:13 | SC | 009213 | WHT | 20 | 27.C7 | XT0238:1 T2 | TURBINE PANEL | 27.C5
AF0092:23 | SC | 009223 | WHT | 20 | 32.A6 | KA0901:A2 | TURBINE PANEL | 32.A5
AF0092:COM | SC | 0V | WHT | 16 | 7.D3 | XT0090:2 | TURBINE PANEL | 7.D1
AF0092:V+ | SC | FU0091 | WHT | 14 | 7.D3 | FU0091:LD | TURBINE PANEL | 7.D1
AF0093:06 | SC | 009306 | WHT | 20 | 9.D3 | KA0875:A1 | TURBINE PANEL | 9.D2
AF0093:12 | SC | 009312 | WHT | 20 | 29.B7 | PC0470:INP_A | TURBINE PANEL | 29.B5
AF0093:22 | SC | 009322 | WHT | 20 | 9.D3 | KA0875:A2 | TURBINE PANEL | 9.D2
AF0093:28 | SC | 009328 | WHT | 20 | 29.B7 | PC0470:-PWR | TURBINE PANEL | 29.B5
AF0093:44 | SC | 009344 | WHT | 20 | 29.B7 | PC0470:+PWR | TURBINE PANEL | 29.B5
AF0093:COM | SC | 0V | WHT | 16 | 7.D3 | XT0090:2 | TURBINE PANEL | 7.D1
AF0093:V+ | SC | FU0092 | WHT | 14 | 7.D3 | FU0092:LD | TURBINE PANEL | 7.D1
AF0094:COM | SC | AF0094N | WHT | 16 | 7.D4 | AF0095:COM | TURBINE PANEL | 7.D4
AF0094:SH | SC | AU0090G | GRN | 14 | 7.D4 | AU0090:GND | TURBINE PANEL | 7.C1
AF0094:V+ | SC | AF0094P | WHT | 16 | 7.D4 | AF0095:V+ | TURBINE PANEL | 7.D4
AF0095:COM | SC | AF0095N | WHT | 16 | 7.D4 | AF0096:COM | TURBINE PANEL | 7.C5
AF0095:V+ | SC | AF0095P | WHT | 16 | 7.D4 | AF0096:V+ | TURBINE PANEL | 7.C5
AF0096:00 | SC | UA1200J21 | WHT | 20 | 16.D7 | XT1201:4 | TURBINE PANEL | 16.D6
AF0096:01 | SC | 009601 | WHT | 20 | 15.A5 | KA0243:11 | TURBINE PANEL | 15.A4
AF0096:02 | SC | 009602 | WHT | 20 | 15.B5 | KA0245:24 | TURBINE PANEL | 15.B4
AF0096:03 | SC | KA013014 | WHT | 20 | 16.C7 | XT1201:2 | TURBINE PANEL | 16.D6
AF0096:19 | SC | UA1200J27 | WHT | 20 | 16.C7 | XT1201:3 | TURBINE PANEL | 16.D6
AF0096:33 | SC | 009633 | WHT | 20 | 15.A5 | KA0243:14 | TURBINE PANEL | 15.A4
AF0096:34 | SC | 009634 | WHT | 20 | 15.B5 | KA0245:21 | TURBINE PANEL | 15.B4
AF0096:35 | SC | KA0130A1 | WHT | 20 | 16.C7 | XT1201:1 | TURBINE PANEL | 16.C6
XT0240:3 | SC | JW1 | CLIP | -- | 15.A3 | XT0240:2 | TURBINE PANEL | 15.A3
AF0096:10 | SC | JP2 | VIO | 20 | 31.D7 | AF0096:42 | TURBINE PANEL | 31.D7
XT0240:2 | SC | JP0 | VIO | 20 | 15.A3 | XT0240:1 | TURBINE PANEL | 15.A3
AF0400:12 | SC | XT04001 | GRN | 16 | 17.B6 | XT0400:1 | TURBINE PANEL | 17.C6
AF0410:32 | SC | XT04001 | GRN | 16 | 17.B5 | XT0400:1 | TURBINE PANEL | 17.C6
AF0410:53 | SC | 0V | WHT | 16 | 17.B5 | XT0110:4 | TURBINE PANEL | 17.A5
AF0410:54 | SC | AF0410N | WHT | 16 | 17.B5 | AF0420:53 | TURBINE PANEL | 17.B5
AF0410:55 | SC | FU0113 | WHT | 16 | 17.B5 | FU0113:LD | TURBINE PANEL | 17.A4
AF0410:56 | SC | AF0410P | WHT | 16 | 17.B5 | AF0420:55 | TURBINE PANEL | 17.B5
AF0420:32 | SC | XT04001 | GRN | 16 | 17.B5 | XT0400:1 | TURBINE PANEL | 17.C6
AF0420:54 | SC | AF0420N | WHT | 16 | 17.B5 | AF0450:53 | TURBINE PANEL | 17.B3
AF0420:56 | SC | AF0420P | WHT | 16 | 17.B5 | AF0450:55 | TURBINE PANEL | 17.B3
AF0450:01 | SC | 045001 | WHT | 16 | 77.A6 | AF0450:02 | TURBINE PANEL | 77.A6
AF0450:32 | SC | XT04002 | GRN | 16 | 17.B3 | XT0400:2 | TURBINE PANEL | 17.C4
AT0680:NEG | SC | 0V | WHT | 14 | 6.B4 | XT0680:2 | TURBINE PANEL | 6.B3
AT0680:POS | SC | AT0680POS | WHT | 14 | 6.B4 | XT0680:1 | TURBINE PANEL | 6.B3
AU0080:COM | SC | 0V | WHT | 16 | 7.A1 | XT0080:1 | TURBINE PANEL | 7.B1
AU0080:V+ | SC | FU0080 | WHT | 14 | 7.A1 | FU0080:LD | TURBINE PANEL | 7.B1
AU0090:COM | SC | 0V | WHT | 16 | 7.C1 | XT0090:1 | TURBINE PANEL | 7.D1
AU0090:V+ | SC | FU0090 | WHT | 14 | 7.C1 | FU0090:LD | TURBINE PANEL | 7.D1
FU0080:LI | SC | FU0110 | WHT | 14 | 7.B1 | FU0081:LI | TURBINE PANEL | 7.B1
FU0080:LI | SC | FU0110 | WHT | 14 | 7.B1 | XT0110:2 | TURBINE PANEL | 17.A5
FU0090:LI | SC | FU0137 | WHT | 14 | 7.D1 | FU0091:LI | TURBINE PANEL | 7.D1
FU0090:LI | SC | FU0137 | WHT | 14 | 7.D1 | XT0139:2 | TURBINE PANEL | 11.A4
FU0091:LI | SC | FU0137 | WHT | 14 | 7.D1 | FU0092:LI | TURBINE PANEL | 7.D1
FU0110:LD | SC | FU0110 | WHT | 14 | 17.A5 | XT0110:1 | TURBINE PANEL | 17.A5
FU0110:LI | SC | FU0136 | WHT | 14 | 17.A5 | XT0138:4 | TURBINE PANEL | 11.B3
FU0113:LI | SC | FU0110 | WHT | 14 | 17.A4 | XT0110:1 | TURBINE PANEL | 17.A5
FU0136:LD | SC | FU0136 | WHT | 10 | 11.A3 | XT0138:1 | TURBINE PANEL | 11.A3
FU0137:LD | SC | FU0137 | WHT | 14 | 11.A4 | XT0139:1 | TURBINE PANEL | 11.A4
FU0137:LI | SC | FU0136 | WHT | 12 | 11.A4 | XT0138:1 | TURBINE PANEL | 11.A3
FU0139:LD | SC | FU0139 | WHT | 14 | 11.A5 | XT0136:1 | TURBINE PANEL | 12.A2
FU0139:LI | SC | FU0137 | WHT | 14 | 11.A5 | XT0139:1 | TURBINE PANEL | 11.A4
FU0211:LD | SC | FU0211 | WHT | 14 | 11.B5 | KA1020:14 | TURBINE PANEL | 34.A5
FU0211:LI | SC | FU0137 | WHT | 14 | 11.B5 | XT0139:2 | TURBINE PANEL | 11.A4
FU0680:LD | SC | AT0680POS | WHT | 14 | 6.B2 | XT0680:1 | TURBINE PANEL | 6.B3
FU0680:LI | SC | FU0137 | WHT | 20 | 6.B2 | XT0139:3 | TURBINE PANEL | 11.B4
FU2220:LD | SC | FU2220 | WHT | 16 | 11.A5 | XT2220:1 | TURBINE PANEL | 60.A5
FU2220:LI | SC | FU0137 | WHT | 14 | 11.A5 | XT0139:1 | TURBINE PANEL | 11.A4
FU2240:LD | SC | FU2240 | WHT | 16 | 11.B5 | XT2240:1 | TURBINE PANEL | 65.A5
FU2240:LI | SC | FU0137 | WHT | 14 | 11.B5 | XT0139:3 | TURBINE PANEL | 11.B4
KA0131:11 | SC | KA0135A1 | WHT | 20 | 12.C5 | XT0137:2 | TURBINE PANEL | 12.C6
KA0131:12 | SC | KA013724 | WHT | 20 | 12.C5 | KA0137:24 | TURBINE PANEL | 12.C3
KA0131:14 | SC | KA013114 | WHT | 20 | 12.C5 | XT0137:1 | TURBINE PANEL | 12.C5
KA0131:A1 | SC | KA0231A1 | WHT | 20 | 13.A6 | KA0132:A1 | TURBINE PANEL | 13.A6
KA0131:A1 | SC | KA0231A1 | WHT | 20 | 13.A6 | XT0136:9 | TURBINE PANEL | 13.A5
KA0131:A2 | SC | 0V | WHT | 20 | 13.A6 | KA0132:A2 | TURBINE PANEL | 13.A6
KA0131:A2 | SC | 0V | WHT | 20 | 13.A6 | KA0134:A2 | TURBINE PANEL | 13.A6
KA0132:11 | SC | FU0139 | WHT | 20 | 12.A3 | KA0133:11 | TURBINE PANEL | 12.A3
KA0132:11 | SC | FU0139 | WHT | 20 | 12.A3 | XT0136:2 | TURBINE PANEL | 12.A2
KA0132:12 | SC | KT0141A1 | WHT | 20 | 12.A3 | KT0142:A1 | TURBINE PANEL | 12.A6
KA0132:12 | SC | KT0141A1 | WHT | 20 | 12.A3 | KA0133:12 | TURBINE PANEL | 12.A3
KA0132:21 | SC | KA0138A1 | WHT | 20 | 12.C4 | KA0138:A1 | TURBINE PANEL | 12.C6
KA0132:22 | SC | KA013222 | WHT | 20 | 12.4 | KA0137:14 | TURBINE PANEL | 12.D3
KA0132:22 | SC | KA013222 | WHT | 20 | 12.4 | KT0141:18 | TURBINE PANEL | 12.2
KA0132:24 | SC | KA013224 | WHT | 20 | 12.C4 | KA0134:14 | TURBINE PANEL | 12.C3
KA0132:A1 | SC | KA0231A1 | WHT | 20 | 13.A6 | KA0141:A1 | TURBINE PANEL | 13.B6
KA0132:A2 | SC | 0V | WHT | 20 | 13.A6 | KA0141:A2 | TURBINE PANEL | 13.B6
KA0133:11 | SC | FU0139 | WHT | 20 | 12.A3 | KA0136:11 | TURBINE PANEL | 12.B4
KA0133:A1 | SC | KA0133A1 | WHT | 20 | 13.B6 | XT0137:4 | TURBINE PANEL | 13.B5
KA0133:A2 | SC | 0V | WHT | 20 | 13.B6 | KA0141:A2 | TURBINE PANEL | 13.B6
KA0134:11 | SC | FU0139 | WHT | 20 | 12.C3 | KA0137:11 | TURBINE PANEL | 12.D3
KA0134:11 | SC | FU0139 | WHT | 20 | 12.C3 | KA0137:21 | TURBINE PANEL | 12.C3
KA0134:A1 | SC | KA0134A1 | WHT | 20 | 13.A6 | XT0136:10 | TURBINE PANEL | 13.A5
KA0134:A2 | SC | 0V | WHT | 20 | 13.A6 | KA0136:A2 | TURBINE PANEL | 13.A6
KA0136:11 | SC | FU0139 | WHT | 20 | 12.B4 | KA0137:21 | TURBINE PANEL | 12.C3
KA0136:14 | SC | KA013821 | WHT | 20 | 12.B4 | KA0138:21 | TURBINE PANEL | 12.B5
KA0136:A1 | SC | PS32002 | WHT | 20 | 13.A6 | XT0136:5 | TURBINE PANEL | 84.D5
KA0136:A2 | SC | 0V | WHT | 20 | 13.A6 | KA0137:A2 | TURBINE PANEL | 12.D6
KA0137:24 | SC | KA013724 | WHT | 20 | 12.C3 | AF0091:04 | TURBINE PANEL | 12.C3
KA0137:A1 | SC | KA0137A1 | WHT | 20 | 12.D6 | KT0142:18 | TURBINE PANEL | 12.D2
KA0137:A2 | SC | 0V | WHT | 20 | 12.D6 | KA0138:A2 | TURBINE PANEL | 12.C6
KA0138:11 | SC | KM3170EP | WHT | 20 | 87.A5 | XT0136:13 | TURBINE PANEL | 87.A5
KA0138:14 | SC | FU0139 | WHT | 20 | 87.A5 | XT0136:11 | TURBINE PANEL | 87.A6
KA0138:24 | SC | KT0144B1 | WHT | 20 | 12.B5 | KT0144:B1 | TURBINE PANEL | 12.B6
KA0138:A2 | SC | 0V | WHT | 20 | 12.C6 | XT0137:3 | TURBINE PANEL | 12.C6
KA0144:22 | SC | KA014422 | WHT | 20 | 106.A6 | KA0249:12 | TURBINE PANEL | 106.A6
KA0144:22 | SC | KA014422 | WHT | 20 | 106.A6 | KA0176:A1 | TURBINE PANEL | 106.B5
KA0144:A1 | SC | KA0135A1 | WHT | 20 | 12.B6 | XT0137:2 | TURBINE PANEL | 12.C6
KA0144:A2 | SC | 0V | WHT | 20 | 12.B6 | XT0137:3 | TURBINE PANEL | 12.C6
KA0144:A2 | SC | 0V | WHT | 20 | 12.B6 | KT0145:A2 | TURBINE PANEL | 12.B6
KA0176:11 | SC | KA017611 | WHT | 20 | 106.A6 | XT6210:1 | TURBINE PANEL | 106.A5
KA0176:14 | SC | 012138 | WHT | 20 | 106.A6 | XT6210:5 | TURBINE PANEL | 106.A6
KA0176:21 | SC | KA017621 | WHT | 20 | 106.C6 | XT6210:3 | TURBINE PANEL | 106.C5
KA0176:24 | SC | 012137 | WHT | 20 | 106.C6 | XT6210:7 | TURBINE PANEL | 106.C6
KA0176:A1 | SC | KA014422 | WHT | 20 | 106.B5 | KA0177:A1 | TURBINE PANEL | 106.B5
KA0176:A2 | SC | 0V | WHT | 20 | 106.B5 | XT0135:5 | TURBINE PANEL | 106.B7
KA0176:A2 | SC | 0V | WHT | 20 | 106.B5 | KA0177:A2 | TURBINE PANEL | 106.B5
KA0231:11 | SC | KA0231A1 | WHT | 20 | 15.C5 | KA0242:11 | TURBINE PANEL | 15.C5
KA0231:11 | SC | KA0231A1 | WHT | 20 | 15.C5 | KA0231:A1 | TURBINE PANEL | 15.D4
KA0231:14 | SC | 009611 | WHT | 20 | 15.C5 | KA0242:14 | TURBINE PANEL | 15.C5
KA0231:21 | SC | KA023121 | WHT | 20 | 15.A4 | KA0245:14 | TURBINE PANEL | 15.A3
KA0231:A1 | SC | KA0231A1 | WHT | 20 | 15.D4 | KA0232:A1 | TURBINE PANEL | 15.D4
KA0231:A2 | SC | 0V | WHT | 20 | 15.D4 | KA0232:A2 | TURBINE PANEL | 15.D4
KA0232:11 | SC | KA017814 | WHT | 20 | 26.D6 | XT0175:1 | TURBINE PANEL | 26.D6
KA0232:21 | SC | FU0170 |  | 20 | 106.A6 | XT0139:4 | TURBINE PANEL | 106.A7
KA0232:22 | SC | KA023222 | WHT | 20 | 106.A6 | KA0144:21 | TURBINE PANEL | 106.A6
KA0232:22 | SC | KA023222 | WHT | 20 | 106.A6 | KA0249:11 | TURBINE PANEL | 106.A6
KA0232:A1 | SC | KA0231A1 | WHT | 20 | 15.D4 | XT0241:3 | TURBINE PANEL | 15.D5
KA0232:A2 | SC | 0V | WHT | 20 | 15.D4 | XT0240:10 | TURBINE PANEL | 15.D3
KA0238:11 | SC | FU0139 | WHT | 20 | 15.D4 | XT0240:12 | TURBINE PANEL | 15.C4
KA0238:12 | SC | KA023812 | WHT | 20 | 15.D4 | XT0240:13 | TURBINE PANEL | 15.D4
KA0238:A1 | SC | ESTOP | WHT | 20 | 15.B1 | KA0239:A1 | TURBINE PANEL | 15.B1
KA0238:A1 | SC | ESTOP | WHT | 20 | 15.B1 | XT0240:4 | TURBINE PANEL | 15.B3
KA0239:21 | SC | UA1200J21 | WHT | 20 | 15.A5 | KA0241:11 | TURBINE PANEL | 15.A5
KA0239:24 | SC | KA024114 | WHT | 20 | 15.A5 | KA0241:14 | TURBINE PANEL | 15.A5
KA0239:A1 | SC | ESTOP | WHT | 20 | 15.B1 | KA0240:A1 | TURBINE PANEL | 15.B1
KA0239:A2 | SC | 0V | WHT | 20 | 15.B1 | KA0238:A2 | TURBINE PANEL | 15.B1
KA0239:A2 | SC | 0V | WHT | 20 | 15.B1 | KA0240:A2 | TURBINE PANEL | 15.B1
KA0240:11 | SC | PS32004 | WHT | 20 | 84.D6 | XT0136:6 | TURBINE PANEL | 84.D5
KA0240:14 | SC | UF1300 | WHT | 20 | 84.D6 | XT0136:7 | TURBINE PANEL | 84.D6
KA0240:A1 | SC | ESTOP | WHT | 20 | 15.B1 | KA0248:A1 | TURBINE PANEL | 15.C1
KA0240:A2 | SC | 0V | WHT | 20 | 15.B1 | KA0248:A2 | TURBINE PANEL | 15.C1
KA0241:11 | SC | UA1200J21 | WHT | 20 | 15.A5 | XT0241:1 | TURBINE PANEL | 15.A5
KA0241:14 | SC | KA024114 | WHT | 20 | 15.A5 | KA0231:24 | TURBINE PANEL | 15.A4
KA0241:21 | SC | KT0146A1 | WHT | 20 | 14.A6 | XT0140:3 | TURBINE PANEL | 14.A6
KA0241:24 | SC | 009643 | WHT | 20 | 14.A6 | XT0140:4 | TURBINE PANEL | 14.A6
KA0241:A1 | SC | KA0241A1 | WHT | 20 | 15.C1 | KA0242:A1 | TURBINE PANEL | 15.C1
KA0241:A1 | SC | KA0241A1 | WHT | 20 | 15.C1 | XT0240:6 | TURBINE PANEL | 15.C3
KA0241:A2 | SC | 0V | WHT | 20 | 15.C1 | KA0242:A2 | TURBINE PANEL | 15.C1
KA0241:A2 | SC | 0V | WHT | 20 | 15.C1 | KA0248:A2 | TURBINE PANEL | 15.C1
KA0242:11 | SC | KA0231A1 | WHT | 20 | 15.C5 | XT0136:9 | TURBINE PANEL | 13.A5
KA0242:14 | SC | 009611 | WHT | 20 | 15.C5 | XT0241:2 | TURBINE PANEL | 15.C5
KA0242:24 | SC | KA024821 | WHT | 20 | 11.B2 | KA0248:21 | TURBINE PANEL | 11.B3
KA0242:A2 | SC | 0V | WHT | 20 | 15.C1 | KA0243:A2 | TURBINE PANEL | 15.C1
KA0243:21 | SC | ESTOPC | WHT | 20 | 15.A3 | XT0240:1 | TURBINE PANEL | 15.A3
KA0243:24 | SC | KA024511 | WHT | 20 | 15.A3 | KA0245:11 | TURBINE PANEL | 15.A3
KA0243:A1 | SC | KA0243A1 | WHT | 20 | 15.C1 | KA0244:A1 | TURBINE PANEL | 15.D1
KA0243:A1 | SC | KA0243A1 | WHT | 20 | 15.C1 | XT0240:7 | TURBINE PANEL | 15.C3
KA0243:A2 | SC | 0V | WHT | 20 | 15.C1 | KA0244:A2 | TURBINE PANEL | 15.D1
KA0244:11 | SC | FU0139 | WHT | 20 | 15.C4 | XT0240:11 | TURBINE PANEL | 15.C4
KA0244:12 | SC | KA024412 | WHT | 20 | 15.C4 | KT0145:A1 | TURBINE PANEL | 12.B6
KA0244:21 | SC | KA017621 | WHT | 20 | 106.C6 | XT6210:3 | TURBINE PANEL | 106.C5
KA0244:24 | SC | KA024424 | WHT | 20 | 106.C6 | XT6210:8 | TURBINE PANEL | 106.C6
KA0244:A1 | SC | KA0243A1 | WHT | 20 | 15.D1 | KA0246:A1 | TURBINE PANEL | 15.D1
KA0244:A2 | SC | 0V | WHT | 20 | 15.D1 | KA0246:A2 | TURBINE PANEL | 15.D1
KA0245:A1 | SC | KA0245A1 | WHT | 20 | 15.D1 | KA0249:A1 | TURBINE PANEL | 15.D1
KA0245:A1 | SC | KA0245A1 | WHT | 20 | 15.D1 | XT0240:8 | TURBINE PANEL | 15.D3
KA0245:A2 | SC | 0V | WHT | 20 | 15.D1 | KA0249:A2 | TURBINE PANEL | 15.D1
KA0245:A2 | SC | 0V | WHT | 20 | 15.D1 | KA0247:A2 | TURBINE PANEL | 15.D1
KA0246:11 | SC | KA017611 | WHT | 20 | 106.A6 | XT6210:1 | TURBINE PANEL | 106.A5
KA0246:14 | SC | KA6211A1 | WHT | 20 | 106.A6 | XT6210:6 | TURBINE PANEL | 106.A6
KA0246:A1 | SC | KA0243A1 | WHT | 20 | 15.D1 | KA0247:A1 | TURBINE PANEL | 15.D1
KA0246:A2 | SC | 0V | WHT | 20 | 15.D1 | KA0247:A2 | TURBINE PANEL | 15.D1
KA0248:22 | SC | FU0137 | WHT | 20 | 11.B3 | XT0139:3 | TURBINE PANEL | 11.B4
KA0249:A2 | SC | 0V | WHT | 20 | 15.D1 | XT0240:10 | TURBINE PANEL | 15.D3
KA0875:11 | SC | HA04722 | WHT | 20 | 26.D6 | XT0175:2 | TURBINE PANEL | 26.D6
KA0875:14 | SC | FU0170 | WHT | 20 | 26.D6 | KA0232:12 | TURBINE PANEL | 26.D6
KA0875:14 | SC | FU0170 | WHT | 20 | 26.D6 | XT0139:5 | TURBINE PANEL | 26.D6
KA1020:24 | SC | 0V | WHT | 14 | 34.A5 | XT0135:2 | TURBINE PANEL | 11.B4
KT0140:15 | SC | FU0139 | WHT | 20 | 12.A5 | XT0140:1 | TURBINE PANEL | 12.A1
KT0140:15 | SC | FU0139 | WHT | 20 | 12.1 | XT0140:2 | TURBINE PANEL | 12.D1
KT0140:16 | SC | KT014115 | WHT | 20 | 12.1 | KT0141:15 | TURBINE PANEL | 12.2
KT0140:18 | SC | KT0143A1 | WHT | 20 | 12.A5 | KT0143:A1 | TURBINE PANEL | 12.A6
KT0140:A1 | SC | KT0140A1 | WHT | 20 | 12.A6 | KT0143:16 | TURBINE PANEL | 12.A5
KT0140:A2 | SC | 0V | WHT | 20 | 12.A6 | KT0141:A2 | TURBINE PANEL | 12.A6
KT0140:A2 | SC | 0V | WHT | 20 | 12.A6 | XT0136:3 | TURBINE PANEL | 12.A2
KT0141:18 | SC | KA013222 | WHT | 20 | 12.2 | KT0144:18 | TURBINE PANEL | 12.C2
KT0141:A1 | SC | KT0141A1 | WHT | 20 | 12.A6 | KT0143:15 | TURBINE PANEL | 12.A5
KT0141:A1 | SC | KT0141A1 | WHT | 20 | 12.A6 | KT0142:A1 | TURBINE PANEL | 12.A6
KT0141:A2 | SC | 0V | WHT | 20 | 12.A6 | KT0142:A2 | TURBINE PANEL | 12.A6
KT0142:15 | SC | FU0139 | WHT | 20 | 12.D2 | KT0145:15 | TURBINE PANEL | 12.D2
KT0142:18 | SC | KA0137A1 | WHT | 20 | 12.D2 | KT0145:18 | TURBINE PANEL | 12.D2
KT0142:A2 | SC | 0V | WHT | 20 | 12.A6 | KT0143:A2 | TURBINE PANEL | 12.A6
KT0143:A2 | SC | 0V | WHT | 20 | 12.A6 | KT0144:A2 | TURBINE PANEL | 12.B6
KT0144:15 | SC | FU0139 | WHT | 20 | 12.C2 | XT0140:5 | TURBINE PANEL | 12.C1
KT0144:A1 | SC | FU0139 | WHT | 20 | 12.B6 | XT0140:5 | TURBINE PANEL | 12.C1
KT0144:A2 | SC | 0V | WHT | 20 | 12.B6 | KT0145:A2 | TURBINE PANEL | 12.B6
KT0145:15 | SC | FU0139 | WHT | 20 | 12.D2 | XT0140:2 | TURBINE PANEL | 12.D1
PC0470:INP_A | SC | 009312 | WHT | 20 | 29.B5 | PC0470:INP_B | TURBINE PANEL | 29.B5
VD6211:--1N4007 | SC | KA017611 | LEAD | --- | 106.A5 | XT6210:1 | TURBINE PANEL | 106.A5
VD6211:+-1N4007 | SC | 012106 | LEAD | --- | 106.A5 | XT6210:2 | TURBINE PANEL | 106.A6
VD6221:--1N4007 | SC | KA017621 | LEAD | --- | 106.C5 | XT6210:3 | TURBINE PANEL | 106.C5
VD6221:+-1N4007 | SC | 012105 | LEAD | --- | 106.C5 | XT6210:4 | TURBINE PANEL | 106.C5
XT0110:4 | SC | 0V | WHT | 16 | 17.A5 | XT0080:1 | TURBINE PANEL | 7.B1
XT0134:1 | SC | 0V | WHT | 16 | 11.B3 | XT0135:1 | TURBINE PANEL | 11.B4
XT0134:2 | SC | 0V | WHT | 16 | 11.B3 | XT0110:3 | TURBINE PANEL | 17.A5
XT0135:1 | SC | 0V | WHT | 16 | 11.B4 | XT0680:2 | TURBINE PANEL | 6.B3
XT0135:2 | SC | 0V | WHT | 16 | 11.B4 | XT0090:1 | TURBINE PANEL | 7.D1
XT0135:3 | SC | 0V | WHT | 20 | 11.B4 | XT0135:4 | TURBINE PANEL | 11.C4
XT0136:1 | SC | FU0139 | WHT | 20 | 12.A2 | XT0136:11 | TURBINE PANEL | 87.A6
XT0136:1 | SC | FU0139 | WHT | 20 | 12.A2 | XT0240:11 | TURBINE PANEL | 15.C4
XT0136:12 | SC | 0V | WHT | 20 | 87.A6 | XT0136:3 | TURBINE PANEL | 12.A2
XT0136:2 | SC | FU0139 | WHT | 20 | 12.A2 | XT0140:1 | TURBINE PANEL | 12.A1
XT0136:3 | SC | 0V | WHT | 16 | 12.A2 | XT0135:1 | TURBINE PANEL | 11.B4
XT0136:4 | SC | FU0139 | WHT | 20 | 84.D5 | XT0136:1 | TURBINE PANEL | 12.A2
XT0140:1 | SC | FU0139 | WHT | 20 | 12.A1 | XT0140:5 | TURBINE PANEL | 12.C1
XT0140:5 | SC | FU0139 | WHT | 20 | 12.C1 | XT0140:2 | TURBINE PANEL | 12.D1
XT0236:1 | SC | FU0139 | WHT | 20 | 27.C5 | XT0240:11 | TURBINE PANEL | 15.C4
XT0236:2 | SC | KA0241A1 | WHT | 20 | 27.C5 | XT0240:6 | TURBINE PANEL | 15.C3
XT0236:5 | SC | 0V | WHT | 20 | 27.C5 | XT0240:9 | TURBINE PANEL | 15.D3
XT0238:1 B2 | SC | KA023812 | WHT | 20 | 27.C5 | XT0240:13 | TURBINE PANEL | 15.D4
XT0240:9 | SC | 0V | WHT | 14 | 15.D3 | XT0136:3 | TURBINE PANEL | 12.A2
XT2220:2 | SC | 0V | WHT | 16 | 60.A5 | XT0135:3 | TURBINE PANEL | 11.B4
XT2240:2 | SC | 0V | WHT | 16 | 65.A5 | XT0135:4 | TURBINE PANEL | 11.C4
AF0410:L1 | WC0009 | AU0090L2 | ENET | CABLE | 17.B5 | AU0090:L2 | TURBINE PANEL | 7.C1
AF0410:L2 | WC0041 | AF0410L2 | ENET | CABLE | 17.B5 | AF0420:L1 | TURBINE PANEL | 17.B5
AF0420:L2 | WC0042 | AF0420L2 | ENET | CABLE | 17.B5 | AF0450:L1 | TURBINE PANEL | 17.B3
AF0450:L2 | WC0045 | AF0450L2 | ENET | CABLE | 17.B3 | AU0080:L1 | TURBINE PANEL | 7.A1
AF0450:05 | WC4749 | UA15201 | RED | 20 | 42.A7 | UA1520:+24 | TURBINE PANEL | 42.A5
AF0450:06 | WC4749 | UA15202 | WHT | 20 | 42.A7 | UA1520:OUT | TURBINE PANEL | 42.A5
AF0450:08 | WC4749 | UA15203 | BLK | 20 | 42.A7 | UA1520:COM | TURBINE PANEL | 42.A5
AF0450:23 | WC4749 | PE1520S | SH | 20 | 42.A7 | XT1521:1 | TURBINE PANEL | 42.A5
AF0400:LBUS | WC8040 | AF0410RBUS | BUS | CABLE | 17.B6 | AF0410:RBUS | TURBINE PANEL | 17.B5
AF0410:LBUS | WC8041 | AF0410LBUS | BUS | CABLE | 17.B5 | AF0420:RBUS | TURBINE PANEL | 17.B5
AF0420:LBUS | WC8042 | AF0420LBUS | BUS | CABLE | 17.B5 | AF0450:RBUS | TURBINE PANEL | 17.B3
AU0090:L1 | WC0003 | AP0603L2 | ENET | CABLE | 7.C1 | AP0603:L2 | GENERATOR PANEL | 4.A4
XT0137:2 | WC0135 | KA0135A1 | WHT | 18 | 12.C6 | KA0135:A1 | GENERATOR PANEL | 85.B6
XT0137:3 | WC0135 | 0V | BLK | 18 | 12.C6 | KA0135:A2 | GENERATOR PANEL | 85.B6
AT0680:LAN1 | WC0607 | AT0680LAN1 | ENET | CABLE | 6.B4 | AP0606:L1 | GENERATOR PANEL | 4.A5
XT6210:5 | WC6211 | 012138 | RED | 18 | 106.A6 | XT6211:1 | GENERATOR PANEL | 106.A6
XT6210:2 | WC6211 | 012106 | WHT | 18 | 106.A6 | XT6211:2 | GENERATOR PANEL | 106.A6
XT6210:6 | WC6211 | KA6211A1 | BLK | 18 | 106.A6 | XT6211:3 | GENERATOR PANEL | 106.A6
XT6210:7 | WC6221 | 012137 | RED | 18 | 106.C6 | XT6211:4 | GENERATOR PANEL | 106.C6
XT6210:4 | WC6221 | 012105 | WHT | 18 | 106.C5 | XT6211:5 | GENERATOR PANEL | 106.C6
XT6210:8 | WC6221 | KA024424 | BLK | 18 | 106.C6 | XT6211:6 | GENERATOR PANEL | 106.C6
FU0136:LI | WC8220 | FU0332 | 1 | 12 | 11.A3 | XT0333:2 | GENERATOR PANEL | 18.C3
XT0134:1 | WC8220 | 0V | 2 | 12 | 11.B3 | XT0336:5 | GENERATOR PANEL | 18.D4
XT0136:9 | WC8221 | KA0231A1 | 2 | 12 | 13.A5 | XT0334:2 | GENERATOR PANEL | 18.C2
XT0240:5 | WC8221 | ESTOP | 1 | 12 | 15.B3 | XT0336:1 | GENERATOR PANEL | 18.C4
XT0137:1 | WC0136 | KA013114 | WHT | 18 | 12.C5 | AF0121:02 | INSIDE DOOR JB72 | 85.A7
XT0137:4 | WC0136 | KA0133A1 | BLK | 18 | 13.B5 | AF0121:04 | INSIDE DOOR JB72 | 85.A7
AU0080:L2 | WC0008 | AU0080L2 | ENET | CABLE | 7.A1 | AU0070:L1 | JB100 DRIVER PANEL | 8.A2
AF0096:38 | WC0236 | 009638 | WHT | 18 | 15.A7 | KA0236:14 | JB100 DRIVER PANEL | 15.A6
AF0096:06 | WC0236 | 009606 | BLK | 18 | 15.A7 | KA0236:11 | JB100 DRIVER PANEL | 15.A6
XT0140:3 | WC0241 | KT0146A1 | WHT | 18 | 14.A6 | XT0100:6 | JB100 DRIVER PANEL | 14.A6
XT0140:4 | WC0241 | 009643 | BLK | 18 | 14.A6 | XT0100:7 | JB100 DRIVER PANEL | 14.A6
AF0096:43 | WC0246 | 009643 | WHT | 18 | 14.B7 | XT0100:4 | JB100 DRIVER PANEL | 14.B6
AF0096:11 | WC0246 | 009611 | BLK | 18 | 14.B7 | XT0100:5 | JB100 DRIVER PANEL | 14.B6
XT1201:1 | WC4624 | KA0130A1 | WHT-PR1 | 18 | 16.C6 | XT1200:1 | JB100 DRIVER PANEL | 16.C6
XT1201:2 | WC4624 | KA013014 | BLK-PR1 | 18 | 16.D6 | XT1200:2 | JB100 DRIVER PANEL | 16.D6
XT1201:3 | WC4624 | UA1200J27 | WHT-PR2 | 18 | 16.D6 | XT1200:3 | JB100 DRIVER PANEL | 16.D6
XT1201:4 | WC4624 | UA1200J21 | BLK-PR2 | 18 | 16.D6 | XT1200:4 | JB100 DRIVER PANEL | 16.D6
KA0242:21 | WC8120 | KA024221 | 1 | 12 | 11.B2 | XT0234:1 | JB100 DRIVER PANEL | 11.C2
XT0134:4 | WC8120 | 0V | 3 | 12 | 11.B3 | XT0234:4 | JB100 DRIVER PANEL | 11.C2
XT0138:4 | WC8120 | FU0136 | 2 | 12 | 11.B3 | XT0234:2 | JB100 DRIVER PANEL | 11.C2
XT0240:5 | WC8320 | ESTOP | BLK-PR1 | 18 | 15.B3 | XT0242:2 | JB100 DRIVER PANEL | 15.B6
XT0241:1 | WC8320 | UA1200J21 | WHT-PR1 | 18 | 15.A5 | XT0242:4 | JB100 DRIVER PANEL | 15.A6
XT0241:2 | WC8320 | 009611 | WHT-PR2 | 18 | 15.C5 | XT0242:5 | JB100 DRIVER PANEL | 15.C6
XT0241:3 | WC8320 | KA0231A1 | BLK-PR2 | 18 | 15.D5 | XT0242:1 | JB100 DRIVER PANEL | 15.D6
AF0091:14 | SC | SA0472B214 | WHT | 20 | 28.C7 | SA0472:B2-14 | JB70 | 28.C1
AF0091:15 | SC | SA0472B114 | WHT | 20 | 28.C7 | SA0472:B1-14 | JB70 | 28.C1
AF0091:46 | SC | SA0472B213 | WHT | 20 | 28.C7 | SA0472:B2-13 | JB70 | 28.C1
AF0091:47 | SC | SA0472B113 | WHT | 20 | 28.C7 | SA0472:B1-13 | JB70 | 28.C1
AF0093:10 | SC | SH0470X2 | WHT | 20 | 27.B7 | SH0470:X2 | JB70 | 27.B1
AF0093:15 | SC | SH0471X2 | WHT | 20 | 27.A7 | SH0471:X2 | JB70 | 27.A1
AF0093:26 | SC | SH0470X1 | WHT | 20 | 27.B7 | SH0470:X1 | JB70 | 27.B1
AF0093:31 | SC | SH0471X1 | WHT | 20 | 27.A7 | SH0471:X1 | JB70 | 27.A1
AF0095:00 | SC | SH047114 | WHT | 20 | 27.A7 | SH0471:14 | JB70 | 27.A1
AF0095:01 | SC | SH047012 | WHT | 20 | 27.B7 | SH0470:12 | JB70 | 27.B1
AF0095:02 | SC | SB047112 | WHT | 20 | 27.D7 | SB0471:12 | JB70 | 27.D1
AF0095:03 | SC | SB047314 | WHT | 20 | 27.D7 | SB0473:14 | JB70 | 27.D1
AF0095:04 | SC | SB047414 | WHT | 20 | 28.A7 | SB0474:14 | JB70 | 28.A1
AF0095:05 | SC | SA047312 | WHT | 20 | 28.D7 | SA0473:12 | JB70 | 28.D1
AF0095:06 | SC | SA047314 | WHT | 20 | 28.D7 | SA0473:14 | JB70 | 28.D1
AF0095:07 | SC | SA0471B214 | WHT | 20 | 28.A7 | SA0471:B2-14 | JB70 | 28.A1
AF0095:08 | SC | SA0471B114 | WHT | 20 | 28.B7 | SA0471:B1-14 | JB70 | 28.B1
AF0095:32 | SC | SH047113 | WHT | 20 | 27.A7 | SH0471:13 | JB70 | 27.A1
AF0095:33 | SC | SH047011 | WHT | 20 | 27.B7 | SH0470:11 | JB70 | 27.B1
AF0095:34 | SC | SB047111 | WHT | 20 | 27.D7 | SB0471:11 | JB70 | 27.D1
AF0095:35 | SC | SB047313 | WHT | 20 | 27.D7 | SB0473:13 | JB70 | 27.D1
AF0095:36 | SC | SB047413 | WHT | 20 | 28.A7 | SB0474:13 | JB70 | 28.A1
AF0095:37 | SC | SA047311 | WHT | 20 | 28.D7 | SA0473:11 | JB70 | 28.D1
AF0095:38 | SC | SA047313 | WHT | 20 | 28.D7 | SA0473:13 | JB70 | 28.D1
AF0095:39 | SC | SA0471B213 | WHT | 20 | 28.A7 | SA0471:B2-13 | JB70 | 28.A1
AF0095:40 | SC | SA0471B113 | WHT | 20 | 28.B7 | SA0471:B1-13 | JB70 | 28.B1
AF0096:04 | SC | SB0472B212 | WHT | 20 | 28.B7 | SB0472:B2-12 | JB70 | 28.B1
AF0096:36 | SC | SB0472B211 | WHT | 20 | 28.B7 | SB0472:B2-11 | JB70 | 28.B1
XT0134:3 | SC | 0V | WHT | 14 | 11.B3 | AT1100:NEG | JB70 | 29.D3
XT0236:1 | SC | FU0139 | WHT | 20 | 27.C5 | SH0472:13 | JB70 | 27.C1
XT0236:2 | SC | KA0241A1 | WHT | 20 | 27.C5 | SH0472:14 | JB70 | 27.C1
XT0236:3 | SC | SH047211 | WHT | 20 | 27.C5 | SH0472:11 | JB70 | 27.C1
XT0236:4 | SC | SH047212 | WHT | 20 | 27.C5 | SH0472:12 | JB70 | 27.C1
XT0236:5 | SC | 0V | WHT | 20 | 27.C5 | SH0472:X1 | JB70 | 27.C1
XT0236:6 | SC | SH047111 | WHT | 20 | 27.A5 | SH0471:11 | JB70 | 27.A1
XT0236:7 | SC | SH047112 | WHT | 20 | 27.A5 | SH0471:12 | JB70 | 27.A1
XT0236:8 | SC | SH047013 | WHT | 20 | 27.B5 | SH0470:13 | JB70 | 27.B1
XT0236:9 | SC | SH047014 | WHT | 20 | 27.B5 | SH0470:14 | JB70 | 27.B1
XT0238:1 B1 | SC | SH0472X2 | WHT | 20 | 27.C5 | SH0472:X2 | JB70 | 27.C1
XT0240:3 | SC | ESTOPA | WHT | 20 | 15.A3 | SB0472:B1-11 | JB70 | 28.B1
XT0240:4 | SC | ESTOP | WHT | 20 | 15.B3 | SB0472:B1-12 | JB70 | 28.B1
XT0472:2 | WC5072 | 0V | 1 | 18 | 26.D3 | HA0472:BLK-1 | JB70 | 26.D1
XT0472:1 | WC5072 | HA04722 | 2 | 18 | 26.D3 | HA0472:BLK-2 | JB70 | 26.D1
AF0086:SH | SC | IEG01301 | GRN | 14 | 7.B5 | IEG0130:1 | LEFT WALL JB70 | 7.B6
AF0094:SH | SC | IEG01302 | GRN | 14 | 7.D4 | IEG0130:2 | LEFT WALL JB70 | 7.D4
GR0134: | SC | IEG01304 | GRN | 14 | 3.A5 | IEG0130:4 | LEFT WALL JB70 | 3.A5
GR0137: | SC | IEG01305 | GRN | 14 | 3.A5 | IEG0130:5 | LEFT WALL JB70 | 3.A5
XT0134:4 | SC | 0V | GRN/YEL | 12 | 11.B3 | PEG0130:1 | LEFT WALL JB70 | 11.C3
XT0135:2 | SC | 0V | WHT | 16 | 11.B4 | UJ1100:24V(-) | LEFT WALL JB70 | 29.C6
XT0138:3 | SC | FU0136 | WHT | 14 | 11.A3 | FU1100:LI | LEFT WALL JB70 | 29.D6
XT0139:1 | SC | FU0137 | WHT | 16 | 11.A4 | UJ1100:24V(+) | LEFT WALL JB70 | 29.C6
XT0400:3 | SC | IEG01303 | GRN | 14 | 17.C6 | IEG0130:3 | LEFT WALL JB70 | 17.C6
SolarTools ver. 24.0.84.24712 (Jul 31, 2025)
Report date: 1/15/2026 1:18 PM

## Panel Errors
Panel Errors
Project # | H3350
Project Name | CINCINNATI T130 GS CR U2
Revision | A.2
Controls DE | J.PASARIN
Phone: | 0
Controls ME | R.DURAN
Phone:
From | [6 empty] | To
Device ID | Location | Cable (W) Conductor (SC) Jumper Clip (JC) | Wire ID | Wire No. | Gauge/Size | Page/Zone | Device ID | Location | Page/Zone
Report date: 1/15/2026 1:18 PM |  |  |  | SolarTools ver. 24.0.84.24712 (Jul 31, 2025)

## Cable Part Numbers
Cable Part Numbers |  |  | SolarTools ver. 24.0.84.24712 (Jul 31, 2025)
Project # | H3350
Report date: 1/15/2026 1:19 PM
Project Name | CINCINNATI T130 GS CR U2
Revision | A.2
Controls DE | J.PASARIN
Phone: | 0
Controls ME | R.DURAN
Phone:
Device ID |  | Part Number |  | Description
WC0001 |  | 1302073-36 |  | CABLE, ETHERNET - 36 INCHES
WC0007 |  | 1302073-36 |  | CABLE, ETHERNET - 36 INCHES
WC0009 |  | 1302073-36 |  | CABLE, ETHERNET - 36 INCHES
WC0012 |  | 1302073-36 |  | CABLE, ETHERNET - 36 INCHES
WC0014 |  | 1302073-36 |  | CABLE, ETHERNET - 36 INCHES
WC0041 |  | 1302073-36 |  | CABLE, ETHERNET - 36 INCHES
WC0042 |  | 1302073-36 |  | CABLE, ETHERNET - 36 INCHES
WC0045 |  | 1302073-36 |  | CABLE, ETHERNET - 36 INCHES
WC0051 |  | 1302073-36 |  | CABLE, ETHERNET - 36 INCHES
WC0068 |  | 2684693-54 |  | CABLE, EXTENSION, BACKPLANE
WC0078 |  | 2684693-54 |  | CABLE, EXTENSION, BACKPLANE
WC0101 |  | 1302073-36 |  | CABLE, COMMUNICATION CABLE - 36 INCHES
WC4093 |  | 1022941-12 |  | TPE, 1 PAIR TWISTED SHIELDED
WC4094 |  | 1022941-12 |  | TPE, 1 PAIR TWISTED SHIELDED
WC4095 |  | 1022941-12 |  | TPE, 1 PAIR TWISTED SHIELDED
WC4524 |  | 1022941-12 |  | TPE, 1 PAIR TWISTED SHIELDED
WC4749 |  | 1022941-13 |  | TPE, 1 TRIAD TWISTED SHIELDED
WC5072 |  | PART OF 1103208-100 |  | CABLE, 2 CONDUCTOR UNSHIELDED PART OF HORN
WC8009 |  | 1022941-22 |  | TPE, 1 PAIR TWISTED SHIELDED
WC8040 |  | 1322418-90 |  | CABLE, SYTSTEM FUNCTION
WC8041 |  | 1322418-90 |  | CABLE, SUPPLIED BY OTHERS
WC8042 |  | 1322418-90 |  | CABLE, SUPPLIED BY OTHERS
WC8101 |  | 1022941-32 |  | TPE, 1 PAIR TWISTED SHIELDED
WC8102 |  | 1022941-32 |  | TPE, 1 PAIR TWISTED SHIELDED
WC8201 |  | 1022941-32 |  | TPE, 1 PAIR TWISTED SHIELDED
WC8202 |  | 1022941-32 |  | TPE, 1 PAIR TWISTED SHIELDED
WC8301 |  | 1022941-32 |  | TPE, 1 PAIR TWISTED SHIELDED

## Part Number List
Part Number List |  | SolarTools ver. 24.0.84.24712 (Jul 31, 2025)
Project # | H3350
Report date: 1/15/2026 1:19 PM
Project Name | CINCINNATI T130 GS CR U2
Revision | A.2
Controls DE | J.PASARIN
Phone: | 0
Controls ME | R.DURAN
Phone:
Device ID | Part Number | Description | Location
AF0510 | 1322418-11,1322418-20 | 1444-DYN04-01RA, 4-CH VIBRATION INPUT^DYNAMIX 1444 VIBRATION | GENERATOR PANEL
AP0601 | 1089241-20 | MODULE, BLANK FILLER | GENERATOR PANEL
AP0602 | 1089241-40 | 1756-EN2TRXT, ETHERNET | GENERATOR PANEL
AP0603 | 1089241-40 | 1756-EN2TRXT, ETHERNET | GENERATOR PANEL
AP0604 | 1089241-20 | MODULE, BLANK FILLER | GENERATOR PANEL
AP0605 | 1089241-36 | 1756-EN2TXT, ETHERNET | GENERATOR PANEL
AP0606 | 1089241-40 | 1756-EN2TRXT, ETHERNET | GENERATOR PANEL
AR0600 | 1089241-29 | RACK CHASSIS, 1756-A7XT (7 SLOT) | GENERATOR PANEL
AT0140 | 2769310-1,2769310-4 | MODULE, DECS-250 | GENERATOR PANEL
AT0600 | 1089241-43 | 1756-L83EXTS, CONTROLLER^GUARDLOGIX | GENERATOR PANEL
FU0011 | 1043265-1,1043265-7 | FUSE, 20A | GENERATOR PANEL
FU0012 | 1043265-1,1043265-5 | FUSE, 10A | GENERATOR PANEL
FU0013 | 1043265-1,1043265-5 | FUSE, 10A | GENERATOR PANEL
FU0014 | 1043265-1,1043265-5 | FUSE, 10A | GENERATOR PANEL
FU0015 | 1043265-1,1043265-5 | FUSE, 10A | GENERATOR PANEL
FU0017 | [2]1043265-1,[2]1043265-5 | FUSE, 10A | GENERATOR PANEL
FU0120 | 1043265-1,1043265-5 | FUSE, 10A | GENERATOR PANEL
FU0121 | 1043265-1,1043265-5 | FUSE, 10A | GENERATOR PANEL
FU0130 | 1043265-1,1043265-4 | FUSE, 5A | GENERATOR PANEL
FU0180 | 1043265-1,1043265-5 | FUSE, 10A | GENERATOR PANEL
FU0181 | 1043265-1,1043265-5 | FUSE, 10A | GENERATOR PANEL
FU0313 | 1043265-1,1043265-7 | FUSE, 20A | GENERATOR PANEL
FU0314 | 1043265-1,1043265-7 | FUSE, 20A | GENERATOR PANEL
FU0332 | 1043265-1,1043265-9 | FUSE, 30A | GENERATOR PANEL
FU0333 | 1043265-1,1043265-4 | FUSE, 5A | GENERATOR PANEL
FU0334 | 1043265-1,1043265-4 | FUSE, 5A | GENERATOR PANEL
FU0335 | 1043265-1,1043265-4 | FUSE, 5A | GENERATOR PANEL
FU0336 | 1043265-1,1043265-5 | FUSE, 10A | GENERATOR PANEL
GR0140 | 903849C1 | RAIL GROUND, DIN RAIL GROUNDING | GENERATOR PANEL
GR0141 | 903849C1 | RAIL GROUND, DIN RAIL GROUNDING | GENERATOR PANEL
GR0142 | 903849C1 | RAIL GROUND, DIN RAIL GROUNDING | GENERATOR PANEL
GR0143 | 903849C1 | RAIL GROUND, DIN RAIL GROUNDING | GENERATOR PANEL
GR0146 | 903849C1 | RAIL GROUND, DIN RAIL GROUNDING | GENERATOR PANEL
KA0121 | 1061979-1 | RELAY, AUTOMATIC CLOSE CIRCUIT BREAKER | GENERATOR PANEL
KA0123 | 1061979-1 | RELAY, CGCM #1 ENABLED | GENERATOR PANEL
KA0128 | 1061979-1 | RELAY, GENERATOR TRIP SUMMARY CIRCUIT BREAKER | GENERATOR PANEL
KA0135 | 1061979-1 | RELAY, AC PRE/POST PUMP DRIVE | GENERATOR PANEL
KA0180 | 1061979-1 | RELAY, 90% SPEED | GENERATOR PANEL
KA0181 | 1061979-1 | RELAY, TURBINE RUNNING STATUS | GENERATOR PANEL
KA0182 | 1061979-1 | RELAY, WHRS PURGE FLOW ESTABLISHED | GENERATOR PANEL
KA0183 | 1061979-1 | RELAY, WASTE HEAT READY | GENERATOR PANEL
KA0185 | 1061979-1 | RELAY, PERMISSIVE CLOSE CIRCUIT BREAKER | GENERATOR PANEL
KA0310 | 1061979-1 | RELAY, CGCM #1 FAULT | GENERATOR PANEL
KA0313 | 1076251-1,1076251-2 | RELAY, PMG INPUT #1 | GENERATOR PANEL
KA0330 | 1061979-1 | RELAY, CLOSED CIRCUIT BREAKER | GENERATOR PANEL
KA0331 | 1061979-1 | RELAY, MAIN UTILITY BREAKER AUXILIARY CONTACT CLOSED | GENERATOR PANEL
KA0332 | 1061979-1 | RELAY, CLOSE CONTROL CIRCUIT BREAKER | GENERATOR PANEL
KA0333 | 1061979-1 | RELAY, TRIP CONTROL CIRCUIT BREAKER | GENERATOR PANEL
KA0335 | 1061979-1 | RELAY, NO EMERGENCY SHUTDOWN SUMMARY | GENERATOR PANEL
KA0336 | 1061979-1 | RELAY, CONTROLLER ACTIVE | GENERATOR PANEL
KA3103 | 1061979-1 | RELAY, LUBE OIL TANK HEATER | GENERATOR PANEL
KA3420 | 1061979-1 | RELAY, GENERATOR JACKING OIL | GENERATOR PANEL
KA4100 | 1061979-1 | RELAY, GENERATOR HEATER DISABLED | GENERATOR PANEL
KA6211 | 1061979-1 | RELAY, DRIVER ENCLOSURE^VENT FAN #1 | GENERATOR PANEL
KA6221 | 1061979-1 | RELAY, DRIVEN ENCLOSURE^VENT FAN #1 | GENERATOR PANEL
RR0851 | 981090C1 | RESISTOR, 3.01K OHM | GENERATOR PANEL
RR0852 | 981089C1 | RESISTOR, 1.0K OHM | GENERATOR PANEL
UJ0131 | 1286570-1 | POWER CONVERTER, AC/DC INPUT TO 28V DC OUTPUT | GENERATOR PANEL
UV0600 | 1089241-28 | POWER SUPPLY, RSLOGIX CHASSIS | GENERATOR PANEL
XT0011 | 1066730-16,1066730-17,1067996-18 | TERMINAL STRIP, 2 CONDUCTOR | GENERATOR PANEL
XT0014 | 1247052-1 | BUS BAR, SYSTEM FUNCTION (USE) | GENERATOR PANEL
XT0085 | 1066730-7,1066730-8,1067996-4 | TERMINAL BLOCK, SPRING, 4 CONDUCTOR,30-12 AWG (0.05-3.31 MM2),NON-IS | GENERATOR PANEL
XT0120 | 1066730-7,1066730-8,1067996-4 | TERMINAL BLOCK, SPRING, 4 CONDUCTOR,30-12 AWG (0.05-3.31 MM2),NON-IS | GENERATOR PANEL
XT0130 | 1066730-7,1067996-82 | TERMINAL BLOCK, SPRING, 4 CONDUCTOR,30-12 AWG (0.05-3.31 MM2),NON-IS | GENERATOR PANEL
XT0180 | 1066730-7,1066730-8,1067996-4 | TERMINAL BLOCK, SPRING, 4 CONDUCTOR,30-12 AWG (0.05-3.31 MM2),NON-IS | GENERATOR PANEL
XT0313 | 1066730-7,1066730-8,1067996-4 | TERMINAL BLOCK, SPRING, 4 CONDUCTOR,30-12 AWG (0.05-3.31 MM2),NON-IS | GENERATOR PANEL
XT0332 | 1066730-16 | TERMINAL STRIP, 2 CONDUCTOR | GENERATOR PANEL
XT0333 | 1066730-16 | TERMINAL STRIP, 2 CONDUCTOR | GENERATOR PANEL
XT0334 | 1066730-16 | TERMINAL STRIP, 2 CONDUCTOR | GENERATOR PANEL
XT0335 | 1066730-7,1066730-8,1067996-4 | TERMINAL BLOCK, SPRING, 4 CONDUCTOR,30-12 AWG (0.05-3.31 MM2),NON-IS | GENERATOR PANEL
XT0336 | 1066730-7,1066730-8,1067996-4 | TERMINAL BLOCK, SPRING, 4 CONDUCTOR,30-12 AWG (0.05-3.31 MM2),NON-IS | GENERATOR PANEL
XT0337 | 1066730-7,1066730-8 | TERMINAL BLOCK, SPRING, 4 CONDUCTOR,30-12 AWG (0.05-3.31 MM2),NON-IS | GENERATOR PANEL
XT0338 | 1066730-7 | TERMINAL BLOCK, SPRING, 4 CONDUCTOR,30-12 AWG (0.05-3.31 MM2),NON-IS | GENERATOR PANEL
XT0350 | 1066730-16,1066730-17 | TERMINAL STRIP, 2 CONDUCTOR | GENERATOR PANEL
XT0351 | 1066730-7,1066730-8,1067996-82 | TERMINAL BLOCK, SPRING, 4 CONDUCTOR,30-12 AWG (0.05-3.31 MM2),NON-IS | GENERATOR PANEL
XT0352 | 1066730-16,1066730-17,1066730-18 | TERMINAL STRIP, 2 CONDUCTOR | GENERATOR PANEL
XT0360 | 1066730-7,1066730-8,1067996-4 | TERMINAL BLOCK, SPRING, 4 CONDUCTOR,30-12 AWG (0.05-3.31 MM2),NON-IS | GENERATOR PANEL
XT0370 | 1066730-7,1066730-8,1067996-4 | TERMINAL BLOCK, SPRING, 4 CONDUCTOR,30-12 AWG (0.05-3.31 MM2),NON-IS | GENERATOR PANEL
XT0500 | 1066730-1 | TERMINAL STRIP, 4 CONDUCTOR | GENERATOR PANEL
XT6211 | 1066730-7 | TERMINAL BLOCK, SPRING, 4 CONDUCTOR,30-12 AWG (0.05-3.31 MM2),NON-IS | GENERATOR PANEL
GR0131 | 903849C1 | RAIL GROUND, DIN RAIL GROUNDING | INSIDE DOOR JB70
GR0132 | 903849C1 | RAIL GROUND, DIN RAIL GROUNDING | INSIDE DOOR JB70
AF0121 | 2684693-17,2684693-24 | 5094-OB16XT, 16 DISCRETE OUTPUT | INSIDE DOOR JB72
AF0122 | 2684693-17,2684693-23 | 5094-IB16XT, 16 DISCRETE INPUT | INSIDE DOOR JB72
AF0123 | 2684693-19,2684693-33 | 5094-IY8XT, 8 ANALOG INPUT, TC/RTD/ I&V | INSIDE DOOR JB72
AF0124 | 2684693-18,2684693-55 | 5094-OB16SXT, 16 DISCRETE OUTPUT, S | INSIDE DOOR JB72
AF0125 | 2684693-18,2684693-30 | 5094-IF4IHSXT, 4 ANALOG INPUT, S | INSIDE DOOR JB72
AF0181 | 2684693-17,2684693-25 | 5094-OB8XT, 8 DISCRETE OUTPUT | INSIDE DOOR JB72
AF0182 | 2684693-17,2684693-23 | 5094-IB16XT, 16 DISCRETE INPUT | INSIDE DOOR JB72
AF0183 | 2684693-18,2684693-28 | 5094-IB16SXT, 16 DISCRETE INPUT, S | INSIDE DOOR JB72
AF0184 | 2684693-19,2684693-33 | 5094-IY8XT, 8 ANALOG INPUT, TC/RTD/ I&V | INSIDE DOOR JB72
AF0185 | 2684693-18,2684693-56 | 5094-IF8IHXT, 8 ANALOG INPUT, ISOLATED | INSIDE DOOR JB72
AU0120 | 2684693-22 | 5094-AENTRXT, FLEX 5000 I/O | INSIDE DOOR JB72
AU0180 | 2684693-22 | 5094-AENTRXT, FLEX 5000 I/O | INSIDE DOOR JB72
GR0120 | 903849C1 | RAIL GROUND, DIN RAIL GROUNDING | INSIDE DOOR JB72
GR0180 | 903849C1 | RAIL GROUND, DIN RAIL GROUNDING | INSIDE DOOR JB72
AF0061 | 2684693-17,2684693-25 | 5094-OB8XT, 8 DISCRETE OUTPUT | JB100 DRIVER PANEL
AF0062 | 2684693-17,2684693-25 | 5094-OB8XT, 8 DISCRETE OUTPUT | JB100 DRIVER PANEL
AF0063 | 2684693-17,2684693-23 | 5094-IB16XT, 16 DISCRETE INPUT | JB100 DRIVER PANEL
AF0064 | 2684693-18,2684693-30 | 5094-IF4IHSXT, 4 ANALOG INPUT, S | JB100 DRIVER PANEL
AF0065 | 2684693-18,2684693-30 | 5094-IF4IHSXT, 4 ANALOG INPUT, S | JB100 DRIVER PANEL
AF0066 | 2684693-18,2684693-27 | 5094-OF8IHXT, 8 ANALOG OUTPUT, ISOLATED | JB100 DRIVER PANEL
AF0067 | 2684693-17,2684693-25 | 5094-OB8XT, 8 DISCRETE OUTPUT | JB100 DRIVER PANEL
AF0068 | 2684693-21,2684693-36 | 5094-IRT8SXT, 8 RTD/TC ANALOG INPUT, S | JB100 DRIVER PANEL
AF0071 | 2684693-18,2684693-32 | 5094-IJ2ISXT, 2 FAST COUNTER INPUT, S | JB100 DRIVER PANEL
AF0072 | 2684693-18,2684693-30 | 5094-IF4IHSXT, 4 ANALOG INPUT, S | JB100 DRIVER PANEL
AF0073 | 2684693-21,2684693-36 | 5094-IRT8SXT, 8 RTD/TC ANALOG INPUT, S | JB100 DRIVER PANEL
AF0074 | 2684693-18,2684693-56 | 5094-IF8IHXT, 8 ANALOG INPUT, ISOLATED | JB100 DRIVER PANEL
AF0075 | 2684693-18,2684693-30 | 5094-IF4IHSXT, 4 ANALOG INPUT, S | JB100 DRIVER PANEL
AF0076 | 2684693-18,2684693-55 | 5094-OB16SXT, 16 DISCRETE OUTPUT, S | JB100 DRIVER PANEL
AF0077 | 2684693-19,2684693-33 | 5094-IY8XT, 8 ANALOG INPUT, TC/RTD/ I&V | JB100 DRIVER PANEL
AF0078 | 2684693-17,2684693-25 | 5094-OB8XT, 8 DISCRETE OUTPUT | JB100 DRIVER PANEL
AU0060 | 2684693-22 | 5094-AENTRXT, FLEX 5000 I/O | JB100 DRIVER PANEL
AU0070 | 2684693-22 | 5094-AENTRXT, FLEX 5000 I/O | JB100 DRIVER PANEL
FU0060 | 1043265-1,1043265-5 | FUSE, 10A | JB100 DRIVER PANEL
FU0061 | 1043265-1,1043265-5 | FUSE, 10A | JB100 DRIVER PANEL
FU0062 | 1043265-1,1043265-5 | FUSE, 10A | JB100 DRIVER PANEL
FU0063 | 1043265-1,1043265-5 | FUSE, 10A | JB100 DRIVER PANEL
FU0064 | 1043265-1,1043265-5 | FUSE, 10A | JB100 DRIVER PANEL
FU0070 | 1043265-1,1043265-5 | FUSE, 10A | JB100 DRIVER PANEL
FU0071 | 1043265-1,1043265-5 | FUSE, 10A | JB100 DRIVER PANEL
FU0072 | 1043265-1,1043265-5 | FUSE, 10A | JB100 DRIVER PANEL
FU0210 | 1043265-1,1043265-7 | FUSE, 20A | JB100 DRIVER PANEL
FU0212 | 1043265-1,1043265-4 | FUSE, 5A | JB100 DRIVER PANEL
GR0110 | 903849C1 | RAIL GROUND, DIN RAIL GROUNDING | JB100 DRIVER PANEL
GR0111 | 903849C1 | RAIL GROUND, DIN RAIL GROUNDING | JB100 DRIVER PANEL
GR0112 | 903849C1 | RAIL GROUND, DIN RAIL GROUNDING | JB100 DRIVER PANEL
GR0113 | 903849C1 | RAIL GROUND, DIN RAIL GROUNDING | JB100 DRIVER PANEL
IEG0110 | 232941-110 | BUS BAR, INSTRUMENT EARTH GROUNDING | JB100 DRIVER PANEL
KA0130 | 1061979-1 | RELAY, LOWSPEED/OPEN PROBE SETPOINT | JB100 DRIVER PANEL
KA0221 | 1061979-1 | RELAY, PRIMARY GAS FUEL^SHUTOFF VALVE | JB100 DRIVER PANEL
KA0222 | 1061979-1 | RELAY, SECONDARY GAS FUEL^SHUTOFF VALVE | JB100 DRIVER PANEL
KA0223 | 1061979-1 | RELAY, PRIMARY LF SHUT-OFF VALVE | JB100 DRIVER PANEL
KA0224 | 1061979-1 | RELAY, SECONDARY LF SHUT-OFF VALVE | JB100 DRIVER PANEL
KA0233 | 1061979-1 | RELAY, CONTROLLER ACTIVE | JB100 DRIVER PANEL
KA0234 | 1061979-1 | RELAY, CONTROLLER ACTIVE | JB100 DRIVER PANEL
KA0235 | 1061979-1 | RELAY, NO EMERGENCY^SHUTDOWN SUMMARY | JB100 DRIVER PANEL
KA0236 | 1061979-1 | RELAY, NO EMERGENCY^SHUTDOWN SUMMARY | JB100 DRIVER PANEL
KA0237 | 1061979-1 | RELAY, NO EMERGENCY SHUTDOWN SUMMARY | JB100 DRIVER PANEL
KA0250 | 1061979-1 | RELAY, NO EMERGENCY SHUTDOWN SUMMARY | JB100 DRIVER PANEL
KA0337 | 1061979-1 | RELAY, NO EMERGENCY SHUTDOWN SUMMARY | JB100 DRIVER PANEL
KA0338 | 1061979-1 | RELAY, NO EMERGENCY^SHUTDOWN SUMMARY | JB100 DRIVER PANEL
KT0146 | 2651077-3 | TIMER RELAY, WATCHDOG | JB100 DRIVER PANEL
PC0471 | 2271605-1 | TIMER/COUNTER, LIQUID FUEL COUNTER HOUR / START | JB100 DRIVER PANEL
UA1200 | 1053834-11 | BUOS MODULE, BACKUP OVERSPEED | JB100 DRIVER PANEL
XT0060 | 1066730-7,1066730-8,1067996-4 | TERMINAL BLOCK, SPRING, 4 CONDUCTOR,30-12 AWG (0.05-3.31 MM2),NON-IS | JB100 DRIVER PANEL
XT0070 | 1066730-7,1066730-8,1067996-4 | TERMINAL BLOCK, SPRING, 4 CONDUCTOR,30-12 AWG (0.05-3.31 MM2),NON-IS | JB100 DRIVER PANEL
XT0100 | 1066730-7 | TERMINAL BLOCK, SPRING, 4 CONDUCTOR,30-12 AWG (0.05-3.31 MM2),NON-IS | JB100 DRIVER PANEL
XT0102 | 1066730-7,1066730-8 | TERMINAL BLOCK, SPRING, 4 CONDUCTOR,30-12 AWG (0.05-3.31 MM2),NON-IS | JB100 DRIVER PANEL
XT0233 | 1066730-7,1066730-8,1067996-4 | TERMINAL BLOCK, SPRING, 4 CONDUCTOR,30-12 AWG (0.05-3.31 MM2),NON-IS | JB100 DRIVER PANEL
XT0234 | 1066730-16 | TERMINAL STRIP, 2 CONDUCTOR | JB100 DRIVER PANEL
XT0235 | 1066730-7,1066730-8,1067996-4 | TERMINAL BLOCK, SPRING, 4 CONDUCTOR,30-12 AWG (0.05-3.31 MM2),NON-IS | JB100 DRIVER PANEL
XT0237 | 1066730-10,1066730-9,1067996-4 | DIODE TERMINAL STRIP, 4 CONDUCTOR | JB100 DRIVER PANEL
XT0242 | 1066730-7 | TERMINAL BLOCK, SPRING, 4 CONDUCTOR,30-12 AWG (0.05-3.31 MM2),NON-IS | JB100 DRIVER PANEL
XT1200 | 1066730-7 | TERMINAL BLOCK, SPRING, 4 CONDUCTOR,30-12 AWG (0.05-3.31 MM2),NON-IS | JB100 DRIVER PANEL
XT1440 | 1066730-7 | TERMINAL BLOCK, SPRING, 4 CONDUCTOR,30-12 AWG (0.05-3.31 MM2),NON-IS | JB100 DRIVER PANEL
AT1100 | 1577354-4502 | WORKSTATION, VERSA VIEW 1200H | JB70
HA0472 | 1103208-101 | HORN, AUDIBLE ALARM | JB70
SA0471 | 1035040-124,2380746-2 | SELECTOR SWITCH, SPEED | JB70
SA0472 | 1035040-125,2380746-2 | SELECTOR SWITCH, VOLTAGE | JB70
SA0473 | 1035040-849,2380746-5 | SELECTOR SWITCH, OFF/LOCAL/AUX | JB70
SB0471 | 1035040-119,2380746-1 | PUSHBUTTON SWITCH, HORN SILENCE | JB70
SB0472 | 1035040-32,2380746-4 | PUSHBUTTON SWITCH, EMERGENCY STOP | JB70
SB0473 | 1035040-120,2380746-1 | PUSHBUTTON SWITCH, ACKNOWLEDGE | JB70
SB0474 | 1035040-121,2380746-1 | PUSHBUTTON SWITCH, RESET | JB70
SH0470 | 1035040-108,2380746-3 | LIGHTED SWITCH, STOP/STOPPING, RED | JB70
SH0471 | 1035040-103,2380746-3 | LIGHTED SWITCH, START/STARTING, GREEN | JB70
SH0472 | 1035040-106,2380746-3 | LIGHTED SWITCH, BACKUP SYSTEM ACTIVE/RESET, AMBER | JB70
GR0144 | 903849C1 | RAIL GROUND, DIN RAIL GROUNDING | JB72
GR0145 | 903849C1 | RAIL GROUND, DIN RAIL GROUNDING | JB72
IEG0140 | 232941-110 | BUS BAR, INSTRUMENT EARTH GROUNDING | JB72
PEG0140 | 232941-110 | BUS BAR, POWER EARTH GROUNDING | JB72
BA1100 | 1337728-10 | SWITCH, ETAP, DLR INTERFACE | LEFT WALL JB70
FU1100 | 1043265-1,1043265-5 | FUSE, 10A | LEFT WALL JB70
FU1101 | 1043265-1,1043265-3 | FUSE, 2A | LEFT WALL JB70
GR0130 | 903849C1 | RAIL GROUND, DIN RAIL GROUNDING | LEFT WALL JB70
IEG0130 | 232941-110 | BUS BAR, INSTRUMENT EARTH GROUNDING | LEFT WALL JB70
PEG0130 | 232941-110 | BUS BAR, POWER EARTH GROUNDING | LEFT WALL JB70
UJ1100 | 1088442-4 | POWER CONVERTER, DC/DC INPUT TO 24V DC OUTPUT | LEFT WALL JB70
BUOSM | CUSTOMER DEFINED |  | PANEL
CC9001 | CUSTOMER DEFINED | CUSTOMER CONNECTION, START RUN | PANEL
WC0068 | 2684693-54 |  | PANEL
WC0078 | 2684693-54 |  | PANEL
GR0133 | 903849C1 | RAIL GROUND, DIN RAIL GROUNDING | RIGHT WALL JB70
AF0081 | 2684693-17,2684693-25 | 5094-OB8XT, 8 DISCRETE OUTPUT | TURBINE PANEL
AF0082 | 2684693-17,2684693-23 | 5094-IB16XT, 16 DISCRETE INPUT | TURBINE PANEL
AF0083 | 2684693-19,2684693-33 | 5094-IY8XT, 8 ANALOG INPUT, TC/RTD/ I&V | TURBINE PANEL
AF0084 | 2684693-19,2684693-33 | 5094-IY8XT, 8 ANALOG INPUT, TC/RTD/ I&V | TURBINE PANEL
AF0085 | 2684693-18,2684693-56 | 5094-IF8IHXT, 8 ANALOG INPUT, ISOLATED | TURBINE PANEL
AF0086 | 2684693-18,2684693-56 | 5094-IF8IHXT, 8 ANALOG INPUT, ISOLATED | TURBINE PANEL
AF0087 | 2684693-18,2684693-55 | 5094-OB16SXT, 16 DISCRETE OUTPUT, S | TURBINE PANEL
AF0091 | 2684693-17,2684693-23 | 5094-IB16XT, 16 DISCRETE INPUT | TURBINE PANEL
AF0092 | 2684693-17,2684693-24 | 5094-OB16XT, 16 DISCRETE OUTPUT | TURBINE PANEL
AF0093 | 2684693-17,2684693-24 | 5094-OB16XT, 16 DISCRETE OUTPUT | TURBINE PANEL
AF0094 | 2684693-19,2684693-33 | 5094-IY8XT, 8 ANALOG INPUT, TC/RTD/ I&V | TURBINE PANEL
AF0095 | 2684693-17,2684693-23 | 5094-IB16XT, 16 DISCRETE INPUT | TURBINE PANEL
AF0096 | 2684693-18,2684693-28 | 5094-IB16SXT, 16 DISCRETE INPUT, S | TURBINE PANEL
AF0400 | 1322418-31,1322418-40,1322418-72,1322418-73 | 1444-TSCX02-02RB, 2-CH TACHOMETER INPUT^DYNAMIX 1444 VIBRATION | TURBINE PANEL
AF0410 | 1322418-11,1322418-20,1322418-70,1322418-71 | 1444-DYN04-01RA, 4-CH VIBRATION INPUT^DYNAMIX 1444 VIBRATION | TURBINE PANEL
AF0420 | 1322418-11,1322418-20,1322418-70,1322418-71 | 1444-DYN04-01RA, 4-CH VIBRATION INPUT^DYNAMIX 1444 VIBRATION | TURBINE PANEL
AF0450 | 1322418-11,1322418-20,1322418-70,1322418-71 | 1444-DYN04-01RA, 4-CH VIBRATION INPUT^DYNAMIX 1444 VIBRATION | TURBINE PANEL
AT0680 | 1634974-100 | GATEWAY MODULE, TURBOTRONIC GATEWAY | TURBINE PANEL
AU0080 | 2684693-22 | 5094-AENTRXT, FLEX 5000 I/O | TURBINE PANEL
AU0090 | 2684693-22 | 5094-AENTRXT, FLEX 5000 I/O | TURBINE PANEL
FU0080 | 1043265-1,1043265-5 | FUSE, 10A | TURBINE PANEL
FU0081 | 1043265-1,1043265-5 | FUSE, 10A | TURBINE PANEL
FU0090 | 1043265-1,1043265-5 | FUSE, 10A | TURBINE PANEL
FU0091 | 1043265-1,1043265-5 | FUSE, 10A | TURBINE PANEL
FU0092 | 1043265-1,1043265-5 | FUSE, 10A | TURBINE PANEL
FU0110 | [2]1043265-1,[2]1043265-7 | FUSE, 20A | TURBINE PANEL
FU0113 | [2]1043265-1,[2]1043265-4 | FUSE, 5A | TURBINE PANEL
FU0136 | 1043265-1,1043265-9 | FUSE, 30A | TURBINE PANEL
FU0137 | 1043265-1,1043265-7 | FUSE, 20A | TURBINE PANEL
FU0139 | 1043265-1,1043265-4 | FUSE, 5A | TURBINE PANEL
FU0211 | 1043265-1,1043265-4 | FUSE, 5A | TURBINE PANEL
FU0680 | 1043265-1,1043265-4 | FUSE, 5A | TURBINE PANEL
FU2220 | 1043265-1,1043265-4 | FUSE, 5A | TURBINE PANEL
FU2240 | 1043265-1,1043265-4 | FUSE, 5A | TURBINE PANEL
GR0134 | 903849C1 | RAIL GROUND, DIN RAIL GROUNDING | TURBINE PANEL
GR0135 | 903849C1 | RAIL GROUND, DIN RAIL GROUNDING | TURBINE PANEL
GR0136 | 903849C1 | RAIL GROUND, DIN RAIL GROUNDING | TURBINE PANEL
GR0137 | 903849C1 | RAIL GROUND, DIN RAIL GROUNDING | TURBINE PANEL
KA0131 | 1061979-1 | RELAY, CONTROLLER ACTIVE | TURBINE PANEL
KA0132 | 1061979-1 | RELAY, CONTROLLER ACTIVE | TURBINE PANEL
KA0133 | 1061979-1 | RELAY, POST LUBE NOT REQUIRED | TURBINE PANEL
KA0134 | 1061979-1 | RELAY, BACKUP COMMAND OFF | TURBINE PANEL
KA0136 | 1061979-1 | RELAY, LUBE OIL HEADER PRESSURE HIGH | TURBINE PANEL
KA0137 | 1061979-1 | RELAY, LUBE PUMP INHIBIT | TURBINE PANEL
KA0138 | 1061979-1 | RELAY, BACKUP LUBE OIL^PUMP OFF | TURBINE PANEL
KA0141 | 1061979-1 | RELAY, CONTROLLER ACTIVE | TURBINE PANEL
KA0144 | 1061979-1 | RELAY, AC PRE-POST PUMP | TURBINE PANEL
KA0176 | 1061979-1 | RELAY, VENTILATION^REQUIRED | TURBINE PANEL
KA0177 | 1061979-1 | RELAY, VENTILATION REQUIRED | TURBINE PANEL
KA0231 | 1061979-1 | RELAY, CONTROLLER ACTIVE | TURBINE PANEL
KA0232 | 1061979-1 | RELAY, CONTROLLER ACTIVE | TURBINE PANEL
KA0238 | 1061979-1 | RELAY, NO EMERGENCY SHUTDOWN SUMMARY | TURBINE PANEL
KA0239 | 1061979-1 | RELAY, NO EMERGENCY SHUTDOWN SUMMARY | TURBINE PANEL
KA0240 | 1061979-1 | RELAY, NO EMERGENCY SHUTDOWN SUMMARY | TURBINE PANEL
KA0241 | 1061979-1 | RELAY, BACKUP SYSTEM RESET | TURBINE PANEL
KA0242 | 1061979-1 | RELAY, BACKUP SYSTEM RESET | TURBINE PANEL
KA0243 | 1061979-1 | RELAY, NO FIRE DETECTED | TURBINE PANEL
KA0244 | 1061979-1 | RELAY, NO FIRE DETECTED | TURBINE PANEL
KA0245 | 1061979-1 | RELAY, NO GAS DETECTED | TURBINE PANEL
KA0246 | 1061979-1 | RELAY, NO FIRE^DETECTED | TURBINE PANEL
KA0247 | 1061979-1 | RELAY, NO FIRE DETECTED | TURBINE PANEL
KA0248 | 1061979-1 | RELAY, NO EMERGENCY SHUTDOWN SUMMARY | TURBINE PANEL
KA0249 | 1061979-1 | RELAY, NO GAS DETECTED | TURBINE PANEL
KA0875 | 1061979-1 | RELAY, LOCAL HORN CONTROL (PLC) | TURBINE PANEL
KA0901 | 1061979-1 | RELAY, START RUN | TURBINE PANEL
KA1020 | 1061979-1 | RELAY, IGNITION START | TURBINE PANEL
KT0140 | [2]2651077-1 | TIMER RELAY, BACKUP PUMP POST LUBE^OFF CYCLE | TURBINE PANEL
KT0141 | [2]2651077-1 | TIMER RELAY, BACKUP POST LUBE CONTINUOUS | TURBINE PANEL
KT0142 | 2651077-1 | TIMER RELAY, TOTAL POST LUBE | TURBINE PANEL
KT0143 | 2651077-1 | TIMER RELAY, BACKUP PUMP POST LUBE ON CYCLE | TURBINE PANEL
KT0144 | [2]2651077-1 | TIMER RELAY, HEADER PRESSURE HIGH BACKUP PUMP OFF | TURBINE PANEL
KT0145 | 2651077-1 | TIMER RELAY, FIRE DETECTED ROLLDOWN LUBE | TURBINE PANEL
PC0470 | 2271605-1 | TIMER/COUNTER, ENGINE HOUR / START COUNTER | TURBINE PANEL
UA1520 | 1105411-11 | SIGNAL CONVERTER, BAM 2 SIGNAL CONDITIONER | TURBINE PANEL
VD6211 | 960592C1 | DIODE, 15 pF | TURBINE PANEL
VD6221 | 960592C1 | DIODE, 15 pF | TURBINE PANEL
XT0080 | 1066730-7,1066730-8,1067996-4 | TERMINAL BLOCK, SPRING, 4 CONDUCTOR,30-12 AWG (0.05-3.31 MM2),NON-IS | TURBINE PANEL
XT0090 | 1066730-7,1066730-8,1067996-4 | TERMINAL BLOCK, SPRING, 4 CONDUCTOR,30-12 AWG (0.05-3.31 MM2),NON-IS | TURBINE PANEL
XT0110 | 1066730-7,1066730-8,1067996-4 | TERMINAL BLOCK, SPRING, 4 CONDUCTOR,30-12 AWG (0.05-3.31 MM2),NON-IS | TURBINE PANEL
XT0134 | 1066730-16,1066730-17,1067996-18 | TERMINAL STRIP, 2 CONDUCTOR | TURBINE PANEL
XT0135 | 1066730-7,1066730-8,1067996-4 | TERMINAL BLOCK, SPRING, 4 CONDUCTOR,30-12 AWG (0.05-3.31 MM2),NON-IS | TURBINE PANEL
XT0136 | 1066730-7,1066730-8,1067996-4 | TERMINAL BLOCK, SPRING, 4 CONDUCTOR,30-12 AWG (0.05-3.31 MM2),NON-IS | TURBINE PANEL
XT0137 | 1066730-7 | TERMINAL BLOCK, SPRING, 4 CONDUCTOR,30-12 AWG (0.05-3.31 MM2),NON-IS | TURBINE PANEL
XT0138 | 1066730-16,1066730-17,1067996-18 | TERMINAL STRIP, 2 CONDUCTOR | TURBINE PANEL
XT0139 | 1066730-7,1066730-8,1067996-4 | TERMINAL BLOCK, SPRING, 4 CONDUCTOR,30-12 AWG (0.05-3.31 MM2),NON-IS | TURBINE PANEL
XT0140 | 1066730-7 | TERMINAL BLOCK, SPRING, 4 CONDUCTOR,30-12 AWG (0.05-3.31 MM2),NON-IS | TURBINE PANEL
XT0175 | 1066730-7 | TERMINAL BLOCK, SPRING, 4 CONDUCTOR,30-12 AWG (0.05-3.31 MM2),NON-IS | TURBINE PANEL
XT0236 | 1066730-7,1066730-8,1067996-4 | TERMINAL BLOCK, SPRING, 4 CONDUCTOR,30-12 AWG (0.05-3.31 MM2),NON-IS | TURBINE PANEL
XT0238 | 1066730-10,1066730-4,1066730-9 | DIODE TERMINAL STRIP, 4 CONDUCTOR | TURBINE PANEL
XT0240 | 1066730-7,1066730-8,1067996-4 | TERMINAL BLOCK, SPRING, 4 CONDUCTOR,30-12 AWG (0.05-3.31 MM2),NON-IS | TURBINE PANEL
XT0241 | 1066730-7,1066730-8,1067996-4 | TERMINAL BLOCK, SPRING, 4 CONDUCTOR,30-12 AWG (0.05-3.31 MM2),NON-IS | TURBINE PANEL
XT0400 | 1066730-1,1066730-8,1067996-4 | TERMINAL STRIP, 4 CONDUCTOR | TURBINE PANEL
XT0472 | 1066730-7 | TERMINAL BLOCK, SPRING, 4 CONDUCTOR,30-12 AWG (0.05-3.31 MM2),NON-IS | TURBINE PANEL
XT0680 | 1066730-7,1066730-8,1067996-4 | TERMINAL BLOCK, SPRING, 4 CONDUCTOR,30-12 AWG (0.05-3.31 MM2),NON-IS | TURBINE PANEL
XT1201 | 1066730-7 | TERMINAL BLOCK, SPRING, 4 CONDUCTOR,30-12 AWG (0.05-3.31 MM2),NON-IS | TURBINE PANEL
XT1520 | 1066730-1 | TERMINAL STRIP, 4 CONDUCTOR | TURBINE PANEL
XT1521 | 1066730-7,1066730-8,1067996-4 | TERMINAL BLOCK, SPRING, 4 CONDUCTOR,30-12 AWG (0.05-3.31 MM2),NON-IS | TURBINE PANEL
XT2220 | 1066730-7 | TERMINAL BLOCK, SPRING, 4 CONDUCTOR,30-12 AWG (0.05-3.31 MM2),NON-IS | TURBINE PANEL
XT2240 | 1066730-7 | TERMINAL BLOCK, SPRING, 4 CONDUCTOR,30-12 AWG (0.05-3.31 MM2),NON-IS | TURBINE PANEL
XT6210 | 1066730-7,1066730-8,1067996-11 | TERMINAL BLOCK, SPRING, 4 CONDUCTOR,30-12 AWG (0.05-3.31 MM2),NON-IS | TURBINE PANEL