## Blue Labels
(SHT 1) CONSOLE | (SHT 10) SURGE #1 | (SHT 11) PLC PANEL | (SHT 12) A PANEL | (SHT 13) B PANEL | (SHT 14) POWER PANEL | (SHT 15) SURGE #2 | (SHT 16) COMP & GEARBOX | (SHT 17) VIBRATION | (SHT 18) TURBINE BOX DOOR (JB70) | (SHT 19) TURBINE BOX PANEL (JB70) | (SHT 2) CONSOLE DOOR | (SHT 4) TCP | (SHT 5) PWR RAIL | (SHT 6) HEATER PANEL | (SHT 7) FIRE CONTROLLER | (SHT 8) FIRE SYSTEM | (SHT 9) BOP PANEL
EL0271 | EAG0400 | UV0600 | KA0221 | KA0222 | XT0014 | EA0178P | FU0280 | AF0720 | HA0472 | XT0820 | AT0190K | HL0411 | AT0680 | H0950 | UV0170 | FU0170 | IEG0257
EL0272 | EA6060A | AT0600 | FU0080 | XT0240 | QS0011 | EA01702P | FU0283 | AF0710 | HL0171 | XT0821 | AT0190 | HL0410 | FU0680 | QS0950 | AT0170 | KA0875 | FU0180
HA0273 | EA6060B | AP0601 | FU0081 | FU0070 | FU0012 | EA01701P | FU0270 | AF0700 | HL0172 | XT0823 |  | HL0409 | XT0680 | XT0950 | KA0172 | KA0178 | FU0181
ZS0273 | EA014100 | AP0602 | FU0082 | FU0071 | FU0013 | EA120500 | FU0271 | XT0700 | HL0173 | XT0823 |  | HL0408 | FU0560 | GR0950 | KA0174 | KA6510 | FU0184
ZS0271 | EA014107 | AP0603 | XT0080 | XT0070 | FU0014 | EA120702 | XT0280 | AF0940 | SA0170R | GR1233 |  | HL0407 | FU0200 | TS0950 | KA0176 | KA6511 | XT0180
FG0000 | EA014200 | AP0605 | XT0085 | AU0070 | FU0015 | EA120707 | XT0281 | AF0920 | SB0170 | XT0811 |  | SB0400 | FU0201 | H0951 | KA0177 | XT0170 | AU0180
| EA014201 | AP0606 | AU0080 | AF0071 | FU0017 | EA121005 | AU0270 | AF0910 | AT1100 | XT0813 |  | HL0406 | FU0190 | XT09500 | XT0171 | XT0172 | AF0181
| EA014204 | AP0607 | AF0081 | AF0072 | EA0011P | EA121100 | AF0271 | AF0900 | SB0471 | XT0814 |  | HL0405 | FU0273 | GR0951 | GR0171 | GR0172 | AF0182
| EA014205 | AP0608 | AF0082 | AF0073 | EA1420 | EA120501 | AF0272 | XT0900 | SB0473 | XT0815 |  | HL0405C | XT0560 |  |  | AT0175 | AF0183
| EA014206 | AP0609 | AF0083 | AF0074 | EA1440 | EA2108P | AF0273 | AF0400 | SB0474 | GR1134 |  | HL0403 | XT0561 |  |  | AT0176 | AF0184
| EA014207 | AR0600 | AF0084 | AF0075 | EA2130 | EA027604 | AF0274 | AF0410 | SA0471 | XT0805 |  | HL0402 | XT0562 |  |  | AT0178 | AF0185
| EA014209 | AP0604 | AF0085 | AF0076 | XT0011 | EA006100 | AF0275 | AF0420 | SH0470 | XT0809 |  | HL0401 | XT0563 |  |  | GR0170 | GR0180
| EA014210 | PC0470 | AF0086 | AF0077 | GR0011 | EA006101 | AF0276 | AF0430 | SH0472 | XT0809 |  | HL0400 |  |  |  |  | XT0570
| EA014211 | XY06040 | AF0087 | GR0233 | UJ0131 | EA006102 | FU0310 | AF0450 | SB0472X | XT1862 |  | SH0407 |  |  |  |  | XT0140
| EA014212 | XY06041 | AF0088 | XT0233 |  | EA006106 | FU0313 | XT0400 | SH0471 | GR1133 |  | SH0406 |  |  |  |  | KA0531
| EA014213 | XT0001 | GR0134 | XT0235 |  | EA006107 | FU0320 | AF0500 | XY1100 | XT0800 |  | SH0405 |  |  |  |  | KA0532
| EA014214 | FU0001 | AU0090 | XT0236 |  | EA006200 | XT0310 | AF0510 | XY1101 | XT0801 |  | SH0404 |  |  |  |  | KA0533
| EA014102 | FU0002 | AF0091 | XT0237 |  | EA006300 | AU0320 | AF0520 | FU1100 | XT0802 |  | SA0400 |  |  |  |  | KA0534
| EA014103 | BA0001 | AF0092 | KA0235 |  | EA006301 | AF0321 | XT0500 | GR1100 | XT0803 |  | SH0403 |  |  |  |  | KA0535
| EA014106 | BA0002 | AF0093 | KA0236 |  | EA006302 | GR0270 | AF0600 |  | XT0804 |  | SH0402 |  |  |  |  | KA0536
| EA014300 | GR0234 | AF0094 | KA0237 |  | EA006303 | FU0250 | AF0610 |  | GR1132 |  | SH0401 |  |  |  |  | KA0537
| EA014302 |  | AF0095 | KA0238 |  | EA006306 | FU0253 | AF0620 |  | UA1200 |  | SH0400 |  |  |  |  | KA0540
| EA014305 |  | AF0096 | KA0239 |  | EA006307 | FU0240 | XT0600 |  | GR1234 |  | XT0564 |  |  |  |  | KA0541
| EA014400 |  | XT0136 | KA0240 |  | EA006400 | FU0241 | FU0110 |  | GR1232 |  | AU0200 |  |  |  |  | KA0550
| EA014401 |  | XT0137 | KA0248 |  | EA006401 | XT0250 | FU0113 |  | BA1211 |  | XT0201 |  |  |  |  | KA0551
| EA014500 |  | KA0130 | KA0250 |  | EA006500 | AU0240 | XT0110 |  | BA1100 |  | SB0408 |  |  |  |  | KA0554
| EA014502 |  | KA0131 | KA0241 |  | EA006501 | AF0241 | GR0400 |  | FU0003 |  | SB0407 |  |  |  |  | KA0555
| EA014600 |  | KA0132 | KA0242 |  | EA006503 | AF0242 | GR0144 |  | FU0004 |  | SH0408 |  |  |  |  | KT0571
| EA014601 |  | KA0141 | KA0243 |  | EA006602 | AF0243 | IEG0280 |  | BA0003 |  | SB0405 |  |  |  |  | KT0572
| EA014605 |  | KA0133 | KA0244 |  | EA006604 | AF0244 |  |  | BA0004 |  | SB0406 |  |  |  |  | KT0573
| EA014606 |  | KA0134 | KA0246 |  | EA006605 | AF0245 |  |  | UJ0291 |  | SA0401 |  |  |  |  | XT0572
| EA0170P |  | KA0144 | KA0247 |  | EA006700 | AF0246 |  |  | FW |  | SB0404 |  |  |  |  | XT0573
| EA01704 |  | KA0136 | KA0245 |  | EA006702 | AF0247 |  |  | FW |  | SB0403 |  |  |  |  | AF0146
| EA01704P |  | KA0137 | KA0249 |  | EA006704 | KA0120 |  |  | FU1211? |  | SB0402 |  |  |  |  | GR0257
| EA0170P2 |  | KA0138 | KA0231 |  | EA006705 | KA4401 |  |  |  |  | SB0401 |  |  |  |  | FU0570
| EA01751 |  | KA2160 | KA0232 |  | EA006800 | KA4501 |  |  |  |  | AF0201 |  |  |  |  | FU0140
| EA01752 |  | KA2161 | KA0233 |  | EA006801 | KA4601 |  |  |  |  | AF0202 |  |  |  |  | FU0141
| EA01753 |  | GR0133 | KA0234 |  | EA006802 | FU0130 |  |  |  |  | GR0200 |  |  |  |  | FU0144
| EA01754? |  | FU0090 | KA1020 |  | EA006803 | FU0131 | [9 empty] | AU0140
| EA01756 |  | FU0091 | GR0232 |  | EA006804 | FU0120 | [9 empty] | AF0141
| EA01757 |  | FU0092 | FU0210 |  | EA006805 | FU0121 | [9 empty] | AF0142
| EA01758 |  | FU0093 | FU0211 |  | GR0142 | FU0122 | [9 empty] | AF0143
| EA01761 |  | XT0090 | FU0212 |  | EA007200 | XT0121 | [9 empty] | AF0144
| EA01762 |  | FU0010 | FU0060 |  | EA007202 | XT0130 | [9 empty] | AF0145
| EA01768 |  | FU0136 | FU0061 |  | EA007203 | XT0520 | [9 empty] | GR0140
| EA0178P2 |  | FU0137 | FU0062 |  | EA007300 | GR0240 | [9 empty] | WC8059
| EA01781 |  | FU0139 | FU0063 |  | EA007301 | EAG0146
| EA01782 |  | XT0138 | XT0060 |  | EA007302 | PEG0410
| EA01783 |  | XT0139 | AF0068 |  | EA007303 | AF1211
| EA01784 |  | XT0134 | AF0067 |  | EA007304 | AF1210
| EA01785 |  | XT0135 | AF0066 |  | EA007305 | AF1209
| EA01786 |  | KT0140 | AF0065 |  | EA007306 | AF1208
| EA017807 |  | KT0141 | AF0064 |  | EA007400 | AF1207
| EA018204 |  | KT0142 | AF0063 |  | EA007501 | AF1206
| EA018205 |  | KT0143 | AF0062 |  | EA007502 | AF1205
| EA018209 |  | KT0144 | AF0061 |  | EA007503 | AF1204
| EA018210 |  | KT0145 | AU0060 |  | EA007600 | AF1203
| EA018304 |  | KT0146 | GR0231 |  | EA007611 | AF1202
| EA018305 |  | GR0131 | IEG0230 |  | EA007612 | AF1201
| EA018501 |  | KA0135 | IEG0010 |  | EA008116 | AU1200
| EA018505 |  | KA3103 |  |  | EA008117 | GR1200
| EA018506 |  | KA3220 |  |  | EA009213 | EA040000
| EA018507 |  | KA6211 |  |  | EA009213P | EA040001
| GR0148 |  | KA6212 |  |  | EA009501 | EA041000
| EAG0147 |  | GR0132 |  |  | GR0143 | EA041001
| EA008103 |  | FL1100 |  |  |  | EA041002
| EA008300 |  | PEG0130 |  |  |  | EA041003
| EA008301 | [5 empty] | EA042000
| EA008305 | [5 empty] | EA042001
| EA008306 | [5 empty] | EA042002
| EA008400 | [5 empty] | EA043000
| EA008401 | [5 empty] | EA043001
| EA008500 | [5 empty] | EA043002
| EA008501 | [5 empty] | EA043003
| EA008503 | [5 empty] | EA045000
| EA008504 | [5 empty] | EA045002
| EA008505 | [5 empty] | EA045003
| EA008506 | [5 empty] | EA05000
| EA008507 | [5 empty] | EA05100
| EA008600 | [5 empty] | EA05101
| EA008602 | [5 empty] | EA05102
| EA008603 | [5 empty] | EA05103
| EA008606 | [5 empty] | EA05200
| EA008700 | [5 empty] | EA06000
| EA008701 | [5 empty] | EA06100
| EA008702 | [5 empty] | EA06101
| EA008703 | [5 empty] | EA06102
| EA008704 | [5 empty] | EA06103
| EA008707 | [5 empty] | EA06200
| EA008708 | [5 empty] | EA07000
| EA008800 | [5 empty] | EA07100
| EA008801 | [5 empty] | EA07101
| EA009306 | [5 empty] | EA07102
| EA009315 | [5 empty] | EA07103
| EA008213 | [5 empty] | EA07200
| EA008213P | [5 empty] | EA09102
| EA008104 | [5 empty] | EA09103
| EA008104P | [5 empty] | EA09202
| EA009105 | [5 empty] | EA09203
| EA009204 | [5 empty] | EA09400
| EA009207 | [5 empty] | EA09401
| EA014202 | [5 empty] | EA09402
| EA014203 | [5 empty] | GR0146
| EA014603 | [5 empty] | EA007100
| EA008304 | [5 empty] | EAG0148
| EA008303 | [5 empty] | EA120100
| EA009302 | [5 empty] | EA120106
| EA014303 | [5 empty] | EA120200
| EA014402 | [5 empty] | EA120300
| EA120602 | [5 empty] | EA120300P
| EA120603 | [5 empty] | EA120301
| EA120900 | [5 empty] | EA120302
| EA120901 | [5 empty] | EA120303
| EA01451 | [5 empty] | EA120306
| EA024600 | [5 empty] | EA120307
| EA024601 | [5 empty] | EA120400
| EA027300 | [5 empty] | EA120401
| EA027301 | [5 empty] | EA120402
| EA027400 | [5 empty] | EA120502
| EA027401 | [5 empty] | EA120600
| EA027402 | [5 empty] | EA120709
| EA027403 | [5 empty] | EA120803
| EA03212 | [5 empty] | EA120804
| EA03213 | [5 empty] | EA120805
| EA03214 | [5 empty] | EA120806
| EA03215 | [5 empty] | EA121002
| EA03216 | [5 empty] | EA121003
| EA03217 | [5 empty] | EA024200
| EA006806 | [5 empty] | EA024201
| GR0149 | [5 empty] | EA024305
EA024300
EA024300P
EA024301
EA024302
EA024303
EA024307
EA024400
EA024401
EA024403
EA024503
EA024504
EA024505
EA024506
EA024701
EA024702
EA024703
EA027200
EA027200P
EA027201
EA027202
EA027203
EA027207
EA027500
EA027501
EA027503
EA027602
EA027603
GR0145
EAG0145
IEG0130

## White Labels
(SHT 12) A PANEL | (SHT 12) A PANEL - (SHT 13) B PANEL | (SHT 13) B PANEL | (SHT 13) B PANEL - (SHT 9) BOP PANEL | (SHT 13) B PANEL - (SHT 16) COMP & GEARBOX | (SHT 13) B PANEL - (SHT 11) PLC PANEL | (SHT 13) B PANEL - (SHT 4) TCP | (SHT 13) B PANEL - (SHT 17) VIBRATION | (SHT 9) BOP PANEL | (SHT 16) COMP & GEARBOX | (SHT 16) COMP & GEARBOX - (SHT 14) POWER PANEL | (SHT 16) COMP & GEARBOX - (SHT 10) SURGE #1 | (SHT 16) COMP & GEARBOX - (SHT 15) SURGE #2 | (SHT 16) COMP & GEARBOX - (SHT 17) VIBRATION | (SHT 7) FIRE CONTROLLER | (SHT 8) FIRE SYSTEM | (SHT 6) HEATER PANEL | (SHT 11) PLC PANEL | (SHT 14) POWER PANEL | (SHT 5) PWR RAIL - (SHT 4) TCP | (SHT 4) TCP | (SHT 18) TURBINE BOX DOOR (JB70) - (SHT 19) TURBINE BOX PANEL (JB70) | (SHT 19) TURBINE BOX PANEL (JB70) | (SHT 17) VIBRATION
AF0083G | IEG023011 | AF0064G | IEG0257G | IEG0130G | IEG02301 | IEG02308 | IEG0280G | AF0143G | AF0243G | EA1420G | EAG0147 | GR0142 | AU0320G | GR0171 | GR0170 | H09500G | UV0600G | GR0011 | 0V | AU0200G | AT1100G | UA1200G | GR0144
AF0084G | IEG02302 | AF0065G | [5 empty] | AF0144G | AF0244G | EA1440G | EAG0400 | GR0143 | IEG01304 |  | GR0172 |  |  | UJ0131G | 0V1 |  |  |  | GR0400
AF0085G | IEG02303 | AF0066G | [5 empty] | AU0140G | AF0245G | EA2130G | GR0148 |  | IEG02803 | [5 empty] | ESTOPA |  |  |  | XT04001
AF0086G |  | AF0071G | [5 empty] | AU0180G | AF0246G |  | GR0149 |  | XT06002 | [5 empty] | ESTOPB |  |  |  | XT04002
AF0094G |  | AF0072G | [5 empty] | GR0140 | AF0273G | [9 empty] | FU0139 |  |  |  | XT05001
AU0080G |  | AF0073G | [5 empty] | GR0180 | AF0274G | [9 empty] | FU0200 |  |  |  | XT06001
AU0090G |  | AF0074G | [5 empty] | GR0257 | AF0275G | [9 empty] | FU0201 |  |  |  | XT07001
FL1100G |  | AF0075G | [5 empty] | IEG02576 | AF1203G | [9 empty] | KA023612 |  |  |  | XT07002
GR0134 |  | AU0060G | [5 empty] | IEG02577 | AF1204G | [9 empty] | KA0241A1 |  |  |  | XT07003
|  | AU0070G | [6 empty] | AF1205G | [13 empty] | XT09001
|  | IEG02304 | [6 empty] | AF1206G | [13 empty] | XT09002
|  | IEG02305 | [6 empty] | AF1208G
|  | IEG02306 | [6 empty] | AF1209G
|  | IEG02309 | [6 empty] | AF1210G
|  | IEG0230G | [6 empty] | AU0240G
AU0270G
AU1200G
EAG0145
EAG0146
GR0145
GR0146
IEG01303
IEG01305

## Heat Shrink Labels
(SHT 12) A PANEL - (SHT 10) SURGE #1 | (SHT 13) B PANEL - (SHT 16) COMP & GEARBOX | (SHT 13) B PANEL - (SHT 10) SURGE #1 | (SHT 13) B PANEL - (SHT 15) SURGE #2 | (SHT 9) BOP PANEL - (SHT 10) SURGE #1 | (SHT 16) COMP & GEARBOX | (SHT 16) COMP & GEARBOX - (SHT 10) SURGE #1 | (SHT 16) COMP & GEARBOX - (SHT 15) SURGE #2 | (SHT 16) COMP & GEARBOX - (SHT 17) VIBRATION | (SHT 7) FIRE CONTROLLER - (SHT 8) FIRE SYSTEM | (SHT 8) FIRE SYSTEM | (SHT 8) FIRE SYSTEM - (SHT 10) SURGE #1 | (SHT 19) TURBINE BOX PANEL (JB70) | (SHT 17) VIBRATION
WC2126 | WC4256 | WC2100 | WC2111 | WC2067 | WC2123 | WC2068 | WC4153 | WC1104 | WC5018 | WC5500 | WC5118 | WC4524 | WC1125
WC2127 | WC4260 |  | WC2112 | WC2079 | WC2163 | WC2069 | WC4154 | WC1109 | WC8069 | WC8066 | WC5600 |  | WC1126
WC2128 |  |  | WC2113 | WC2090 | WC2164 | WC2070 | WC4155 | WC1110 |  | WC8067
WC2156 |  |  | WC2114 | WC4037 | WC2165 | WC2071 | WC4168 | WC1111
WC2157 |  |  | WC2115 | WC4040 | WC2166 | WC2072 | WC4169 | WC1112
WC2162 |  |  | WC2116 | WC4041 | WC2600 | WC2073 |  | WC1113
WC2180 |  |  | WC2117 | WC4042 | WC2603 | WC2074 |  | WC1114
WC2254 |  |  | WC2118 | WC4045 | WC2614 | WC2075 |  | WC1228
WC2255 |  |  | WC2119 | WC4046 | WC2615 | WC2076 |  | WC1229
WC4029 |  |  | WC2120 | WC4047 | WC4025 | WC2077 |  | WC1230
WC4044 |  |  | WC2121 | WC4049 | WC4026 | WC2078 |  | WC1231
WC4112 |  |  | WC2122 | WC4067 | WC4027 | WC2108 |  | WC1232
WC4191 |  |  | WC2129 | WC4071 | WC4028 | WC2140 |  | WC1233
WC4194 |  |  | WC4035 | WC4171 | WC4030 | WC2141 |  | WC1234
WC4195 |  |  | WC4043 |  | WC4031 | WC2142 |  | WC1235
WC4562 |  |  | WC4101 |  | WC4032 | WC2143 |  | WC1236
WC4619 |  |  | WC4117 |  | WC4034 | WC2144 |  | WC1237
WC4620 |  |  | WC4118 |  | WC4050 | WC2145 |  | WC1238
WC4623 |  |  | WC4120 |  | WC4051 |  |  | WC1239
WC4660 |  |  | WC4121 |  | WC4052 |  |  | WC1240
WC5159 |  |  | WC4122 |  | WC4055 |  |  | WC1241
WC5180 |  |  | WC4123 |  | WC4057 |  |  | WC1243
|  |  | WC4181 |  | WC4058 |  |  | WC1244
|  |  | WC4182 |  | WC4072 |  |  | WC1247
|  |  | WC4190 |  | WC4073 |  |  | WC1248
|  |  | WC4193 |  | WC4074 |  |  | WC1249
|  |  | WC4219 |  | WC4133 |  |  | WC1250
|  |  | WC4624 |  | WC4136 |  |  | WC1251
[5 empty] | WC4138 |  |  | WC1252
[5 empty] | WC4164 |  |  | WC1253
[5 empty] | WC4165 |  |  | WC1254
[5 empty] | WC4166 |  |  | WC1255
[5 empty] | WC4639 |  |  | WC1256
[5 empty] | WC4640 |  |  | WC1257
[5 empty] | WC4641 |  |  | WC1259
[5 empty] | WC4642 |  |  | WC1260
[5 empty] | WC4667 |  |  | WC1261
[5 empty] | WC4668 |  |  | WC1262
[5 empty] | WC4669 |  |  | WC1263
[5 empty] | WC4706 |  |  | WC1264
[5 empty] | WC4707 |  |  | WC1265
WC4708
WC4709

## A PANEL
A PANEL
CONTROL CONSOLE
Project # | J0080
Project Name | MEDCO CORRIDOR DAYUNG GTC-301
Revision | A.6
Controls DE | D.GRANT
Phone:
Controls ME | G.CATO
Phone:
From | [5 empty] | To
Device ID | Cable (W) Conductor (SC) Jumper Clip (JC) | Wire No. | Wire ID | Gauge/Size | Page/Zone | Device ID | Location | Page/Zone
XT0080:1 | JC | 0V | CLIP | --- | 10.D1 | XT0080:2 | A PANEL | 10.D1
XT0080:2 | JC | 0V | CLIP | --- | 10.D1 | XT0080:3 | A PANEL | 10.D1
XT0090:1 | JC | 0V | CLIP | --- | 10.B1 | XT0090:2 | A PANEL | 10.B1
XT0134:1 | JC | 0V | CLIP | --- | 21.B3 | XT0134:2 | A PANEL | 21.B3
XT0134:2 | JC | 0V | CLIP | --- | 21.B3 | XT0134:3 | A PANEL | 21.B3
XT0134:3 | JC | 0V | CLIP | --- | 21.B3 | XT0134:4 | A PANEL | 21.B3
XT0135:1 | JC | 0V | CLIP | --- | 21.B4 | XT0135:2 | A PANEL | 21.B4
XT0135:2 | JC | 0V | CLIP | --- | 21.B4 | XT0135:3 | A PANEL | 21.B4
XT0136:1 | JC | FU0139 | CLIP | --- | 23.A2 | XT0136:2 | A PANEL | 23.A2
XT0138:1 | JC | FU0136 | CLIP | --- | 21.A3 | XT0138:2 | A PANEL | 21.A3
XT0138:2 | JC | FU0136 | CLIP | --- | 21.A3 | XT0138:3 | A PANEL | 21.A3
XT0138:3 | JC | FU0136 | CLIP | --- | 21.A3 | XT0138:4 | A PANEL | 21.B3
XT0139:1 | JC | FU0137 | CLIP | --- | 21.A4 | XT0139:2 | A PANEL | 21.A4
XT0139:2 | JC | FU0137 | CLIP | --- | 21.A4 | XT0139:3 | A PANEL | 21.B4
AF0081:03 | SC | 008103 | WHT | 20 | 25.C7 | KA0130:14 | A PANEL | 25.C6
AF0081:35 | SC | 008135 | WHT | 20 | 25.C7 | KA0130:A1 | A PANEL | 25.C5
AF0081:07 | SC | JP2 | VIO | 20 | 36.D7 | AF0081:39 | A PANEL | 36.D7
AF0081:COM | SC | AU0080N | WHT | 20 | 10.C2 | AU0080:COM | A PANEL | 10.C2
AF0081:V+ | SC | AU0080P | WHT | 20 | 10.C2 | AU0080:V+ | A PANEL | 10.C2
AF0082:COM | SC | 0V | WHT | 14 | 10.D3 | XT0080:2 | A PANEL | 10.D1
AF0082:COM | SC | AF0082N | WHT | 20 | 10.D3 | AF0083:COM | A PANEL | 10.D3
AF0082:V+ | SC | FU0081 | WHT | 14 | 10.D3 | FU0081:LD | A PANEL | 10.D1
AF0082:V+ | SC | AF0082P | WHT | 20 | 10.D3 | AF0083:V+ | A PANEL | 10.D3
AF0083:COM | SC | AF0083N | WHT | 20 | 10.D3 | AF0084:COM | A PANEL | 10.D4
AF0083:SH | SC | AF0083G | GRN | 14 | 10.D3 | AF0084:SH | A PANEL | 10.D4
AF0083:SH | SC | AU0080G | GRN | 14 | 10.D3 | AU0080:GND | A PANEL | 10.C2
AF0083:V+ | SC | AF0083P | WHT | 20 | 10.D3 | AF0084:V+ | A PANEL | 10.D4
AF0084:COM | SC | AF0084N | WHT | 20 | 10.D4 | AF0085:COM | A PANEL | 10.D5
AF0084:SH | SC | AF0084G | GRN | 14 | 10.D4 | AF0085:SH | A PANEL | 10.D5
AF0084:V+ | SC | AF0084P | WHT | 20 | 10.D4 | AF0085:V+ | A PANEL | 10.D5
AF0085:COM | SC | AF0085N | WHT | 20 | 10.D5 | AF0086:COM | A PANEL | 10.D5
AF0085:SH | SC | AF0085G | GRN | 14 | 10.D5 | AF0086:SH | A PANEL | 10.D5
AF0085:V+ | SC | AF0085P | WHT | 20 | 10.D5 | AF0086:V+ | A PANEL | 10.D5
AF0086:COM | SC | AF0086N | WHT | 20 | 10.D5 | AF0087:COM | A PANEL | 10.D6
AF0086:SH | SC | AF0086G | GRN | 14 | 10.D5 | AF0088:SH | A PANEL | 10.D6
AF0086:V+ | SC | AF0086P | WHT | 20 | 10.D5 | AF0087:V+ | A PANEL | 10.D6
AF0087:11 | SC | KA013624 | WHT | 20 | 23.B4 | KA0136:24 | A PANEL | 23.B3
AF0087:43 | SC | KA013621 | WHT | 20 | 23.B4 | KA0136:21 | A PANEL | 23.B3
AF0087:COM | SC | AF0087N | WHT | 20 | 10.D6 | AF0088:COM | A PANEL | 10.D6
AF0087:V+ | SC | AF0087P | WHT | 20 | 10.D6 | AF0088:V+ | A PANEL | 10.D6
AF0091:07 | SC | KA014114 | WHT | 20 | 23.C2 | KA0141:14 | A PANEL | 23.C2
AF0091:39 | SC | KA014111 | WHT | 20 | 23.C2 | KA0141:11 | A PANEL | 23.C2
AF0091:COM | SC | AF0091N | WHT | 14 | 10.B2 | AF0094:COM | A PANEL | 10.B4
AF0091:COM | SC | AU0090N | WHT | 20 | 10.B2 | AU0090:COM | A PANEL | 10.A2
AF0091:V+ | SC | AF0091P | WHT | 20 | 10.B2 | AF0094:V+ | A PANEL | 10.B4
AF0091:V+ | SC | AU0090P | WHT | 20 | 10.B2 | AU0090:V+ | A PANEL | 10.A2
AF0092:02 | SC | KA0133A1 | WHT | 20 | 63.B7 | KA0133:A1 | A PANEL | 23.C6
AF0092:04 | SC | 009204 | WHT | 20 | 38.A6 | KA2160:A1 | A PANEL | 38.A5
AF0092:06 | SC | KA013114 | WHT | 20 | 63.A7 | KA0131:14 | A PANEL | 23.D4
AF0092:07 | SC | 009207 | WHT | 20 | 38.A6 | KA2161:A1 | A PANEL | 38.B5
AF0092:08 | SC | 009208 | WHT | 20 | 68.A7 | KA3103:A1 | A PANEL | 68.A5
AF0092:20 | SC | 009220 | WHT | 20 | 38.A6 | KA2160:A2 | A PANEL | 38.A5
AF0092:23 | SC | 009223 | WHT | 20 | 38.A6 | KA2161:A2 | A PANEL | 38.B5
AF0092:24 | SC | 009224 | WHT | 20 | 68.A7 | KA3103:A2 | A PANEL | 68.A5
AF0092:COM | SC | 0V | WHT | 14 | 10.B3 | XT0090:2 | A PANEL | 10.B1
AF0092:V+ | SC | FU0091 | WHT | 14 | 10.B3 | FU0091:LD | A PANEL | 10.B1
AF0093:01 | SC | KA32201 | WHT | 20 | 66.C7 | KA3220:A1 | A PANEL | 66.C5
AF0093:17 | SC | KA32202 | WHT | 20 | 66.C7 | KA3220:A2 | A PANEL | 66.C5
AF0093:20 | SC | 009320 | WHT | 20 | 113.A7 | KA6211:A2 | A PANEL | 113.A6
AF0093:29 | SC | 009329 | WHT | 20 | 114.A7 | KA6212:A2 | A PANEL | 114.A6
AF0093:COM | SC | 0V | WHT | 14 | 10.B3 | XT0090:2 | A PANEL | 10.B1
AF0093:V+ | SC | FU0092 | WHT | 14 | 10.B3 | FU0092:LD | A PANEL | 10.B1
AF0094:00 | SC | 009400 | WHT | 20 | 20.C7 | XT0085:2 | A PANEL | 20.C6
AF0094:01 | SC | 0V | WHT | 20 | 20.C7 | XT0085:3 | A PANEL | 20.C6
AF0094:05 | SC | 0V | WHT | 14 | 20.A7 | XT0135:3 | A PANEL | 21.B4
AF0094:05 | SC | 0V | WHT | 14 | 20.A7 | AF0094:07 | A PANEL | 20.B7
AF0094:COM | SC | AF0094N | WHT | 20 | 10.B4 | AF0096:COM | A PANEL | 10.B5
AF0094:SH | SC | AF0094G | GRN | 14 | 10.B4 | AF0096:SH | A PANEL | 10.B5
AF0094:SH | SC | AU0090G | GRN | 14 | 10.B4 | AU0090:GND | A PANEL | 10.A2
AF0094:V+ | SC | AF0094P | WHT | 20 | 10.B4 | AF0096:V+ | A PANEL | 10.B5
AF0095:02 | SC | 009502 | WHT | 20 | 53.A7 | KA0221:14 | A PANEL | 53.A6
AF0095:COM | SC | 0V | WHT | 20 | 10.B5 | XT0090:2 | A PANEL | 10.B1
AF0095:V+ | SC | FU0093 | WHT | 14 | 10.B5 | FU0093:LD | A PANEL | 10.B1
AU0080:COM | SC | 0V | WHT | 20 | 10.C2 | XT0080:1 | A PANEL | 10.D1
AU0080:V+ | SC | FU0080 | WHT | 14 | 10.C2 | FU0080:LD | A PANEL | 10.D1
AU0090:COM | SC | 0V | WHT | 20 | 10.A2 | XT0090:1 | A PANEL | 10.B1
AU0090:V+ | SC | FU0090 | WHT | 14 | 10.A2 | FU0090:LD | A PANEL | 10.B1
FL1100:GND | SC | FL1100G | GRN/YEL | 12 | 35.D6 | PEG0130:1 | A PANEL | 35.D6
FL1100:LD - | SC | FL1100N | WHT | 14 | 35.D6 | XT0137:2 | A PANEL | 35.D5
FL1100:LD + | SC | FL1100P | WHT | 14 | 35.D6 | XT0137:1 | A PANEL | 35.D5
FL1100:LI - | SC | 0V | WHT | 12 | 35.D6 | XT0134:3 | A PANEL | 21.B3
FL1100:LI + | SC | FU0136 | WHT | 12 | 35.D6 | XT0138:3 | A PANEL | 21.A3
FU0010:LI | SC | FU0137 | WHT | 14 | 21.A5 | XT0139:1 | A PANEL | 21.A4
FU0080:LI | SC | FU0137 | WHT | 14 | 10.D1 | XT0139:1 | A PANEL | 21.A4
FU0080:LI | SC | FU0137 | WHT | 14 | 10.D1 | FU0081:LI | A PANEL | 10.D1
FU0081:LI | SC | FU0137 | WHT | 14 | 10.D1 | FU0082:LI | A PANEL | 10.D1
FU0082:LD | SC | FU0082 | WHT | 14 | 10.D1 | XT0085:4 | A PANEL | 112.B6
FU0090:LI | SC | FU0137 | WHT | 14 | 10.B1 | XT0139:2 | A PANEL | 21.A4
FU0090:LI | SC | FU0137 | WHT | 14 | 10.B1 | FU0091:LI | A PANEL | 10.B1
FU0091:LI | SC | FU0137 | WHT | 14 | 10.B1 | FU0092:LI | A PANEL | 10.B1
FU0092:LI | SC | FU0137 | WHT | 14 | 10.B1 | FU0093:LI | A PANEL | 10.B1
FU0136:LD | SC | FU0136 | WHT | 10 | 21.A3 | XT0138:1 | A PANEL | 21.A3
FU0137:LD | SC | FU0137 | WHT | 12 | 21.A4 | XT0139:1 | A PANEL | 21.A4
FU0137:LI | SC | FU0136 | WHT | 14 | 21.A4 | XT0138:1 | A PANEL | 21.A3
FU0139:LD | SC | FU0139 | WHT | 14 | 21.A5 | XT0136:1 | A PANEL | 23.A2
FU0139:LI | SC | FU0137 | WHT | 14 | 21.A5 | XT0139:1 | A PANEL | 21.A4
GR0131: | SC | GR0131 | GRN/YEL | 14 | 6.A4 | FRAME | A PANEL | 6.A3
GR0132: | SC | GR0132 | GRN/YEL | 14 | 6.A4 | FRAME | A PANEL | 6.A3
GR0134: | SC | GR0134 | GRN/YEL | 14 | 6.A5 | FG0003:1 | A PANEL | 6.A4
KA0130:A1 | SC | 008135 | WHT | 20 | 25.C5 | KA0130:11 | A PANEL | 25.C6
KA0131:11 | SC | KA0135A1 | WHT | 20 | 23.D4 | KA0135:A1 | A PANEL | 23.D6
KA0131:12 | SC | KA013112 | WHT | 20 | 23.D4 | KA0137:24 | A PANEL | 23.D3
KA0131:A1 | SC | KA0231A1 | WHT | 20 | 23.B6 | KA0132:A1 | A PANEL | 23.B6
KA0131:A1 | SC | KA0231A1 | WHT | 20 | 23.B6 | XT0136:10 | A PANEL | 23.B5
KA0131:A2 | SC | 0V | WHT | 20 | 23.B6 | KA0132:A2 | A PANEL | 23.B6
KA0131:A2 | SC | 0V | WHT | 20 | 23.B6 | KT0145:A2 | A PANEL | 23.B6
KA0132:11 | SC | FU0139 | WHT | 20 | 23.A3 | KA0133:11 | A PANEL | 23.A3
KA0132:11 | SC | FU0139 | WHT | 20 | 23.A3 | KT0145:15 | A PANEL | 23.D2
KA0132:12 | SC | KT0141A1 | WHT | 20 | 23.A3 | KT0142:A1 | A PANEL | 23.A6
KA0132:12 | SC | KT0141A1 | WHT | 20 | 23.A3 | KA0133:12 | A PANEL | 23.A3
KA0132:21 | SC | KA0138A1 | WHT | 20 | 23.D4 | KA0138:A1 | A PANEL | 23.D6
KA0132:22 | SC | KA013222 | WHT | 20 | 23.D4 | KA0137:14 | A PANEL | 23.D3
KA0132:22 | SC | KA013222 | WHT | 20 | 23.D4 | KT0141:18 | A PANEL | 23.D2
KA0132:24 | SC | KA013224 | WHT | 20 | 23.D4 | KA0134:14 | A PANEL | 23.D3
KA0132:A1 | SC | KA0231A1 | WHT | 20 | 23.B6 | KA0141:A1 | A PANEL | 23.C6
KA0132:A2 | SC | 0V | WHT | 20 | 23.B6 | KA0141:A2 | A PANEL | 23.C6
KA0133:11 | SC | FU0139 | WHT | 20 | 23.A3 | KA0134:11 | A PANEL | 23.D3
KA0133:A2 | SC | 0V | WHT | 20 | 23.C6 | KA0134:A2 | A PANEL | 23.C6
KA0133:A2 | SC | 0V | WHT | 20 | 23.C6 | KA0141:A2 | A PANEL | 23.C6
KA0134:11 | SC | FU0139 | WHT | 20 | 23.D3 | KA0136:11 | A PANEL | 23.B4
KA0134:A1 | SC | KA0134A1 | WHT | 20 | 23.C6 | AF0091:12 | A PANEL | 65.C7
KA0134:A2 | SC | 0V | WHT | 20 | 23.C6 | KA0144:A2 | A PANEL | 23.C6
KA0135:A1 | SC | KA0135A1 | WHT | 20 | 23.D6 | KA0144:A1 | A PANEL | 23.C6
KA0135:A2 | SC | 0V | WHT | 20 | 23.D6 | KA0136:A2 | A PANEL | 23.D6
KA0135:A2 | SC | 0V | WHT | 20 | 23.D6 | KA0144:A2 | A PANEL | 23.C6
KA0136:11 | SC | FU0139 | WHT | 20 | 23.B4 | KA0137:21 | A PANEL | 23.D3
KA0136:14 | SC | KA013821 | WHT | 20 | 23.B4 | KA0138:21 | A PANEL | 23.B5
KA0136:A1 | SC | PS32002 | WHT | 20 | 23.D6 | XT0136:5 | A PANEL | 62.D6
KA0136:A2 | SC | 0V | WHT | 20 | 23.D6 | KA0137:A2 | A PANEL | 23.D6
KA0137:11 | SC | FU0139 | WHT | 20 | 23.D3 | KA0137:21 | A PANEL | 23.D3
KA0137:24 | SC | KA013112 | WHT | 20 | 23.D3 | AF0087:09 | A PANEL | 23.C4
KA0137:A1 | SC | KA0137A1 | WHT | 20 | 23.D6 | KT0142:18 | A PANEL | 23.D2
KA0137:A2 | SC | 0V | WHT | 20 | 23.D6 | KA0138:A2 | A PANEL | 23.D6
KA0138:11 | SC | KM3170EP | WHT | 20 | 65.C5 | XT0136:13 | A PANEL | 65.C5
KA0138:14 | SC | FU0139 | WHT | 20 | 65.C5 | XT0136:11 | A PANEL | 65.C6
KA0138:24 | SC | KT0144B1 | WHT | 20 | 23.B5 | KT0144:B1 | A PANEL | 23.B6
KA0141:21 | SC | KT0146A1 | WHT | 20 | 23.B2 | KT0146:A1 | A PANEL | 23.B2
KA0141:24 | SC | FU0139 | WHT | 20 | 23.B2 | XT0136:2 | A PANEL | 23.A2
KT0140:15 | SC | FU0139 | WHT | 20 | 23.D1 | KT0142:15 | A PANEL | 23.D2
KT0140:15 | SC | FU0139 | WHT | 20 | 23.A2 | XT0136:2 | A PANEL | 23.A2
KT0140:16 | SC | KT014115 | WHT | 20 | 23.D1 | KT0141:15 | A PANEL | 23.D2
KT0140:18 | SC | KT0143A1 | WHT | 20 | 23.A2 | KT0143:A1 | A PANEL | 23.A6
KT0140:A1 | SC | KT0140A1 | WHT | 20 | 23.A6 | KT0143:16 | A PANEL | 23.A5
KT0140:A2 | SC | 0V | WHT | 20 | 23.A6 | KT0141:A2 | A PANEL | 23.A6
KT0140:A2 | SC | 0V | WHT | 20 | 23.A6 | XT0136:3 | A PANEL | 23.A2
KT0141:18 | SC | KA013222 | WHT | 20 | 23.D2 | KT0144:18 | A PANEL | 23.D2
KT0141:A1 | SC | KT0141A1 | WHT | 20 | 23.A6 | KT0143:15 | A PANEL | 23.A5
KT0141:A1 | SC | KT0141A1 | WHT | 20 | 23.A6 | KT0142:A1 | A PANEL | 23.A6
KT0141:A2 | SC | 0V | WHT | 20 | 23.A6 | KT0142:A2 | A PANEL | 23.A6
KT0142:15 | SC | FU0139 | WHT | 20 | 23.D2 | KT0144:A1 | A PANEL | 23.B6
KT0142:18 | SC | KA0137A1 | WHT | 20 | 23.D2 | KT0145:18 | A PANEL | 23.D2
KT0142:A2 | SC | 0V | WHT | 20 | 23.A6 | KT0143:A2 | A PANEL | 23.A6
KT0143:A2 | SC | 0V | WHT | 20 | 23.A6 | KT0144:A2 | A PANEL | 23.B6
KT0144:15 | SC | FU0139 | WHT | 20 | 23.D2 | KT0145:15 | A PANEL | 23.D2
KT0144:15 | SC | FU0139 | WHT | 20 | 23.D2 | KT0144:A1 | A PANEL | 23.B6
KT0144:A2 | SC | 0V | WHT | 20 | 23.B6 | KT0145:A2 | A PANEL | 23.B6
RR0851: -3.01K OHM | SC | FU0137 | LEAD | --- | 20.C6 | XT0085:1 | A PANEL | 20.C6
RR0851: -3.01K OHM | SC | 009400 | LEAD | --- | 20.C6 | XT0085:2 | A PANEL | 20.C6
RR0852: -1.0K OHM | SC | 0V | LEAD | --- | 20.C6 | XT0085:3 | A PANEL | 20.C6
RR0852: -1.0K OHM | SC | 009400 | LEAD | --- | 20.C6 | XT0085:2 | A PANEL | 20.C6
XT0085:1 | SC | FU0137 | WHT | 12 | 20.C6 | XT0139:3 | A PANEL | 21.B4
XT0085:3 | SC | 0V | WHT | 14 | 20.C6 | XT0135:3 | A PANEL | 21.B4
XT0085:5 | SC | 0V | WHT | 14 | 112.B6 | XT0080:3 | A PANEL | 10.D1
XT0090:1 | SC | 0V | WHT | 14 | 10.B1 | XT0135:2 | A PANEL | 21.B4
XT0135:1 | SC | 0V | WHT | 14 | 21.B4 | XT0134:1 | A PANEL | 21.B3
XT0135:1 | SC | 0V | WHT | 14 | 21.B4 | XT0136:3 | A PANEL | 23.A2
XT0135:2 | SC | 0V | WHT | 14 | 21.B4 | XT0080:1 | A PANEL | 10.D1
XT0136:1 | SC | FU0139 | WHT | 20 | 23.A2 | XT0136:11 | A PANEL | 65.C6
XT0136:12 | SC | 0V | WHT | 20 | 65.C6 | XT0136:3 | A PANEL | 23.A2
XT0136:4 | SC | FU0139 | WHT | 20 | 62.D6 | XT0136:1 | A PANEL | 23.A2
AU0080:L1 | WC0009 | AU0090L2 | ENET | CABLE | 2.A4 | AU0090:L2 | A PANEL | 2.A4
AF0081:00 | SC | UA1200J21 | WHT | 20 | 24.A7 | KA0241:11 | B PANEL | 24.A5
AF0081:01 | SC | KA024314 | WHT | 20 | 24.B7 | KA0243:14 | B PANEL | 24.B6
AF0081:02 | SC | KA024524 | WHT | 20 | 24.B7 | KA0245:24 | B PANEL | 24.B6
AF0081:08 | SC | KA024214 | WHT | 20 | 24.C7 | KA0242:14 | B PANEL | 24.C6
AF0081:09 | SC | KA023924 | WHT | 20 | 24.A7 | KA0239:24 | B PANEL | 24.B6
AF0081:33 | SC | KA024311 | WHT | 20 | 24.B7 | KA0243:11 | B PANEL | 24.B6
AF0081:34 | SC | KA024521 | WHT | 20 | 24.B7 | KA0245:21 | B PANEL | 24.B6
AF0081:41 | SC | KA023921 | WHT | 20 | 24.A7 | KA0239:21 | B PANEL | 24.B6
AF0088:SH | SC | IEG02302 | GRN | 14 | 10.D6 | IEG0230:2 | B PANEL | 10.D6
AF0092:13 | SC | 009213 | WHT | 20 | 13.C7 | XT0237:2 T2 | B PANEL | 13.C5
AF0095:18 | SC | SV21202 | WHT | 20 | 53.A7 | XT0060:4 | B PANEL | 53.A6
AF0096:SH | SC | IEG023011 | GRN | 14 | 10.B5 | IEG0230:11 | B PANEL | 10.B6
GR0133: | SC | IEG02303 | GRN | 14 | 6.A4 | IEG0230:3 | B PANEL | 6.A4
KA0134:A1 | SC | KA0134A1 | WHT | 20 | 23.C6 | AF0067:12 | B PANEL | 65.D7
KA0141:21 | SC | KT0146A1 | WHT | 20 | 23.B2 | KA0241:21 | B PANEL | 23.B2
KA0141:24 | SC | FU0139 | WHT | 20 | 23.B2 | KA0241:24 | B PANEL | 23.B2
KA0144:21 | SC | KA014421 | WHT | 20 | 113.A6 | KA0232:22 | B PANEL | 113.A6
KA0144:22 | SC | KA014422 | WHT | 20 | 113.A6 | KA0249:12 | B PANEL | 113.B6
KA0221:11 | SC | 022111 | WHT | 20 | 53.A6 | KA0235:24 | B PANEL | 53.A6
KA0221:A1 | SC | 007602 | WHT | 16 | 53.A6 | AF0076:02 | B PANEL | 53.A7
KA0221:A2 | SC | 007618 | WHT | 20 | 53.A6 | AF0076:18 | B PANEL | 53.A7
KA6211:A1 | SC | KA6211A1 | WHT | 20 | 113.A6 | KA0246:14 | B PANEL | 113.A6
KA6212:A1 | SC | KA6212A1 | WHT | 20 | 114.A6 | KA0247:14 | B PANEL | 114.A5
KT0145:A1 | SC | KA024412 | WHT | 20 | 23.B6 | KA0244:12 | B PANEL | 24.D4
KT0146:15 | SC | KT014615 | WHT | 20 | 24.C6 | AF0076:10 | B PANEL | 24.C7
KT0146:18 | SC | KA024214 | WHT | 20 | 24.C6 | KA0231:14 | B PANEL | 24.C6
KT0146:A2 | SC | KT0146A2 | WHT | 20 | 23.B2 | AF0076:29 | B PANEL | 23.B2
KT0146:B1 | SC | KT0146B1 | WHT | 20 | 23.B2 | AF0076:13 | B PANEL | 23.B2
XT0134:4 | SC | 0V | WHT | 14 | 21.B3 | XT0235:1 | B PANEL | 21.D4
XT0135:1 | SC | 0V | WHT | 14 | 21.B4 | KA1020:24 | B PANEL | 40.A5
XT0136:1 | SC | FU0139 | WHT | 20 | 23.A2 | XT0240:12 | B PANEL | 24.C4
XT0136:10 | SC | KA0231A1 | WHT | 20 | 23.B5 | KA0242:11 | B PANEL | 24.C6
XT0136:3 | SC | 0V | WHT | 20 | 23.A2 | XT0240:10 | B PANEL | 24.D3
XT0136:6 | SC | PS32004 | WHT | 20 | 62.D6 | KA0240:11 | B PANEL | 62.D6
XT0136:7 | SC | UF1300 | WHT | 20 | 62.D6 | KA0240:14 | B PANEL | 62.D6
XT0137:3 | SC | ESTOPA | WHT | 20 | 14.B6 | XT0240:3 | B PANEL | 24.A3
XT0137:4 | SC | ESTOP | WHT | 20 | 14.B6 | XT0240:4 | B PANEL | 24.A3
XT0138:4 | SC | FU0136 | WHT | 14 | 21.B3 | FU0210:LI | B PANEL | 21.C4
XT0139:3 | SC | FU0137 | WHT | 12 | 21.B4 | FU0211:LI | B PANEL | 21.B4
XT0139:4 | SC | KA0231A1 | WHT | 20 | 24.D6 | KA0234:A1 | B PANEL | 24.D6
AU0080:L2 | WC0008 | AU0080L2 | ENET | CABLE | 2.A4 | AU0070:L1 | B PANEL | 2.A5
AF0093:04 | SC | 009304 | WHT | 20 | 113.A7 | XT0171:2 | FIRE CONTROLLER | 113.A6
AF0093:13 | SC | 009313 | WHT | 20 | 114.A7 | XT0171:6 | FIRE CONTROLLER | 114.A6
AF0093:36 | SC | 009336 | WHT | 20 | 113.A7 | KA0176:14 | FIRE CONTROLLER | 113.A6
AF0093:45 | SC | 009345 | WHT | 20 | 114.A7 | KA0177:14 | FIRE CONTROLLER | 114.A6
KA0144:22 | SC | KA014422 | WHT | 20 | 113.A6 | KA0176:A1 | FIRE CONTROLLER | 113.B5
AF0092:12 | SC | 009212 | WHT | 20 | 12.C3 | KA0875:A1 | FIRE SYSTEM | 12.C2
AF0092:28 | SC | 009228 | WHT | 20 | 12.C3 | KA0875:A2 | FIRE SYSTEM | 12.C2
XT0134:2 | SC | 0V | WHT | 14 | 21.B3 | XT0170:3 | FIRE SYSTEM | 12.A2
XT0138:2 | SC | FU0136 | WHT | 14 | 21.A3 | FU0170:LI | FIRE SYSTEM | 12.A2
AF0093:12 | SC | 009312 | WHT | 20 | 35.B7 | PC0470:INP_A | PLC PANEL | 35.B5
AF0093:28 | SC | 009328 | WHT | 20 | 35.B7 | PC0470:-PWR | PLC PANEL | 35.B5
AF0093:44 | SC | 009344 | WHT | 20 | 35.B7 | PC0470:+PWR | PLC PANEL | 35.B5
FU0010:LD | SC | FU0010 | WHT | 14 | 21.A5 | UV0600:(+) | PLC PANEL | 9.B2
XT0135:1 | SC | 0V | WHT | 14 | 21.B4 | UV0600:(-) | PLC PANEL | 9.B2
AU0090:L1 | WC0003 | AP0603L2 | ENET | CABLE | 2.A4 | AP0603:L2 | PLC PANEL | 2.A3
AF0091:09 | SC | UJ0131OK2 | WHT | 20 | 20.B7 | UJ0131:OK2 | POWER PANEL | 20.B4
AF0091:41 | SC | UJ0131OK1 | WHT | 20 | 20.B7 | UJ0131:OK1 | POWER PANEL | 20.B4
AF0094:04 | SC | UJ0131VIN | WHT | 20 | 20.A7 | UJ0131:VIN | POWER PANEL | 20.B4
AF0094:06 | SC | UJ0131IOUT | WHT | 20 | 20.B7 | UJ0131:IOUT | POWER PANEL | 20.B4
FU0136:LI | SC | 24V | WHT | 10 | 21.A3 | UJ0131:OUT(+) | POWER PANEL | 20.B4
XT0134:1 | SC | 0V | WHT | 10 | 21.B3 | UJ0131:OUT(-) | POWER PANEL | 20.B4
XT0134:2 | SC | 0V | WHT | 14 | 21.B3 | XT0560:2 | PWR RAIL | 15.B2
XT0138:2 | SC | FU0136 | WHT | 14 | 21.A3 | XT0560:1 | PWR RAIL | 15.A2
AF0081:04 | SC | SB047222 | WHT | 20 | 14.C7 | EA008104:2 | SURGE #1 | 14.C5
AF0081:19 | SC | UA1200J27 | WHT | 20 | 25.C7 | EA008103:2 | SURGE #1 | 25.C4
AF0081:36 | SC | SB047221 | WHT | 20 | 14.C7 | EA008104:1 | SURGE #1 | 14.C5
AF0082:13 | SC | PDS62102 | WHT | 20 | 112.A7 | EA008213:2 | SURGE #1 | 112.A5
AF0082:45 | SC | PDS62101 | WHT | 20 | 112.A7 | EA008213:1 | SURGE #1 | 112.A5
AF0087:00 | SC | SH047114 | WHT | 20 | 13.A7 | EA008700:2 | SURGE #1 | 13.A5
AF0087:01 | SC | SH047012 | WHT | 20 | 13.B7 | EA008701:2 | SURGE #1 | 13.B5
AF0087:02 | SC | SB047112 | WHT | 20 | 13.D7 | EA008702:2 | SURGE #1 | 13.D5
AF0087:03 | SC | SB047324 | WHT | 20 | 13.D7 | EA008703:2 | SURGE #1 | 13.D5
AF0087:04 | SC | SB047414 | WHT | 20 | 14.A7 | EA008704:2 | SURGE #1 | 14.A5
AF0087:07 | SC | SA047114 | WHT | 20 | 14.A7 | EA008707:2 | SURGE #1 | 14.A5
AF0087:08 | SC | SA047124 | WHT | 20 | 14.B7 | EA008708:2 | SURGE #1 | 14.B5
AF0087:32 | SC | SH047113 | WHT | 20 | 13.A7 | EA008700:1 | SURGE #1 | 13.A5
AF0087:33 | SC | SH047011 | WHT | 20 | 13.B7 | EA008701:1 | SURGE #1 | 13.B5
AF0087:34 | SC | SB047111 | WHT | 20 | 13.D7 | EA008702:1 | SURGE #1 | 13.D5
AF0087:35 | SC | SB047323 | WHT | 20 | 13.D7 | EA008703:1 | SURGE #1 | 13.D5
AF0087:36 | SC | SB047413 | WHT | 20 | 14.A7 | EA008704:1 | SURGE #1 | 14.A5
AF0087:39 | SC | SA047113 | WHT | 20 | 14.A7 | EA008707:1 | SURGE #1 | 14.A5
AF0087:40 | SC | SA047123 | WHT | 20 | 14.B7 | EA008708:1 | SURGE #1 | 14.B5
AF0091:05 | SC | 009105 | WHT | 20 | 20.A7 | EA009105:2 | SURGE #1 | 20.A5
AF0091:37 | SC | 009137 | WHT | 20 | 20.A7 | EA009105:1 | SURGE #1 | 20.A5
AF0093:06 | SC | SH04705 | WHT | 20 | 13.B7 | EA009306:1 | SURGE #1 | 13.B5
AF0093:15 | SC | SH04715 | WHT | 20 | 13.A7 | EA009315:1 | SURGE #1 | 13.A5
AF0093:22 | SC | SH04706 | WHT | 20 | 13.B7 | EA009306:2 | SURGE #1 | 13.B5
AF0093:31 | SC | SH04716 | WHT | 20 | 13.A7 | EA009315:2 | SURGE #1 | 13.A5
KA0130:A2 | SC | UA1200J26 | WHT | 20 | 25.C5 | EA008103:1 | SURGE #1 | 25.C4
KA2160:11 | SC | KA216011 | WHT | 20 | 38.A5 | EA009204:2 | SURGE #1 | 38.A5
KA2160:14 | SC | KA216014 | WHT | 20 | 38.A5 | EA009204:1 | SURGE #1 | 38.A5
KA2161:11 | SC | KA216111 | WHT | 20 | 38.B5 | EA009207:2 | SURGE #1 | 38.B5
KA2161:14 | SC | KA216114 | WHT | 20 | 38.B5 | EA009207:1 | SURGE #1 | 38.B5
XT0085:4 | SC | FU0082 | WHT | 14 | 112.B6 | EA008213P:1 | SURGE #1 | 112.B5
XT0085:5 | SC | 0V | WHT | 14 | 112.B6 | EA008213P:2 | SURGE #1 | 112.B5
XT0136:4 | SC | FU0139 | WHT | 20 | 62.D6 | EA6060A:1 | SURGE #1 | 62.D5
XT0136:5 | SC | PS32002 | WHT | 20 | 62.D6 | EA6060A:2 | SURGE #1 | 62.D5
XT0136:6 | SC | PS32004 | WHT | 20 | 62.D6 | EA6060B:2 | SURGE #1 | 62.D5
XT0136:8 | SC | PS32005 | WHT | 20 | 62.D6 | EA6060B:3 | SURGE #1 | 62.D5
XT0137:3 | SC | ESTOPA | WHT | 20 | 14.B6 | EA008104P:1 | SURGE #1 | 14.B5
XT0137:4 | SC | ESTOP | WHT | 20 | 14.B6 | EA008104P:2 | SURGE #1 | 14.B5
AF0084:17 | WC2126 | TE32001 | RED | 20 | 62.A7 | EA008400:3 | SURGE #1 | 62.A5
AF0084:01 | WC2126 | TE32002 | WHT | 20 | 62.A7 | EA008400:2 | SURGE #1 | 62.A5
AF0084:00 | WC2126 | TE32003 | BLK | 20 | 62.A7 | EA008400:1 | SURGE #1 | 62.A5
AF0084:48 | WC2126 | TE3200S1 | SH | 20 | 62.A7 | FLOATING | SURGE #1 | 62.A5
AF0084:19 | WC2127 | TE31001 | RED | 20 | 69.A7 | EA008401:3 | SURGE #1 | 69.A5
AF0084:03 | WC2127 | TE31002 | WHT | 20 | 69.A7 | EA008401:2 | SURGE #1 | 69.A5
AF0084:02 | WC2127 | TE31003 | BLK | 20 | 69.A7 | EA008401:1 | SURGE #1 | 69.A5
AF0084:50 | WC2127 | TE3100S1 | SH | 20 | 69.A7 | FLOATING | SURGE #1 | 69.B5
AF0083:23 | WC2128 | TE35201 | RED | 20 | 60.A7 | EA008303:3 | SURGE #1 | 60.A5
AF0083:07 | WC2128 | TE35202 | WHT | 20 | 60.A7 | EA008303:2 | SURGE #1 | 60.A5
AF0083:06 | WC2128 | TE35203 | BLK | 20 | 60.A7 | EA008303:1 | SURGE #1 | 60.A5
AF0083:54 | WC2128 | TE3520S1 | SH | 20 | 60.A7 | FLOATING | SURGE #1 | 60.B6
AF0083:21 | WC2156 | TE35101 | RED | 20 | 60.A7 | EA009302:3 | SURGE #1 | 60.A5
AF0083:05 | WC2156 | TE35102 | WHT | 20 | 60.A7 | EA009302:2 | SURGE #1 | 60.A5
AF0083:04 | WC2156 | TE35103 | BLK | 20 | 60.A7 | EA009302:1 | SURGE #1 | 60.A5
AF0083:52 | WC2156 | TE3510S1 | SH | 20 | 60.A7 | FLOATING | SURGE #1 | 60.A6
AF0083:25 | WC2157 | TE35401 | RED | 20 | 60.B7 | EA008304:3 | SURGE #1 | 60.B5
AF0083:09 | WC2157 | TE35402 | WHT | 20 | 60.B7 | EA008304:2 | SURGE #1 | 60.B5
AF0083:08 | WC2157 | TE35403 | BLK | 20 | 60.B7 | EA008304:1 | SURGE #1 | 60.B5
AF0083:56 | WC2157 | TE3540S1 | SH | 20 | 60.B7 | FLOATING | SURGE #1 | 60.B6
AF0083:29 | WC2162 | TE61101 | RED | 20 | 110.C7 | EA008306:3 | SURGE #1 | 110.C5
AF0083:13 | WC2162 | TE61102 | WHT | 20 | 110.C7 | EA008306:2 | SURGE #1 | 110.C5
AF0083:12 | WC2162 | TE61103 | BLK | 20 | 110.C7 | EA008306:1 | SURGE #1 | 110.C5
AF0083:60 | WC2162 | TE6110S1 | SH | 20 | 110.C7 | FLOATING | SURGE #1 | 110.C5
AF0083:27 | WC2180 | TE11101 | RED | 20 | 43.A7 | EA008305:3 | SURGE #1 | 43.A5
AF0083:11 | WC2180 | TE11102 | WHT | 20 | 43.A7 | EA008305:2 | SURGE #1 | 43.A5
AF0083:10 | WC2180 | TE11103 | BLK | 20 | 43.A7 | EA008305:1 | SURGE #1 | 43.A5
AF0083:58 | WC2180 | TE1110S1 | SH | 20 | 43.A7 | FLOATING | SURGE #1 | 43.A5
AF0083:19 | WC2254 | TE12601 | RED | 20 | 57.B7 | EA008301:3 | SURGE #1 | 57.B5
AF0083:03 | WC2254 | TE12602 | WHT | 20 | 57.B7 | EA008301:2 | SURGE #1 | 57.B5
AF0083:02 | WC2254 | TE12603 | BLK | 20 | 57.B7 | EA008301:1 | SURGE #1 | 57.B5
AF0083:50 | WC2254 | TE1260S2 | SH | 20 | 57.B7 | FLOATING | SURGE #1 | 57.B6
AF0083:17 | WC2255 | TE12701 | RED | 20 | 57.C7 | EA008300:3 | SURGE #1 | 57.C5
AF0083:01 | WC2255 | TE12702 | WHT | 20 | 57.C7 | EA008300:2 | SURGE #1 | 57.C5
AF0083:00 | WC2255 | TE12703 | BLK | 20 | 57.C7 | EA008300:1 | SURGE #1 | 57.C5
AF0083:48 | WC2255 | TE1270S2 | SH | 20 | 57.C7 | FLOATING | SURGE #1 | 57.C6
AF0086:38 | WC4029 | PDT61801 | RED | 20 | 109.A7 | EA008603:1 | SURGE #1 | 109.A5
AF0086:06 | WC4029 | PDT61802 | BLK | 20 | 109.A7 | EA008603:2 | SURGE #1 | 109.A5
AF0086:54 | WC4029 | PDT6180S1 | SH | 20 | 109.A7 | FLOATING | SURGE #1 | 109.A5
AF0086:36 | WC4044 | PDT63101 | RED | 20 | 115.A7 | EA008602:1 | SURGE #1 | 115.A5
AF0086:04 | WC4044 | PDT63102 | BLK | 20 | 115.A7 | EA008602:2 | SURGE #1 | 115.A5
AF0086:52 | WC4044 | PDT6310S1 | SH | 20 | 115.A7 | FLOATING | SURGE #1 | 115.A6
AF0085:38 | WC4112 | PT32001 | RED | 20 | 62.C7 | EA008503:1 | SURGE #1 | 62.C5
AF0085:06 | WC4112 | PT32002 | BLK | 20 | 62.C7 | EA008503:2 | SURGE #1 | 62.C5
AF0085:54 | WC4112 | PT3200S1 | SH | 20 | 62.C7 | FLOATING | SURGE #1 | 62.C5
AF0085:00 | WC4191 | FCE14205 | RED | 20 | 41.A7 | EA008500:1 | SURGE #1 | 41.A5
AF0085:16 | WC4191 | FCE14206 | BLK | 20 | 41.A7 | EA008500:2 | SURGE #1 | 41.A5
AF0085:48 | WC4191 | FCE1420S4 | SH | 20 | 41.A7 | FLOATING | SURGE #1 | 41.B5
AF0086:00 | WC4194 | FCE14405 | RED | 20 | 42.B7 | EA008600:1 | SURGE #1 | 42.A5
AF0086:16 | WC4194 | FCE14406 | BLK | 20 | 42.B7 | EA008600:2 | SURGE #1 | 42.A5
AF0086:48 | WC4194 | FCE1440S6 | SH | 20 | 42.B7 | FLOATING | SURGE #1 | 42.B5
AF0085:14 | WC4195 | FCE14403 | RED | 20 | 42.A7 | EA008507:1 | SURGE #1 | 42.A5
AF0085:30 | WC4195 | FCE14404 | BLK | 20 | 42.A7 | EA008507:2 | SURGE #1 | 42.A5
AF0085:62 | WC4195 | FCE1440S5 | SH | 20 | 42.A7 | FLOATING | SURGE #1 | 42.A5
AF0086:12 | WC4562 | FT21082 | RED | 20 | 55.C7 | EA008606:1 | SURGE #1 | 55.C5
AF0086:28 | WC4562 | FT21083 | BLK | 20 | 55.C7 | EA008606:2 | SURGE #1 | 55.C5
AF0086:60 | WC4562 | FT2108S1 | SH | 20 | 55.C7 | FLOATING | SURGE #1 | 55.C5
AF0085:40 | WC4619 | PDT31001 | RED | 20 | 70.A7 | EA008504:1 | SURGE #1 | 70.A5
AF0085:08 | WC4619 | PDT31002 | BLK | 20 | 70.A7 | EA008504:2 | SURGE #1 | 70.A5
AF0085:56 | WC4619 | PDT3100S2 | SH | 20 | 70.A7 | FLOATING | SURGE #1 | 70.B5
AF0085:42 | WC4620 | PDT11101 | RED | 20 | 47.C7 | EA008505:1 | SURGE #1 | 47.C5
AF0085:10 | WC4620 | PDT11102 | BLK | 20 | 47.C7 | EA008505:2 | SURGE #1 | 47.C5
AF0085:58 | WC4620 | PDT1110S1 | SH | 20 | 47.C7 | FLOATING | SURGE #1 | 47.C6
AF0085:44 | WC4623 | PDT32401 | RED | 20 | 61.B7 | EA008506:1 | SURGE #1 | 61.B5
AF0085:12 | WC4623 | PDT32402 | BLK | 20 | 61.B7 | EA008506:2 | SURGE #1 | 61.B5
AF0085:60 | WC4623 | PDT3240S1 | SH | 20 | 61.B7 | FLOATING | SURGE #1 | 61.B5
AF0085:34 | WC4660 | LT31001 | RED | 20 | 67.A7 | EA008501:1 | SURGE #1 | 67.A5
AF0085:02 | WC4660 | LT31002 | BLK | 20 | 67.A7 | EA008501:2 | SURGE #1 | 67.A5
AF0085:50 | WC4660 | LT3100S1 | SH | 20 | 67.A7 | FLOATING | SURGE #1 | 67.A5
AF0088:32 | WC5159 | PT31701 | RED | 20 | 64.A7 | EA008800:1 | SURGE #1 | 64.A5
AF0088:00 | WC5159 | PT31702 | BLK | 20 | 64.A7 | EA008800:2 | SURGE #1 | 64.A5
AF0088:48 | WC5159 | PT3170S1 | SH | 20 | 64.A7 | FLOATING | SURGE #1 | 64.A5
AF0088:34 | WC5180 | PT31501 | RED | 20 | 64.B7 | EA008801:1 | SURGE #1 | 64.B5
AF0088:02 | WC5180 | PT31502 | BLK | 20 | 64.B7 | EA008801:2 | SURGE #1 | 64.B5
AF0088:50 | WC5180 | PT3150S1 | SH | 20 | 64.B7 | FLOATING | SURGE #1 | 64.B5
AF0081:05 | SC | TCP18B2 | WHT | 20 | 17.D6 | SB0400:22 | TCP | 17.D5
AF0081:37 | SC | TCP18B1 | WHT | 20 | 17.D6 | SB0400:21 | TCP | 17.D5
XT0134:4 | SC | 0V | WHT | 12 | 21.B3 | XT0110:2 | VIBRATION | 27.A5
XT0138:4 | SC | FU0136 | WHT | 14 | 21.B3 | XT0110:1 | VIBRATION | 27.A5
XT0139:4 | SC | KA0231A1 | WHT | 16 | 24.D6 | XT0110:5 | VIBRATION | 27.B5
SolarTools ver. 24.0.84.21725 (Mar 20, 2026)
Report date: 3/25/2026 3:24 PM

## B PANEL
B PANEL
CONTROL CONSOLE
Project # | J0080
Project Name | MEDCO CORRIDOR DAYUNG GTC-301
Revision | A.6
Controls DE | D.GRANT
Phone:
Controls ME | G.CATO
Phone:
From | [5 empty] | To
Device ID | Cable (W) Conductor (SC) Jumper Clip (JC) | Wire No. | Wire ID | Gauge/Size | Page/Zone | Device ID | Location | Page/Zone
XT0060:1 | JC | 0V | CLIP | --- | 11.C1 | XT0060:2 | B PANEL | 11.D1
XT0070:1 | JC | 0V | CLIP | --- | 11.B1 | XT0070:2 | B PANEL | 11.B1
XT0233:1 | JC | FU0210,WHT | CLIP | --- | 21.C4 | XT0233:2 | B PANEL | 21.C4
XT0233:2 | JC | FU0210,WHT | CLIP | --- | 21.C4 | XT0233:3 | B PANEL | 21.C4
XT0235:1 | JC | 0V | CLIP | --- | 21.D4 | XT0235:2 | B PANEL | 21.D4
XT0235:2 | JC | 0V | CLIP | --- | 21.D4 | XT0235:3 | B PANEL | 21.D4
XT0240:11 | JC | FU0139 | CLIP | --- | 24.C4 | XT0240:12 | B PANEL | 24.C4
XT0240:9 | JC | 0V | CLIP | --- | 24.D3 | XT0240:10 | B PANEL | 24.D3
AF0061:02 | SC | 006102 | WHT | 20 | 41.B7 | KA0233:14 | B PANEL | 41.B6
AF0061:14 | SC | 006114 | WHT | 20 | 42.B7 | KA0234:14 | B PANEL | 42.B6
AF0061:COM | SC | 0V | WHT | 14 | 11.C2 | XT0060:2 | B PANEL | 11.D1
AF0061:V+ | SC | FU0061 | WHT | 14 | 11.C2 | FU0061:LD | B PANEL | 11.D1
AF0062:00 | SC | 006200 | WHT | 20 | 53.B7 | KA0222:14 | B PANEL | 53.B6
AF0062:16 | SC | SV21242 | WHT | 20 | 53.B7 | XT0060:6 | B PANEL | 53.C6
AF0062:COM | SC | 0V | WHT | 14 | 11.C3 | XT0060:2 | B PANEL | 11.D1
AF0062:V+ | SC | FU0062 | WHT | 14 | 11.C3 | FU0062:LD | B PANEL | 11.D1
AF0063:COM | SC | AF0063N | WHT | 20 | 11.C3 | AF0064:COM | B PANEL | 11.B4
AF0063:COM | SC | AU0060N | WHT | 20 | 11.C3 | AU0060:COM | B PANEL | 11.B2
AF0063:V+ | SC | AU0060P | WHT | 14 | 11.C3 | AU0060:V+ | B PANEL | 11.B2
AF0063:V+ | SC | AF0063P | WHT | 20 | 11.C3 | AF0064:V+ | B PANEL | 11.B4
AF0064:COM | SC | AF0064N | WHT | 20 | 11.B4 | AF0065:COM | B PANEL | 11.B5
AF0064:SH | SC | AF0064G | GRN | 14 | 11.B4 | AF0065:SH | B PANEL | 11.B5
AF0064:SH | SC | AU0060G | GRN | 14 | 11.B4 | AU0060:GND | B PANEL | 11.B2
AF0064:V+ | SC | AF0064P | WHT | 20 | 11.B4 | AF0065:V+ | B PANEL | 11.B5
AF0065:COM | SC | AF0065N | WHT | 20 | 11.B5 | AF0066:COM | B PANEL | 11.D5
AF0065:SH | SC | AF0065G | GRN | 14 | 11.B5 | AF0066:SH | B PANEL | 11.D5
AF0065:V+ | SC | AF0065P | WHT | 20 | 11.B5 | AF0066:V+ | B PANEL | 11.D5
AF0066:SH | SC | AF0066G | GRN | 14 | 11.D5 | AF0068:SH | B PANEL | 11.D6
AF0067:COM | SC | 0V | WHT | 14 | 11.D6 | XT0060:2 | B PANEL | 11.D1
AF0067:COM | SC | AF0067N | WHT | 20 | 11.D6 | AF0068:COM | B PANEL | 11.D6
AF0067:V+ | SC | FU0063 | WHT | 14 | 11.D6 | FU0063:LD | B PANEL | 11.D1
AF0067:V+ | SC | AF0067P | WHT | 20 | 11.D6 | AF0068:V+ | B PANEL | 11.D6
AF0068:SH | SC | IEG02304 | GRN | 14 | 11.D6 | IEG0230:4 | B PANEL | 11.D7
AF0071:COM | SC | AF0071N | WHT | 20 | 11.B2 | AF0072:COM | B PANEL | 11.A3
AF0071:COM | SC | AU0070N | WHT | 20 | 11.B2 | AU0070:COM | B PANEL | 11.A2
AF0071:SH | SC | AF0071G | GRN | 14 | 11.B2 | AF0072:SH | B PANEL | 11.A3
AF0071:SH | SC | AU0070G | GRN | 14 | 11.B2 | AU0070:GND | B PANEL | 11.A2
AF0071:V+ | SC | AF0071P | WHT | 20 | 11.B2 | AF0072:V+ | B PANEL | 11.A3
AF0071:V+ | SC | AU0070P | WHT | 20 | 11.B2 | AU0070:V+ | B PANEL | 11.A2
AF0072:COM | SC | AF0072N | WHT | 20 | 11.A3 | AF0073:COM | B PANEL | 11.B3
AF0072:SH | SC | AF0072G | GRN | 14 | 11.A3 | AF0073:SH | B PANEL | 11.B3
AF0072:V+ | SC | AF0072P | WHT | 20 | 11.A3 | AF0073:V+ | B PANEL | 11.B3
AF0073:COM | SC | AF0073N | WHT | 20 | 11.B3 | AF0074:COM | B PANEL | 11.B4
AF0073:SH | SC | AF0073G | GRN | 14 | 11.B3 | AF0074:SH | B PANEL | 11.B4
AF0073:V+ | SC | AF0073P | WHT | 20 | 11.B3 | AF0074:V+ | B PANEL | 11.B4
AF0074:COM | SC | AF0074N | WHT | 20 | 11.B4 | AF0075:COM | B PANEL | 11.A5
AF0074:SH | SC | AF0074G | GRN | 14 | 11.B4 | AF0075:SH | B PANEL | 11.A5
AF0074:V+ | SC | AF0074P | WHT | 20 | 11.B4 | AF0075:V+ | B PANEL | 11.A5
AF0075:COM | SC | AF0075N | WHT | 20 | 11.A5 | AF0077:COM | B PANEL | 11.B6
AF0075:SH | SC | AF0075G | GRN | 14 | 11.A5 | AF0077:SH | B PANEL | 11.B6
AF0075:V+ | SC | AF0075P | WHT | 20 | 11.A5 | AF0077:V+ | B PANEL | 11.B6
AF0076:00 | SC | 007600 | WHT | 20 | 51.B7 | KA0237:14 | B PANEL | 51.B6
AF0076:04 | SC | 007604 | WHT | 16 | 53.B7 | KA0222:A1 | B PANEL | 53.B6
AF0076:07 | SC | 007607 | WHT | 20 | 35.A7 | KA1020:A1 | B PANEL | 35.A5
AF0076:12 | SC | 007612 | WHT | 20 | 25.C7 | XT0237:1 B2 | B PANEL | 25.C5
AF0076:20 | SC | 007620 | WHT | 20 | 53.B7 | KA0222:A2 | B PANEL | 53.B6
AF0076:23 | SC | 007623 | WHT | 20 | 35.A7 | KA1020:A2 | B PANEL | 35.A5
AF0076:26 | SC | KA0231A2 | WHT | 20 | 24.C7 | KA0231:A2 | B PANEL | 24.C6
AF0076:COM | SC | 0V | WHT | 14 | 11.A5 | XT0070:2 | B PANEL | 11.B1
AF0076:V+ | SC | FU0071 | WHT | 14 | 11.A5 | FU0071:LD | B PANEL | 11.B1
AF0077:SH | SC | IEG02305 | GRN | 14 | 11.B6 | IEG0230:5 | B PANEL | 11.B7
XT0240:2 | SC | JP0 | VIO | 20 | 24.A3 | XT0240:1 | B PANEL | 24.A3
AU0060:COM | SC | 0V | WHT | 14 | 11.B2 | XT0060:1 | B PANEL | 11.C1
AU0060:V+ | SC | FU0060 | WHT | 14 | 11.B2 | FU0060:LD | B PANEL | 11.C1
AU0070:COM | SC | 0V | WHT | 14 | 11.A2 | XT0070:1 | B PANEL | 11.B1
AU0070:V+ | SC | FU0070 | WHT | 14 | 11.A2 | FU0070:LD | B PANEL | 11.B1
FU0060:LI | SC | FU0210,WHT | WHT | 14 | 11.C1 | XT0233:1 | B PANEL | 21.C4
FU0060:LI | SC | FU0210,WHT | WHT | 14 | 11.C1 | FU0061:LI | B PANEL | 11.D1
FU0061:LI | SC | FU0210,WHT | WHT | 14 | 11.D1 | FU0062:LI | B PANEL | 11.D1
FU0062:LI | SC | FU0210,WHT | WHT | 14 | 11.D1 | FU0063:LI | B PANEL | 11.D1
FU0070:LI | SC | FU0210,WHT | WHT | 14 | 11.B1 | XT0233:2 | B PANEL | 21.C4
FU0070:LI | SC | FU0210,WHT | WHT | 14 | 11.B1 | FU0071:LI | B PANEL | 11.B1
FU0210:LD | SC | FU0210,WHT | WHT | 14 | 21.C4 | XT0233:1 | B PANEL | 21.C4
FU0211:LD | SC | FU0211 | WHT | 14 | 21.B4 | KA1020:14 | B PANEL | 40.A5
FU0212:LD | SC | FU0212 | WHT | 16 | 21.C5 | KA0248:21 | B PANEL | 25.B6
FU0212:LD | SC | FU0212 | WHT | 16 | 21.C5 | XT0233:4 | B PANEL | 25.C5
FU0212:LI | SC | FU0210,WHT | WHT | 14 | 21.C5 | XT0233:1 | B PANEL | 21.C4
GR0231: | SC | IEG02306 | GRN | 14 | 6.B4 | IEG0230:6 | B PANEL | 6.B3
GR0232: | SC | GR0232 | GRN/YEL | 14 | 6.B4 | FRAME | B PANEL | 6.B3
GR0233: | SC | IEG02309 | GRN | 14 | 6.B4 | IEG0230:9 | B PANEL | 6.B4
IEG0010:1 | SC | IEG0230G | GRN | 8 | 6.B2 | IEG0230:0 | B PANEL | 6.B2
KA0222:11 | SC | 022211 | WHT | 20 | 53.B6 | KA0236:24 | B PANEL | 53.B6
KA0231:11 | SC | KA0231A1 | WHT | 20 | 24.C6 | KA0231:A1 | B PANEL | 24.C6
KA0231:11 | SC | KA0231A1 | WHT | 20 | 24.C6 | KA0242:11 | B PANEL | 24.C6
KA0231:14 | SC | KA024214 | WHT | 20 | 24.C6 | KA0242:14 | B PANEL | 24.C6
KA0231:21 | SC | KA023121 | WHT | 20 | 24.A4 | KA0245:14 | B PANEL | 24.A4
KA0231:A1 | SC | KA0231A1 | WHT | 20 | 24.C6 | KA0232:A1 | B PANEL | 24.D6
KA0231:A2 | SC | KA0231A2 | WHT | 20 | 24.C6 | KA0232:A2 | B PANEL | 24.D6
KA0232:22 | SC | KA014421 | WHT | 20 | 113.A6 | KA0249:11 | B PANEL | 113.B6
KA0232:A1 | SC | KA0231A1 | WHT | 20 | 24.D6 | KA0233:A1 | B PANEL | 24.D6
KA0232:A2 | SC | KA0231A2 | WHT | 20 | 24.D6 | KA0233:A2 | B PANEL | 24.D6
KA0233:A1 | SC | KA0231A1 | WHT | 20 | 24.D6 | KA0234:A1 | B PANEL | 24.D6
KA0233:A2 | SC | KA0231A2 | WHT | 20 | 24.D6 | KA0234:A2 | B PANEL | 24.D6
KA0235:11 | SC | UA1200J21 | WHT | 20 | 24.A5 | XT0060:3 | B PANEL | 25.C5
KA0235:11 | SC | UA1200J21 | WHT | 20 | 24.A5 | KA0241:11 | B PANEL | 24.A5
KA0235:14 | SC | KA024114 | WHT | 20 | 24.A5 | KA0241:14 | B PANEL | 24.A5
KA0235:A1 | SC | ESTOP | WHT | 20 | 24.A2 | XT0240:4 | B PANEL | 24.A3
KA0235:A1 | SC | ESTOP | WHT | 20 | 24.A2 | KA0236:A1 | B PANEL | 24.B2
KA0236:11 | SC | FU0139 | WHT | 20 | 24.D4 | KA0244:11 | B PANEL | 24.D4
KA0236:11 | SC | FU0139 | WHT | 20 | 24.D4 | XT0240:12 | B PANEL | 24.C4
KA0236:12 | SC | KA023612 | WHT | 20 | 24.D4 | XT0240:13 | B PANEL | 24.D4
KA0236:A1 | SC | ESTOP | WHT | 20 | 24.B2 | KA0237:A1 | B PANEL | 24.B2
KA0236:A2 | SC | 0V | WHT | 20 | 24.B2 | KA0235:A2 | B PANEL | 24.A2
KA0236:A2 | SC | 0V | WHT | 20 | 24.B2 | KA0237:A2 | B PANEL | 24.B2
KA0237:A1 | SC | ESTOP | WHT | 20 | 24.B2 | KA0238:A1 | B PANEL | 24.B2
KA0237:A2 | SC | 0V | WHT | 20 | 24.B2 | KA0238:A2 | B PANEL | 24.B2
KA0238:A1 | SC | ESTOP | WHT | 20 | 24.B2 | KA0239:A1 | B PANEL | 24.B2
KA0238:A2 | SC | 0V | WHT | 20 | 24.B2 | KA0239:A2 | B PANEL | 24.B2
KA0239:A1 | SC | ESTOP | WHT | 20 | 24.B2 | KA0240:A1 | B PANEL | 24.B2
KA0239:A2 | SC | 0V | WHT | 20 | 24.B2 | KA0240:A2 | B PANEL | 24.B2
KA0240:A1 | SC | ESTOP | WHT | 20 | 24.B2 | KA0248:A1 | B PANEL | 24.C2
KA0240:A2 | SC | 0V | WHT | 20 | 24.B2 | KA0248:A2 | B PANEL | 24.C2
KA0241:14 | SC | KA024114 | WHT | 20 | 24.A5 | KA0231:24 | B PANEL | 24.A4
KA0241:A1 | SC | KA0241A1 | WHT | 20 | 24.C2 | KA0242:A1 | B PANEL | 24.C2
KA0241:A1 | SC | KA0241A1 | WHT | 20 | 24.C2 | XT0240:6 | B PANEL | 24.C3
KA0241:A2 | SC | 0V | WHT | 20 | 24.C2 | KA0242:A2 | B PANEL | 24.C2
KA0241:A2 | SC | 0V | WHT | 20 | 24.C2 | KA0250:A2 | B PANEL | 24.C2
KA0242:21 | SC | 024221 | WHT | 20 | 25.C6 | XT0237:1 T2 | B PANEL | 25.C5
KA0242:24 | SC | KA024822 | WHT | 20 | 25.C6 | KA0248:22 | B PANEL | 25.B6
KA0242:A2 | SC | 0V | WHT | 20 | 24.C2 | KA0243:A2 | B PANEL | 24.C2
KA0243:21 | SC | ESTOPC | WHT | 20 | 24.A3 | XT0240:1 | B PANEL | 24.A3
KA0243:24 | SC | KA024511 | WHT | 20 | 24.A3 | KA0245:11 | B PANEL | 24.A4
KA0243:A1 | SC | KA0243A1 | WHT | 20 | 24.C2 | KA0244:A1 | B PANEL | 24.D2
KA0243:A1 | SC | KA0243A1 | WHT | 20 | 24.C2 | XT0240:7 | B PANEL | 24.C3
KA0243:A2 | SC | 0V | WHT | 20 | 24.C2 | KA0244:A2 | B PANEL | 24.D2
KA0244:A1 | SC | KA0243A1 | WHT | 20 | 24.D2 | KA0246:A1 | B PANEL | 24.D2
KA0244:A2 | SC | 0V | WHT | 20 | 24.D2 | KA0246:A2 | B PANEL | 24.D2
KA0245:A1 | SC | KA0245A1 | WHT | 20 | 24.D2 | KA0249:A1 | B PANEL | 24.D2
KA0245:A1 | SC | KA0245A1 | WHT | 20 | 24.D2 | XT0240:8 | B PANEL | 24.D3
KA0245:A2 | SC | 0V | WHT | 20 | 24.D2 | KA0249:A2 | B PANEL | 24.D2
KA0245:A2 | SC | 0V | WHT | 20 | 24.D2 | KA0247:A2 | B PANEL | 24.D2
KA0246:A1 | SC | KA0243A1 | WHT | 20 | 24.D2 | KA0247:A1 | B PANEL | 24.D2
KA0246:A2 | SC | 0V | WHT | 20 | 24.D2 | KA0247:A2 | B PANEL | 24.D2
KA0248:A1 | SC | ESTOP | WHT | 20 | 24.C2 | KA0250:A1 | B PANEL | 24.C2
KA0248:A2 | SC | 0V | WHT | 20 | 24.C2 | KA0250:A2 | B PANEL | 24.C2
KA0249:A2 | SC | 0V | WHT | 20 | 24.D2 | XT0240:10 | B PANEL | 24.D3
XT0070:1 | SC | 0V | WHT | 14 | 11.B1 | XT0235:1 | B PANEL | 21.D4
XT0235:1 | SC | 0V | WHT | 14 | 21.D4 | XT0060:1 | B PANEL | 11.C1
XT0235:2 | SC | 0V | WHT | 16 | 21.D4 | XT0235:4 | B PANEL | 25.D5
XT0236:3 | SC | 0V | WHT | 14 | 13.C6 | XT0240:9 | B PANEL | 24.D3
XT0240:11 | SC | FU0139 | WHT | 20 | 24.C4 | XT0236:1 | B PANEL | 13.B6
XT0240:13 | SC | KA023612 | WHT | 20 | 24.D4 | XT0237:2 B2 | B PANEL | 13.C5
XT0240:6 | SC | KA0241A1 | WHT | 20 | 24.C3 | XT0236:2 | B PANEL | 13.B6
AU0060:L1 | WC0007 | AU0070L2 | ENET | CABLE | 2.A6 | AU0070:L2 | B PANEL | 2.A5
AF0065:J | WC0060 | AF0065J | CABLE | CABLE | 11.B5 | AF0066:P | B PANEL | 11.D5
AF0067:12 | SC | KA0134A1 | WHT | 20 | 65.D7 | KA0134:A1 | A PANEL | 23.C6
AF0076:02 | SC | 007602 | WHT | 16 | 53.A7 | KA0221:A1 | A PANEL | 53.A6
AF0076:10 | SC | KT014615 | WHT | 20 | 24.C7 | KT0146:15 | A PANEL | 24.C6
AF0076:13 | SC | KT0146B1 | WHT | 20 | 23.B2 | KT0146:B1 | A PANEL | 23.B2
AF0076:18 | SC | 007618 | WHT | 20 | 53.A7 | KA0221:A2 | A PANEL | 53.A6
AF0076:29 | SC | KT0146A2 | WHT | 20 | 23.B2 | KT0146:A2 | A PANEL | 23.B2
FU0210:LI | SC | FU0136 | WHT | 14 | 21.C4 | XT0138:4 | A PANEL | 21.B3
FU0211:LI | SC | FU0137 | WHT | 12 | 21.B4 | XT0139:3 | A PANEL | 21.B4
IEG0230:11 | SC | IEG023011 | GRN | 14 | 10.B6 | AF0096:SH | A PANEL | 10.B5
IEG0230:2 | SC | IEG02302 | GRN | 14 | 10.D6 | AF0088:SH | A PANEL | 10.D6
IEG0230:3 | SC | IEG02303 | GRN | 14 | 6.A4 | GR0133: | A PANEL | 6.A4
KA0231:14 | SC | KA024214 | WHT | 20 | 24.C6 | KT0146:18 | A PANEL | 24.C6
KA0232:22 | SC | KA014421 | WHT | 20 | 113.A6 | KA0144:21 | A PANEL | 113.A6
KA0234:A1 | SC | KA0231A1 | WHT | 20 | 24.D6 | XT0139:4 | A PANEL | 24.D6
KA0235:24 | SC | 022111 | WHT | 20 | 53.A6 | KA0221:11 | A PANEL | 53.A6
KA0239:21 | SC | KA023921 | WHT | 20 | 24.B6 | AF0081:41 | A PANEL | 24.A7
KA0239:24 | SC | KA023924 | WHT | 20 | 24.B6 | AF0081:09 | A PANEL | 24.A7
KA0240:11 | SC | PS32004 | WHT | 20 | 62.D6 | XT0136:6 | A PANEL | 62.D6
KA0240:14 | SC | UF1300 | WHT | 20 | 62.D6 | XT0136:7 | A PANEL | 62.D6
KA0241:11 | SC | UA1200J21 | WHT | 20 | 24.A5 | AF0081:00 | A PANEL | 24.A7
KA0241:21 | SC | KT0146A1 | WHT | 20 | 23.B2 | KA0141:21 | A PANEL | 23.B2
KA0241:24 | SC | FU0139 | WHT | 20 | 23.B2 | KA0141:24 | A PANEL | 23.B2
KA0242:11 | SC | KA0231A1 | WHT | 20 | 24.C6 | XT0136:10 | A PANEL | 23.B5
KA0242:14 | SC | KA024214 | WHT | 20 | 24.C6 | AF0081:08 | A PANEL | 24.C7
KA0243:11 | SC | KA024311 | WHT | 20 | 24.B6 | AF0081:33 | A PANEL | 24.B7
KA0243:14 | SC | KA024314 | WHT | 20 | 24.B6 | AF0081:01 | A PANEL | 24.B7
KA0244:12 | SC | KA024412 | WHT | 20 | 24.D4 | KT0145:A1 | A PANEL | 23.B6
KA0245:21 | SC | KA024521 | WHT | 20 | 24.B6 | AF0081:34 | A PANEL | 24.B7
KA0245:24 | SC | KA024524 | WHT | 20 | 24.B6 | AF0081:02 | A PANEL | 24.B7
KA0246:14 | SC | KA6211A1 | WHT | 20 | 113.A6 | KA6211:A1 | A PANEL | 113.A6
KA0247:14 | SC | KA6212A1 | WHT | 20 | 114.A5 | KA6212:A1 | A PANEL | 114.A6
KA0249:12 | SC | KA014422 | WHT | 20 | 113.B6 | KA0144:22 | A PANEL | 113.A6
KA1020:24 | SC | 0V | WHT | 14 | 40.A5 | XT0135:1 | A PANEL | 21.B4
XT0060:4 | SC | SV21202 | WHT | 20 | 53.A6 | AF0095:18 | A PANEL | 53.A7
XT0235:1 | SC | 0V | WHT | 14 | 21.D4 | XT0134:4 | A PANEL | 21.B3
XT0237:2 T2 | SC | 009213 | WHT | 20 | 13.C5 | AF0092:13 | A PANEL | 13.C7
XT0240:10 | SC | 0V | WHT | 20 | 24.D3 | XT0136:3 | A PANEL | 23.A2
XT0240:12 | SC | FU0139 | WHT | 20 | 24.C4 | XT0136:1 | A PANEL | 23.A2
XT0240:3 | SC | ESTOPA | WHT | 20 | 24.A3 | XT0137:3 | A PANEL | 14.B6
XT0240:4 | SC | ESTOP | WHT | 20 | 24.A3 | XT0137:4 | A PANEL | 14.B6
AU0070:L1 | WC0008 | AU0080L2 | ENET | CABLE | 2.A5 | AU0080:L2 | A PANEL | 2.A4
IEG0010:3 | SC | IEG0257G | GRN | 8 | 6.B2 | IEG0257:0 | BOP PANEL | 6.B2
XT0240:4 | SC | ESTOP | WHT | 20 | 24.A3 | XT0140:6 | BOP PANEL | 33.A2
IEG0010:5 | SC | IEG0130G | GRN | 8 | 6.D2 | IEG0130:0 | COMP & GEARBOX | 6.D2
AF0071:04 | WC4256 | 007104 | RED | 20 | 56.A7 | EA007100:1 | COMP & GEARBOX | 56.A5
AF0071:20 | WC4256 | 007120 | BLK | 20 | 56.A7 | EA007100:2 | COMP & GEARBOX | 56.A5
AF0071:52 | WC4256 | 007152 | SH | 20 | 56.A7 | FLOATING | COMP & GEARBOX | 56.A6
AF0071:12 | WC4260 | 007112 | RED | 20 | 56.B7 | EAG0148:1 | COMP & GEARBOX | 56.B5
AF0071:28 | WC4260 | 007128 | BLK | 20 | 56.B7 | EAG0148:2 | COMP & GEARBOX | 56.B5
AF0071:60 | WC4260 | 007160 | SH | 20 | 56.B7 | FLOATING | COMP & GEARBOX | 56.B6
KA0246:11 | SC | KA017611 | WHT | 20 | 113.A6 | XT0171:1 | FIRE CONTROLLER | 113.A5
KA0247:11 | SC | KA024711 | WHT | 20 | 114.A5 | XT0171:5 | FIRE CONTROLLER | 114.A5
XT0240:12 | SC | FU0139 | WHT | 20 | 24.C4 | AT0170:30 | FIRE CONTROLLER | 12.C3
XT0240:12 | SC | FU0139 | WHT | 20 | 24.C4 | AT0170:24 | FIRE CONTROLLER | 12.B3
XT0240:7 | SC | KA0243A1 | WHT | 20 | 24.C3 | AT0170:26 | FIRE CONTROLLER | 12.B3
XT0240:8 | SC | KA0245A1 | WHT | 20 | 24.D3 | AT0170:32 | FIRE CONTROLLER | 12.C3
KA0232:11 | SC | KA017814 | WHT | 20 | 34.D6 | KA0178:14 | FIRE SYSTEM | 34.D5
KA0232:12 | SC | FU0170 | WHT | 20 | 34.D6 | KA0875:14 | FIRE SYSTEM | 34.D6
KA0232:21 | SC | FU0170 | WHT | 20 | 113.A6 | XT0170:2 | FIRE SYSTEM | 12.A2
IEG0230:1 | SC | IEG02301 | GRN | 12 | 9.B6 | AR0600:IE2 | PLC PANEL | 9.A1
XT0233:3 | SC | FU0210,WHT | WHT | 14 | 21.C4 | XT0001:1 | PLC PANEL | 4.B5
XT0235:3 | SC | 0V | WHT | 14 | 21.D4 | XT0001:3 | PLC PANEL | 4.B4
XT0233:3 | SC | FU0210,WHT | WHT | 14 | 21.C4 | FU0680:LI | PWR RAIL | 7.D2
XT0235:3 | SC | 0V | WHT | 14 | 21.D4 | XT0680:2 | PWR RAIL | 7.D3
XT0236:3 | SC | 0V | WHT | 20 | 13.C6 | XT0563:4 | PWR RAIL | 17.B6
XT0240:11 | SC | FU0139 | WHT | 20 | 24.C4 | XT0563:6 | PWR RAIL | 17.C6
XT0240:13 | SC | KA023612 | WHT | 20 | 24.D4 | XT0563:3 | PWR RAIL | 17.B6
XT0240:2 | SC | ESTOPB | WHT | 20 | 24.A3 | XT0563:1 | PWR RAIL | 17.D6
XT0240:3 | SC | ESTOPA | WHT | 20 | 24.A3 | XT0563:2 | PWR RAIL | 17.D6
XT0240:6 | SC | KA0241A1 | WHT | 20 | 24.C3 | XT0563:5 | PWR RAIL | 17.C6
AF0068:45 | WC2100 | AP11001 | RED | 20 | 44.A7 | EA006806:3 | SURGE #1 | 44.A5
AF0068:29 | WC2100 | AP11002 | WHT | 20 | 44.A7 | EA006806:2 | SURGE #1 | 44.A5
AF0068:28 | WC2100 | AP11003 | BLK | 20 | 44.A7 | EA006806:1 | SURGE #1 | 44.A5
AF0068:60 | WC2100 | AP1100S13 | SH | 20 | 44.A7 | FLOATING | SURGE #1 | 44.B6
AF0061:00 | SC | FCE14209 | WHT | 20 | 41.C7 | EA006100:1 | SURGE #2 | 41.C5
AF0061:04 | SC | FCE21309 | WHT | 20 | 51.C7 | EA006102:1 | SURGE #2 | 51.C5
AF0061:12 | SC | FCE14409 | WHT | 20 | 42.C7 | EA006106:1 | SURGE #2 | 42.C5
AF0061:16 | SC | FCE142010 | WHT | 20 | 41.C7 | EA006100:2 | SURGE #2 | 41.C5
AF0061:18 | SC | FCE14208 | WHT | 20 | 41.B7 | EA006101:2 | SURGE #2 | 41.B5
AF0061:20 | SC | FCE213010 | WHT | 20 | 51.C7 | EA006102:2 | SURGE #2 | 51.C5
AF0061:28 | SC | FCE144010 | WHT | 20 | 42.C7 | EA006106:2 | SURGE #2 | 42.C5
AF0061:30 | SC | FCE14408 | WHT | 16 | 42.B7 | EA006107:2 | SURGE #2 | 42.B5
AF0063:00 | SC | FCE142014 | WHT | 20 | 41.D7 | EA006300:2 | SURGE #2 | 41.D5
AF0063:01 | SC | FCE142012 | WHT | 20 | 41.C7 | EA006301:2 | SURGE #2 | 41.C5
AF0063:02 | SC | FCE213014,WHT | WHT | 20 | 51.D7 | EA006302:2 | SURGE #2 | 51.D5
AF0063:03 | SC | FCE213012 | WHT | 20 | 51.C7 | EA006303:2 | SURGE #2 | 51.C5
AF0063:06 | SC | FCE144014 | WHT | 20 | 42.D7 | EA006306:2 | SURGE #2 | 42.D5
AF0063:07 | SC | FCE144012 | WHT | 20 | 42.C7 | EA006307:2 | SURGE #2 | 42.C5
AF0063:32 | SC | FCE142013 | WHT | 20 | 41.D7 | EA006300:1 | SURGE #2 | 41.D5
AF0063:33 | SC | FCE142011 | WHT | 20 | 41.C7 | EA006301:1 | SURGE #2 | 41.C5
AF0063:34 | SC | FCE213013 | WHT | 20 | 51.D7 | EA006302:1 | SURGE #2 | 51.D5
AF0063:35 | SC | FCE213011 | WHT | 20 | 51.C7 | EA006303:1 | SURGE #2 | 51.C5
AF0063:38 | SC | FCE144013 | WHT | 20 | 42.D7 | EA006306:1 | SURGE #2 | 42.D5
AF0063:39 | SC | FCE144011 | WHT | 20 | 42.C7 | EA006307:1 | SURGE #2 | 42.C5
AF0067:00 | SC | SV21501 | WHT | 20 | 53.D7 | EA006700:1 | SURGE #2 | 53.D5
AF0067:04 | SC | SV21211 | WHT | 20 | 53.C7 | EA006702:1 | SURGE #2 | 53.C5
AF0067:08 | SC | SV17201 | WHT | 20 | 48.C7 | EA006704:1 | SURGE #2 | 48.C5
AF0067:10 | SC | SV17101 | WHT | 20 | 48.C7 | EA006705:1 | SURGE #2 | 48.C5
AF0067:16 | SC | SV21502 | WHT | 20 | 53.D7 | EA006700:2 | SURGE #2 | 53.D5
AF0067:20 | SC | SV21212 | WHT | 20 | 53.C7 | EA006702:2 | SURGE #2 | 53.C5
AF0067:24 | SC | SV17202 | WHT | 20 | 48.C7 | EA006704:2 | SURGE #2 | 48.C5
AF0067:26 | SC | SV17102 | WHT | 20 | 48.C7 | EA006705:2 | SURGE #2 | 48.C5
AF0076:11 | SC | UA1200J14 | WHT | 20 | 25.B7 | EA007611:2 | SURGE #2 | 25.B4
AF0076:16 | SC | FCE21308 | WHT | 20 | 51.B7 | EA007600:2 | SURGE #2 | 51.B5
KA0233:11 | SC | FCE14207 | WHT | 20 | 41.B6 | EA006101:1 | SURGE #2 | 41.B5
KA0234:11 | SC | FCE14407 | WHT | 20 | 42.B6 | EA006107:1 | SURGE #2 | 42.B5
KA0235:21 | SC | SV21201 | WHT | 20 | 53.A6 | EA009501:1 | SURGE #2 | 53.A5
KA0236:21 | SC | SV21241 | WHT | 20 | 53.B6 | EA006200:1 | SURGE #2 | 53.B5
KA0237:11 | SC | FCE21307 | WHT | 20 | 51.B6 | EA007600:1 | SURGE #2 | 51.B5
XT0060:3 | SC | UA1200J21 | WHT | 20 | 25.C5 | EA008116:1 | SURGE #2 | 25.C4
XT0060:4 | SC | SV21202 | WHT | 20 | 53.A6 | EA009501:2 | SURGE #2 | 53.A5
XT0060:6 | SC | SV21242 | WHT | 20 | 53.C6 | EA006200:2 | SURGE #2 | 53.B5
XT0233:3 | SC | FU0210,WHT | WHT | 12 | 21.C4 | EA2108P:1 | SURGE #2 | 55.C5
XT0233:4 | SC | FU0212 | WHT | 20 | 25.C5 | EA008116:2 | SURGE #2 | 25.C4
XT0233:4 | SC | FU0212 | WHT | 20 | 25.C5 | EA008117:1 | SURGE #2 | 25.D4
XT0235:3 | SC | 0V | WHT | 12 | 21.D4 | EA2108P:2 | SURGE #2 | 55.C5
XT0235:4 | SC | 0V | WHT | 20 | 25.D5 | EA008117:2 | SURGE #2 | 25.D4
XT0236:1 | SC | FU0139 | WHT | 20 | 13.B6 | EA009213P:1 | SURGE #2 | 13.B5
XT0236:2 | SC | KA0241A1 | WHT | 20 | 13.B6 | EA009213P:2 | SURGE #2 | 13.B5
XT0236:3 | SC | 0V | WHT | 20 | 13.C6 | EA009213:2 | SURGE #2 | 13.C5
XT0237:1 B1 | SC | UA1200J15 | WHT | 20 | 25.C5 | EA007612:2 | SURGE #2 | 25.C4
XT0237:2 B1 | SC | SH04725 | WHT | 20 | 13.C5 | EA009213:1 | SURGE #2 | 13.C5
AF0068:00 | WC2111 | AP1100P1 | RED | 20 | 44.B7 | EA006800:1 | SURGE #2 | 44.B5
AF0068:01 | WC2111 | AP1100N1 | BLK | 20 | 44.B7 | EA006800:2 | SURGE #2 | 44.B5
AF0068:48 | WC2111 | AP1100S14 | SH | 20 | 44.B7 | FLOATING | SURGE #2 | 44.B6
AF0073:00 | WC2112 | AP1100P2 | RED | 20 | 44.B7 | EA007300:1 | SURGE #2 | 44.B5
AF0073:01 | WC2112 | AP1100N2 | BLK | 20 | 44.B7 | EA007300:2 | SURGE #2 | 44.B5
AF0073:48 | WC2112 | AP1100S15 | SH | 20 | 44.B7 | FLOATING | SURGE #2 | 44.C6
AF0068:02 | WC2113 | AP1100P3 | RED | 20 | 44.C7 | EA006801:1 | SURGE #2 | 44.C5
AF0068:03 | WC2113 | AP1100N3 | BLK | 20 | 44.C7 | EA006801:2 | SURGE #2 | 44.C5
AF0068:50 | WC2113 | AP1100S16 | SH | 20 | 44.C7 | FLOATING | SURGE #2 | 44.C6
AF0073:02 | WC2114 | AP1100P4 | RED | 20 | 44.C7 | EA007301:1 | SURGE #2 | 44.C5
AF0073:03 | WC2114 | AP1100N4 | BLK | 20 | 44.C7 | EA007301:2 | SURGE #2 | 44.C5
AF0073:50 | WC2114 | AP1100S17 | SH | 20 | 44.C7 | FLOATING | SURGE #2 | 44.D6
AF0068:04 | WC2115 | AP1100P5 | RED | 20 | 44.D7 | EA006802:1 | SURGE #2 | 44.D5
AF0068:05 | WC2115 | AP1100N5 | BLK | 20 | 44.D7 | EA006802:2 | SURGE #2 | 44.D5
AF0068:52 | WC2115 | AP1100S18 | SH | 20 | 44.D7 | FLOATING | SURGE #2 | 44.D6
AF0073:04 | WC2116 | AP1100P6 | RED | 20 | 44.D7 | EA007302:1 | SURGE #2 | 44.D5
AF0073:05 | WC2116 | AP1100N6 | BLK | 20 | 44.D7 | EA007302:2 | SURGE #2 | 44.D5
AF0073:52 | WC2116 | AP1100S19 | SH | 20 | 44.D7 | FLOATING | SURGE #2 | 44.D6
AF0068:06 | WC2117 | AP1100P7 | RED | 20 | 45.B7 | EA006803:1 | SURGE #2 | 45.B5
AF0068:07 | WC2117 | AP1100N7 | BLK | 20 | 45.B7 | EA006803:2 | SURGE #2 | 45.B5
AF0068:54 | WC2117 | AP1100S20 | SH | 20 | 45.B7 | FLOATING | SURGE #2 | 45.B6
AF0073:06 | WC2118 | AP1100P8 | RED | 20 | 45.B7 | EA007303:1 | SURGE #2 | 45.B5
AF0073:07 | WC2118 | AP1100N8 | BLK | 20 | 45.B7 | EA007303:2 | SURGE #2 | 45.B5
AF0073:54 | WC2118 | AP1100S21 | SH | 20 | 45.B7 | FLOATING | SURGE #2 | 45.B6
AF0068:08 | WC2119 | AP1100P9 | RED | 20 | 45.B7 | EA006804:1 | SURGE #2 | 45.B5
AF0068:09 | WC2119 | AP1100N9 | BLK | 20 | 45.B7 | EA006804:2 | SURGE #2 | 45.B5
AF0068:56 | WC2119 | AP1100S22 | SH | 20 | 45.B7 | FLOATING | SURGE #2 | 45.C6
AF0073:08 | WC2120 | AP1100P10 | RED | 20 | 45.C7 | EA007304:1 | SURGE #2 | 45.C5
AF0073:09 | WC2120 | AP1100N10 | BLK | 20 | 45.C7 | EA007304:2 | SURGE #2 | 45.C5
AF0073:56 | WC2120 | AP1100S23 | SH | 20 | 45.C7 | FLOATING | SURGE #2 | 45.C6
AF0068:10 | WC2121 | AP1100P11 | RED | 20 | 45.C7 | EA006805:1 | SURGE #2 | 45.C5
AF0068:11 | WC2121 | AP1100N11 | BLK | 20 | 45.C7 | EA006805:2 | SURGE #2 | 45.C5
AF0068:58 | WC2121 | AP1100S24 | SH | 20 | 45.C7 | FLOATING | SURGE #2 | 45.D6
AF0073:10 | WC2122 | AP1100P12 | RED | 20 | 45.D7 | EA007305:1 | SURGE #2 | 45.D5
AF0073:11 | WC2122 | AP1100N12 | BLK | 20 | 45.D7 | EA007305:2 | SURGE #2 | 45.D5
AF0073:58 | WC2122 | AP1100S25 | SH | 20 | 45.D7 | FLOATING | SURGE #2 | 45.D6
AF0073:45 | WC2129 | TE21201 | RED | 20 | 50.D7 | EA007306:3 | SURGE #2 | 50.D5
AF0073:29 | WC2129 | TE21202 | WHT | 20 | 50.D7 | EA007306:2 | SURGE #2 | 50.D5
AF0073:28 | WC2129 | TE21203 | BLK | 20 | 50.D7 | EA007306:1 | SURGE #2 | 50.D5
AF0073:60 | WC2129 | TE2120S1 | SH | 20 | 50.D7 | FLOATING | SURGE #2 | 50.D5
AF0072:32 | WC4035 | IT6211P | RED | 20 | 113.B6 | EA007200:1 | SURGE #2 | 113.B5
AF0072:00 | WC4035 | IT6211N | BLK | 20 | 113.B6 | EA007200:2 | SURGE #2 | 113.B5
AF0072:48 | WC4035 | IT6211S1 | SH | 20 | 113.B6 | FLOATING | SURGE #2 | 113.B5
AF0065:36 | WC4043 | IT6212P | RED | 20 | 114.B6 | EA006501:1 | SURGE #2 | 114.B5
AF0065:04 | WC4043 | IT6212N | BLK | 20 | 114.B6 | EA006501:2 | SURGE #2 | 114.B5
AF0065:52 | WC4043 | IT6212S1 | SH | 20 | 114.B6 | FLOATING | SURGE #2 | 114.B5
AF0075:44 | WC4101 | PDT15001 | RED | 20 | 46.D7 | EA007503:1 | SURGE #2 | 46.D5
AF0075:12 | WC4101 | PDT15002 | BLK | 20 | 46.D7 | EA007503:2 | SURGE #2 | 46.D5
AF0075:60 | WC4101 | PDT1500S1 | SH | 20 | 46.D7 | FLOATING | SURGE #2 | 46.D6
AF0072:40 | WC4117 | PT21201 | RED | 20 | 54.A7 | EA007202:1 | SURGE #2 | 54.A5
AF0072:08 | WC4117 | PT21202 | BLK | 20 | 54.A7 | EA007202:2 | SURGE #2 | 54.A5
AF0072:56 | WC4117 | PT2120S1 | SH | 20 | 54.A7 | FLOATING | SURGE #2 | 54.A5
AF0075:40 | WC4118 | PT21261 | RED | 20 | 52.B7 | EA007502:1 | SURGE #2 | 52.B5
AF0075:08 | WC4118 | PT21262 | BLK | 20 | 52.B7 | EA007502:2 | SURGE #2 | 52.B5
AF0075:56 | WC4118 | PT2126S1 | SH | 20 | 52.B7 | FLOATING | SURGE #2 | 52.B5
AF0065:32 | WC4120 | PT11201 | RED | 20 | 46.A7 | EA006500:1 | SURGE #2 | 46.A5
AF0065:00 | WC4120 | PT11202 | BLK | 20 | 46.A7 | EA006500:2 | SURGE #2 | 46.A5
AF0065:48 | WC4120 | PT1120S1 | SH | 20 | 46.A7 | FLOATING | SURGE #2 | 46.A6
AF0064:32 | WC4121 | PT21211 | RED | 20 | 52.A7 | EA006400:1 | SURGE #2 | 52.A5
AF0064:00 | WC4121 | PT21212 | BLK | 20 | 52.A7 | EA006400:2 | SURGE #2 | 52.A5
AF0064:48 | WC4121 | PT2121S1 | SH | 20 | 52.A7 | FLOATING | SURGE #2 | 52.A5
AF0064:36 | WC4122 | PT21301 | RED | 20 | 52.C7 | EA006401:1 | SURGE #2 | 52.C5
AF0064:04 | WC4122 | PT21302 | BLK | 20 | 52.C7 | EA006401:2 | SURGE #2 | 52.C5
AF0064:52 | WC4122 | PT2130S1 | SH | 20 | 52.C7 | FLOATING | SURGE #2 | 52.C5
AF0075:36 | WC4123 | PT21311 | RED | 20 | 52.C7 | EA007501:1 | SURGE #2 | 52.C5
AF0075:04 | WC4123 | PT21312 | BLK | 20 | 52.C7 | EA007501:2 | SURGE #2 | 52.C5
AF0075:52 | WC4123 | PT2131S1 | SH | 20 | 52.C7 | FLOATING | SURGE #2 | 52.D5
AF0066:04 | WC4181 | FCE21301 | RED | 20 | 51.A7 | EA006602:1 | SURGE #2 | 51.A5
AF0066:20 | WC4181 | FCE21302 | BLK | 20 | 51.A7 | EA006602:2 | SURGE #2 | 51.A5
AF0066:52 | WC4181 | FCE2130S3 | SH | 20 | 51.A7 | FLOATING | SURGE #2 | 51.A5
AF0074:00 | WC4182 | FCE21305 | RED | 20 | 51.A7 | EA007400:1 | SURGE #2 | 51.A5
AF0074:16 | WC4182 | FCE21306 | BLK | 20 | 51.A7 | EA007400:2 | SURGE #2 | 51.A5
AF0074:48 | WC4182 | FCE2130S4 | SH | 20 | 51.A7 | FLOATING | SURGE #2 | 51.B5
AF0066:08 | WC4190 | FCE14201 | RED | 20 | 41.A7 | EA006604:1 | SURGE #2 | 41.A5
AF0066:24 | WC4190 | FCE14202 | BLK | 20 | 41.A7 | EA006604:2 | SURGE #2 | 41.A5
AF0066:56 | WC4190 | FCE1420S3 | SH | 20 | 41.A7 | FLOATING | SURGE #2 | 41.A5
AF0066:10 | WC4193 | FCE14401 | RED | 20 | 42.A7 | EA006605:1 | SURGE #2 | 42.A5
AF0066:26 | WC4193 | FCE14402 | BLK | 20 | 42.A7 | EA006605:2 | SURGE #2 | 42.A5
AF0066:58 | WC4193 | FCE1440S4 | SH | 20 | 42.A7 | FLOATING | SURGE #2 | 42.A5
AF0072:44 | WC4219 | PT64001 | RED | 20 | 49.A7 | EA007203:1 | SURGE #2 | 49.A5
AF0072:12 | WC4219 | PT64002 | BLK | 20 | 49.A7 | EA007203:2 | SURGE #2 | 49.A5
AF0072:60 | WC4219 | PT6400S1 | SH | 20 | 49.A7 | FLOATING | SURGE #2 | 49.A6
AF0065:12 | WC4624 | UA1200J13 | RED | 20 | 25.B7 | EA006503:1 | SURGE #2 | 25.B4
AF0065:28 | WC4624 | UA1200J11 | BLK | 20 | 25.B7 | EA006503:2 | SURGE #2 | 25.B4
AF0065:60 | WC4624 | UA1200S2 | SH | 20 | 25.B7 | FLOATING | SURGE #2 | 25.B4
IEG0230:8 | SC | IEG02308 | GRN | 14 | 15.A2 | GR0200: | TCP | 15.A3
IEG0010:8 | SC | IEG0280G | GRN | 8 | 6.D2 | IEG0280:0 | VIBRATION | 6.D2
AU0060:L2 | WC0006 | AU0060L2 | ENET | CABLE | 2.A6 | AF0410:L1 | VIBRATION | 2.A5
SolarTools ver. 24.0.84.21725 (Mar 20, 2026)
Report date: 3/25/2026 3:24 PM

## BOP PANEL
BOP PANEL
CONTROL CONSOLE
Project # | J0080
Project Name | MEDCO CORRIDOR DAYUNG GTC-301
Revision | A.6
Controls DE | D.GRANT
Phone:
Controls ME | G.CATO
Phone:
From | [5 empty] | To
Device ID | Cable (W) Conductor (SC) Jumper Clip (JC) | Wire No. | Wire ID | Gauge/Size | Page/Zone | Device ID | Location | Page/Zone
XT0140:3 | JC | 0V | CLIP | --- | 32.A5 | XT0140:2 | BOP PANEL | 32.A5
XT0140:4 | JC | 0V | CLIP | --- | 32.A5 | XT0140:3 | BOP PANEL | 32.A5
XT0180:1 | JC | 0V | CLIP | --- | 32.D1 | XT0180:2 | BOP PANEL | 32.D1
AF0182:01 | SC | JP4 | VIO | 20 | 36.A7 | AF0182:33 | BOP PANEL | 36.A7
AF0182:03 | SC | JP3 | VIO | 20 | 36.B7 | AF0182:35 | BOP PANEL | 36.B7
AF0141:00 | SC | KA053121 | WHT | 20 | 117.A7 | KA0531:21 | BOP PANEL | 117.A6
AF0141:04 | SC | KA053211 | WHT | 20 | 118.A7 | KA0532:11 | BOP PANEL | 118.A6
AF0141:06 | SC | KA053111 | WHT | 20 | 116.A7 | KA0531:11 | BOP PANEL | 116.A6
AF0141:12 | SC | KA055511 | WHT | 20 | 121.B7 | KA0555:11 | BOP PANEL | 121.B6
AF0141:14 | SC | KA055411 | WHT | 20 | 122.B7 | KA0554:11 | BOP PANEL | 122.B6
AF0141:16 | SC | SV76212 | WHT | 20 | 117.A7 | XT0572:4 | BOP PANEL | 117.A5
AF0141:20 | SC | SV76412 | WHT | 20 | 118.A7 | XT0572:5 | BOP PANEL | 118.A5
AF0141:32 | SC | KA055011 | WHT | 20 | 117.A7 | KA0550:11 | BOP PANEL | 117.A6
AF0141:36 | SC | KA055111 | WHT | 20 | 118.A7 | KA0551:11 | BOP PANEL | 118.A6
AF0141:COM | SC | 0V | WHT | 14 | 32.B2 | XT0140:3 | BOP PANEL | 32.A5
AF0141:V+ | SC | FU0141 | WHT | 16 | 32.B2 | FU0141:LD | BOP PANEL | 32.C1
AF0142:07 | SC | ZSC76112 | WHT | 20 | 116.B7 | XT0572:1 | BOP PANEL | 116.B6
AF0142:23 | SC | 014223 | WHT | 20 | 116.B7 | KT0571:A2 | BOP PANEL | 116.B6
AF0142:COM | SC | AF0142N | WHT | 16 | 32.B3 | AF0143:COM | BOP PANEL | 32.B3
AF0142:COM | SC | AU0140N | WHT | 16 | 32.B3 | AU0140:COM | BOP PANEL | 32.B1
AF0142:V+ | SC | AF0142P | WHT | 16 | 32.B3 | AF0143:V+ | BOP PANEL | 32.B3
AF0142:V+ | SC | AU0140P | WHT | 16 | 32.B3 | AU0140:V+ | BOP PANEL | 32.B1
AF0143:COM | SC | AF0143N | WHT | 16 | 32.B3 | AF0144:COM | BOP PANEL | 32.B4
AF0143:SH | SC | AF0143G | GRN | 14 | 32.B3 | AF0144:SH | BOP PANEL | 32.B4
AF0143:SH | SC | AU0140G | GRN | 14 | 32.B3 | AU0140:GND | BOP PANEL | 32.B1
AF0143:V+ | SC | AF0143P | WHT | 16 | 32.B3 | AF0144:V+ | BOP PANEL | 32.B4
AF0144:COM | SC | AF0144N | WHT | 16 | 32.B4 | AF0145:COM | BOP PANEL | 32.B5
AF0144:SH | SC | AF0144G | GRN | 14 | 32.B4 | AF0145:SH | BOP PANEL | 32.B5
AF0144:V+ | SC | AF0144P | WHT | 16 | 32.B4 | AF0145:V+ | BOP PANEL | 32.B5
AF0145:SH | SC | IEG02576 | GRN | 14 | 32.B5 | IEG0257:6 | BOP PANEL | 32.C5
AF0146:00 | SC | 014600 | WHT | 20 | 120.A7 | KA0533:24 | BOP PANEL | 120.A5
AF0146:12 | SC | 014612 | WHT | 20 | 119.A7 | KA0532:24 | BOP PANEL | 119.A5
AF0146:COM | SC | 0V | WHT | 14 | 32.B6 | XT0140:3 | BOP PANEL | 32.A5
AF0181:COM | SC | 0V | WHT | 14 | 32.D2 | XT0180:2 | BOP PANEL | 32.D1
AF0181:V+ | SC | FU0181 | WHT | 16 | 32.D2 | FU0181:LD | BOP PANEL | 32.D1
AF0182:COM | SC | AF0182N | WHT | 16 | 32.D3 | AF0183:COM | BOP PANEL | 32.C3
AF0182:COM | SC | AU0180N | WHT | 16 | 32.D3 | AU0180:COM | BOP PANEL | 32.C1
AF0182:V+ | SC | AF0182P | WHT | 16 | 32.D3 | AF0183:V+ | BOP PANEL | 32.C3
AF0182:V+ | SC | AU0180P | WHT | 16 | 32.D3 | AU0180:V+ | BOP PANEL | 32.C1
AF0183:04 | SC | ZSC76212 | WHT | 20 | 117.B7 | XT0572:2 | BOP PANEL | 117.B5
AF0183:05 | SC | ZSC76412 | WHT | 20 | 118.B7 | XT0572:3 | BOP PANEL | 118.B5
AF0183:20 | SC | KT0572A2 | WHT | 20 | 117.B7 | KT0572:A2 | BOP PANEL | 117.B6
AF0183:21 | SC | KT0573A2 | WHT | 20 | 118.B7 | KT0573:A2 | BOP PANEL | 118.B6
AF0183:COM | SC | AF0183N | WHT | 16 | 32.C3 | AF0185:COM | BOP PANEL | 32.D5
AF0183:V+ | SC | AF0183P | WHT | 16 | 32.C3 | AF0185:V+ | BOP PANEL | 32.D5
AF0184:00 | SC | 018400 | WHT | 20 | 117.C7 | KA0550:A1 | BOP PANEL | 117.C6
AF0184:02 | SC | KA0551A1 | WHT | 20 | 118.C7 | KA0551:A1 | BOP PANEL | 118.C6
AF0184:06 | SC | 018406 | WHT | 20 | 121.C7 | KA0555:A1 | BOP PANEL | 121.C6
AF0184:07 | SC | KA0554A1 | WHT | 20 | 122.C7 | KA0554:A1 | BOP PANEL | 122.C6
AF0184:16 | SC | 018416 | WHT | 20 | 117.C7 | KA0550:A2 | BOP PANEL | 117.C6
AF0184:18 | SC | KA0551A2 | WHT | 20 | 118.C7 | KA0551:A2 | BOP PANEL | 118.C6
AF0184:22 | SC | 018422 | WHT | 20 | 121.C7 | KA0555:A2 | BOP PANEL | 121.C6
AF0184:23 | SC | KA0554A2 | WHT | 20 | 122.C7 | KA0554:A2 | BOP PANEL | 122.C6
AF0184:COM | SC | 0V | WHT | 14 | 32.C4 | XT0180:1 | BOP PANEL | 32.D1
AF0184:V+ | SC | FU0184 | WHT | 16 | 32.C4 | FU0184:LD | BOP PANEL | 32.D1
AF0185:SH | SC | IEG02577 | GRN | 14 | 32.D5 | IEG0257:7 | BOP PANEL | 32.D5
AF0185:SH | SC | AU0180G | GRN | 14 | 32.D5 | AU0180:GND | BOP PANEL | 32.C1
AU0140:COM | SC | 0V | WHT | 14 | 32.B1 | XT0140:2 | BOP PANEL | 32.A5
AU0140:V+ | SC | FU0140 | WHT | 16 | 32.B1 | FU0140:LD | BOP PANEL | 32.B1
AU0180:COM | SC | 0V | WHT | 14 | 32.C1 | XT0180:1 | BOP PANEL | 32.D1
AU0180:V+ | SC | FU0180 | WHT | 16 | 32.C1 | FU0180:LD | BOP PANEL | 32.D1
FU0140:LI | SC | FU0570 | WHT | 14 | 32.B1 | FU0570:LD | BOP PANEL | 32.A4
FU0140:LI | SC | FU0570 | WHT | 14 | 32.B1 | FU0141:LI | BOP PANEL | 32.C1
FU0141:LI | SC | FU0570 | WHT | 14 | 32.C1 | FU0144:LI | BOP PANEL | 32.C1
FU0144:LD | SC | FU0144 | WHT | 14 | 32.C1 | AF0146:V+ | BOP PANEL | 32.B6
FU0144:LD | SC | FU0144 | WHT | 16 | 32.C1 | XT0140:7 | BOP PANEL | 33.C1
FU0144:LI | SC | FU0570 | WHT | 14 | 32.C1 | FU0180:LI | BOP PANEL | 32.D1
FU0180:LI | SC | FU0570 | WHT | 14 | 32.D1 | FU0181:LI | BOP PANEL | 32.D1
FU0181:LI | SC | FU0570 | WHT | 14 | 32.D1 | FU0184:LI | BOP PANEL | 32.D1
FU0570:LI | SC | FU0136 | WHT | 12 | 32.A4 | XT0140:1 | BOP PANEL | 32.A5
GR0140: | SC | GR0140 | GRN | 14 | 6.B5 | IEG0257:4 | BOP PANEL | 6.B4
GR0180: | SC | GR0180 | GRN | 14 | 6.B5 | IEG0257:5 | BOP PANEL | 6.B5
GR0257: | SC | GR0257 | GRN | 14 | 6.B4 | IEG0257:2 | BOP PANEL | 6.B3
KA0531:24 | SC | KA053124 | WHT | 20 | 117.A6 | KA0540:A1 | BOP PANEL | 117.A5
KA0531:A1 | SC | ESTOP | WHT | 20 | 33.A3 | KA0532:A1 | BOP PANEL | 33.A3
KA0531:A1 | SC | ESTOP | WHT | 20 | 33.A3 | XT0140:6 | BOP PANEL | 33.A2
KA0531:A2 | SC | 0V | WHT | 20 | 33.A3 | KA0532:A2 | BOP PANEL | 33.A3
KA0531:A2 | SC | 0V | WHT | 20 | 33.A3 | KA0536:A2 | BOP PANEL | 33.A3
KA0532:14 | SC | KA053214 | WHT | 20 | 118.A6 | KA0541:A1 | BOP PANEL | 118.A5
KA0532:A1 | SC | ESTOP | WHT | 20 | 33.A3 | KA0533:A1 | BOP PANEL | 33.B3
KA0532:A2 | SC | 0V | WHT | 20 | 33.A3 | KA0533:A2 | BOP PANEL | 33.B3
KA0533:11 | SC | FU0144 | WHT | 14 | 33.C2 | XT0140:7 | BOP PANEL | 33.C1
KA0533:A1 | SC | ESTOP | WHT | 20 | 33.B3 | KA0534:A1 | BOP PANEL | 33.B3
KA0533:A2 | SC | 0V | WHT | 20 | 33.B3 | KA0534:A2 | BOP PANEL | 33.B3
KA0534:A1 | SC | ESTOP | WHT | 20 | 33.B3 | KA0537:A1 | BOP PANEL | 33.B3
KA0534:A2 | SC | 0V | WHT | 20 | 33.B3 | KA0537:A2 | BOP PANEL | 33.B3
KA0535:11 | SC | KA053511 | WHT | 20 | 121.B6 | KA0555:14 | BOP PANEL | 121.B6
KA0535:14 | SC | KA053514 | WHT | 20 | 121.B6 | XT0573:2 B2 | BOP PANEL | 121.B5
KA0535:21 | SC | KA053521 | WHT | 20 | 122.B5 | XT0573:1 T1 | BOP PANEL | 122.B5
KA0535:22 | SC | KA053522 | WHT | 20 | 122.B5 | XT0573:3 B1 | BOP PANEL | 122.B6
KA0535:A1 | SC | KA0231A1 | WHT | 14 | 33.A3 | XT0140:5 | BOP PANEL | 33.A2
KA0535:A1 | SC | KA0231A1 | WHT | 20 | 33.A3 | KA0536:A1 | BOP PANEL | 33.A3
KA0535:A2 | SC | 0V | WHT | 14 | 33.A3 | XT0140:4 | BOP PANEL | 32.A5
KA0535:A2 | SC | 0V | WHT | 20 | 33.A3 | KA0536:A2 | BOP PANEL | 33.A3
KA0536:11 | SC | XT05732B1 | WHT | 20 | 121.B5 | XT0573:4 B1 | BOP PANEL | 121.B5
KA0536:11 | SC | KA053611 | WHT | 20 | 122.B6 | KA0554:14 | BOP PANEL | 122.B6
KA0536:12 | SC | KA053612 | WHT | 20 | 121.B5 | XT0573:2 T1 | BOP PANEL | 121.B5
KA0536:14 | SC | KA053614 | WHT | 20 | 122.B6 | XT0573:1 B2 | BOP PANEL | 122.B5
KA0540:11 | SC | KA054011 | WHT | 20 | 117.A5 | KA0550:14 | BOP PANEL | 117.A6
KA0540:A2 | SC | SV76212 | WHT | 20 | 117.A5 | XT0572:4 | BOP PANEL | 117.A5
KA0541:11 | SC | KA054111 | WHT | 20 | 118.A5 | KA0551:14 | BOP PANEL | 118.A6
KA0541:A2 | SC | SV76412 | WHT | 20 | 118.A5 | XT0572:5 | BOP PANEL | 118.A5
KT0571:A1 | SC | ZSC76112 | WHT | 20 | 116.B6 | XT0572:1 | BOP PANEL | 116.B6
KT0572:15 | SC | KA053312 | WHT | 20 | 33.C3 | KT0573:15 | BOP PANEL | 33.C3
KT0572:16 | SC | KT057216 | WHT | 20 | 33.C3 | XT0573:3 B2 | BOP PANEL | 122.B6
KT0572:16 | SC | KT057216 | WHT | 20 | 33.C3 | XT0573:4 B2 | BOP PANEL | 121.B5
KT0572:A1 | SC | ZSC76212 | WHT | 20 | 117.B6 | XT0572:2 | BOP PANEL | 117.B5
KT0573:15 | SC | KA053312 | WHT | 20 | 33.C3 | KA0533:12 | BOP PANEL | 33.C2
KT0573:16 | SC | KT057316 | WHT | 20 | 33.C3 | XT0573:3 T2 | BOP PANEL | 122.B6
KT0573:16 | SC | KT057316 | WHT | 20 | 33.C3 | XT0573:4 T2 | BOP PANEL | 121.B5
KT0573:A1 | SC | ZSC76412 | WHT | 20 | 118.B6 | XT0572:3 | BOP PANEL | 118.B5
XT0140:1 | SC | FU0136 | WHT | 14 | 32.A5 | XT0570:1 | BOP PANEL | 32.A5
XT0140:2 | SC | 0V | WHT | 14 | 32.A5 | XT0570:2 | BOP PANEL | 32.A5
XT0180:1 | SC | 0V | WHT | 16 | 32.D1 | XT0140:4 | BOP PANEL | 32.A5
AU0140:L2 | WC0014 | AU0140L2 | ENET | CABLE | 2.B4 | AU0180:L1 | BOP PANEL | 2.B5
AF0145:J | WC8059 | AF0145J | CABLE | CABLE | 32.B5 | AF0146:P | BOP PANEL | 32.B6
IEG0257:0 | SC | IEG0257G | GRN | 8 | 6.B2 | IEG0010:3 | B PANEL | 6.B2
XT0140:6 | SC | ESTOP | WHT | 20 | 33.A2 | XT0240:4 | B PANEL | 24.A3
XT0140:5 | SC | KA0231A1 | WHT | 14 | 33.A2 | XT0520:3 | COMP & GEARBOX | 31.B5
XT0570:1 | SC | FU0136 | WHT | 14 | 32.A5 | XT0520:1 | COMP & GEARBOX | 31.A5
XT0570:2 | SC | 0V | WHT | 14 | 32.A5 | XT0520:2 | COMP & GEARBOX | 31.A5
AU0140:L1 | WC0012 | AU1200L2 | ENET | CABLE | 2.B4 | AU1200:L2 | COMP & GEARBOX | 2.B4
AF0141:22 | SC | SV76112 | WHT | 20 | 116.A7 | EA014103:2 | SURGE #1 | 116.A5
AF0141:28 | SC | SV76012 | WHT | 20 | 121.B7 | EA014106:2 | SURGE #1 | 121.B4
AF0141:30 | SC | SV76022 | WHT | 20 | 122.B7 | EA014107:2 | SURGE #1 | 122.B4
AF0142:00 | SC | ZT76316 | WHT | 20 | 125.B7 | EA014200:2 | SURGE #1 | 125.B5
AF0142:01 | SC | ZT76314 | WHT | 20 | 125.A7 | EA014201:2 | SURGE #1 | 125.A5
AF0142:04 | SC | ZSO76112 | WHT | 20 | 116.A7 | EA014204:2 | SURGE #1 | 116.A5
AF0142:05 | SC | ZSC76012 | WHT | 20 | 121.B7 | EA014205:2 | SURGE #1 | 121.B4
AF0142:06 | SC | ZSO76012 | WHT | 20 | 121.A7 | EA014206:2 | SURGE #1 | 121.A4
AF0142:09 | SC | ZSO76212 | WHT | 20 | 117.A7 | EA014209:2 | SURGE #1 | 117.A4
AF0142:10 | SC | ZSO76022 | WHT | 20 | 122.A7 | EA014210:2 | SURGE #1 | 122.A4
AF0142:11 | SC | ZSC7602 | WHT | 20 | 122.B7 | EA014211:2 | SURGE #1 | 122.B4
AF0142:12 | SC | ZSO76412 | WHT | 20 | 118.A7 | EA014212:2 | SURGE #1 | 118.A4
AF0142:13 | SC | ZT76336 | WHT | 20 | 124.B7 | EA014213:2 | SURGE #1 | 124.B5
AF0142:14 | SC | ZT76334 | WHT | 20 | 124.A7 | EA014214:2 | SURGE #1 | 124.A5
AF0142:32 | SC | ZT76315 | WHT | 20 | 125.B7 | EA014200:1 | SURGE #1 | 125.B5
AF0142:33 | SC | ZT76313 | WHT | 20 | 125.A7 | EA014201:1 | SURGE #1 | 125.A5
AF0142:36 | SC | ZSO76111 | WHT | 20 | 116.A7 | EA014204:1 | SURGE #1 | 116.A5
AF0142:37 | SC | ZSC76011 | WHT | 20 | 121.B7 | EA014205:1 | SURGE #1 | 121.B4
AF0142:38 | SC | ZSO76011 | WHT | 20 | 121.A7 | EA014206:1 | SURGE #1 | 121.A4
AF0142:39 | SC | ZSC76111 | WHT | 20 | 116.B7 | EA014207:1 | SURGE #1 | 116.B5
AF0142:41 | SC | ZSO76211 | WHT | 20 | 117.A7 | EA014209:1 | SURGE #1 | 117.A4
AF0142:42 | SC | ZSO76021 | WHT | 20 | 122.A7 | EA014210:1 | SURGE #1 | 122.A4
AF0142:43 | SC | ZSC7601 | WHT | 20 | 122.B7 | EA014211:1 | SURGE #1 | 122.B4
AF0142:44 | SC | ZSO76411 | WHT | 20 | 118.A7 | EA014212:1 | SURGE #1 | 118.A4
AF0142:45 | SC | ZT76335 | WHT | 20 | 124.B7 | EA014213:1 | SURGE #1 | 124.B5
AF0142:46 | SC | ZT76333 | WHT | 20 | 124.A7 | EA014214:1 | SURGE #1 | 124.A5
AF0146:02 | SC | SV76311 | WHT | 20 | 125.B7 | EA014601:1 | SURGE #1 | 125.B5
AF0146:10 | SC | SV76331 | WHT | 20 | 124.B7 | EA014605:1 | SURGE #1 | 124.B5
AF0146:16 | SC | SV75672 | WHT | 20 | 120.A7 | EA014600:2 | SURGE #1 | 120.A4
AF0146:18 | SC | SV76312 | WHT | 20 | 125.B7 | EA014601:2 | SURGE #1 | 125.B5
AF0146:26 | SC | SV76332 | WHT | 20 | 124.B7 | EA014605:2 | SURGE #1 | 124.B5
AF0146:28 | SC | SV75652 | WHT | 20 | 119.A7 | EA014606:2 | SURGE #1 | 119.A4
AF0182:04 | SC | ZSC75672 | WHT | 20 | 120.B7 | EA018204:2 | SURGE #1 | 120.B4
AF0182:05 | SC | ZSO75672 | WHT | 20 | 120.A7 | EA018205:2 | SURGE #1 | 120.A4
AF0182:09 | SC | ZSC75652 | WHT | 20 | 119.B7 | EA018209:2 | SURGE #1 | 119.B4
AF0182:10 | SC | ZSO75652 | WHT | 20 | 119.A7 | EA018210:2 | SURGE #1 | 119.A4
AF0182:36 | SC | ZSC75671 | WHT | 20 | 120.B7 | EA018204:1 | SURGE #1 | 120.B4
AF0182:37 | SC | ZSO75671 | WHT | 20 | 120.A7 | EA018205:1 | SURGE #1 | 120.A4
AF0182:41 | SC | ZSC75651 | WHT | 20 | 119.B7 | EA018209:1 | SURGE #1 | 119.B4
AF0182:42 | SC | ZSO75651 | WHT | 20 | 119.A7 | EA018210:1 | SURGE #1 | 119.A4
AF0183:36 | SC | ZSC76211 | WHT | 20 | 117.B7 | EA018304:1 | SURGE #1 | 117.B4
AF0183:37 | SC | ZSC76411 | WHT | 20 | 118.B7 | EA018305:1 | SURGE #1 | 118.B4
KA0531:14 | SC | SV76111 | WHT | 20 | 116.A6 | EA014103:1 | SURGE #1 | 116.A5
KA0532:21 | SC | SV75651 | WHT | 20 | 119.A5 | EA014606:1 | SURGE #1 | 119.A4
KA0533:21 | SC | SV75671 | WHT | 20 | 120.A5 | EA014600:1 | SURGE #1 | 120.A4
KA0540:14 | SC | SV76211 | WHT | 20 | 117.A5 | EA014100:1 | SURGE #1 | 117.A4
KA0541:14 | SC | SV76411 | WHT | 20 | 118.A5 | EA014102:1 | SURGE #1 | 118.A4
XT0572:1 | SC | ZSC76112 | WHT | 20 | 116.B6 | EA014207:2 | SURGE #1 | 116.B5
XT0572:2 | SC | ZSC76212 | WHT | 20 | 117.B5 | EA018304:2 | SURGE #1 | 117.B4
XT0572:3 | SC | ZSC76412 | WHT | 20 | 118.B5 | EA018305:2 | SURGE #1 | 118.B4
XT0572:4 | SC | SV76212 | WHT | 20 | 117.A5 | EA014100:2 | SURGE #1 | 117.A4
XT0572:5 | SC | SV76412 | WHT | 20 | 118.A5 | EA014102:2 | SURGE #1 | 118.A4
XT0573:1 B1 | SC | SV76021 | WHT | 20 | 122.B5 | EA014107:1 | SURGE #1 | 122.B4
XT0573:2 B1 | SC | SV76011 | WHT | 20 | 121.B5 | EA014106:1 | SURGE #1 | 121.B4
AF0145:19 | WC2067 | TE75101 | RED | 20 | 123.D7 | EA01451:3 | SURGE #1 | 123.D5
AF0145:03 | WC2067 | TE75102 | WHT | 20 | 123.D7 | EA01451:2 | SURGE #1 | 123.D5
AF0145:02 | WC2067 | TE75103 | BLK | 20 | 123.D7 | EA01451:1 | SURGE #1 | 123.D5
AF0145:50 | WC2067 | TE7510S1 | SH | 20 | 123.D7 | FLOATING | SURGE #1 | 123.D6
AF0145:17 | WC2079 | TE74101 | RED | 20 | 125.D7 | EA014500:3 | SURGE #1 | 125.D5
AF0145:01 | WC2079 | TE74102 | WHT | 20 | 125.D7 | EA014500:2 | SURGE #1 | 125.D5
AF0145:00 | WC2079 | TE74103 | BLK | 20 | 125.D7 | EA014500:1 | SURGE #1 | 125.D5
AF0145:48 | WC2079 | TE7410S2 | SH | 20 | 125.D7 | FLOATING | SURGE #1 | 125.D6
AF0145:21 | WC2090 | TE76101 | RED | 20 | 124.D7 | EA014502:3 | SURGE #1 | 124.D5
AF0145:05 | WC2090 | TE76102 | WHT | 20 | 124.D7 | EA014502:2 | SURGE #1 | 124.D5
AF0145:04 | WC2090 | TE76103 | BLK | 20 | 124.D7 | EA014502:1 | SURGE #1 | 124.D5
AF0145:52 | WC2090 | TE7610S1 | SH | 20 | 124.D7 | FLOATING | SURGE #1 | 124.D5
AF0143:32 | WC4037 | PDT76201 | RED | 20 | 117.D7 | EA014300:1 | SURGE #1 | 117.D4
AF0143:00 | WC4037 | PDT76202 | BLK | 20 | 117.D7 | EA014300:2 | SURGE #1 | 117.D4
AF0143:48 | WC4037 | PDT7620S2 | SH | 20 | 117.D7 | FLOATING | SURGE #1 | 117.D5
AF0143:42 | WC4040 | ZT76331 | RED | 20 | 124.A7 | EA014305:1 | SURGE #1 | 124.A5
AF0143:10 | WC4040 | ZT76332 | BLK | 20 | 124.A7 | EA014305:2 | SURGE #1 | 124.A5
AF0143:58 | WC4040 | ZT7633S1 | SH | 20 | 124.A7 | FLOATING | SURGE #1 | 124.A5
AF0144:02 | WC4041 | FCE76331 | RED | 20 | 124.C7 | EA014401:1 | SURGE #1 | 124.C5
AF0144:18 | WC4041 | FCE76332 | BLK | 20 | 124.C7 | EA014401:2 | SURGE #1 | 124.C5
AF0144:50 | WC4041 | FCE7633S1 | SH | 20 | 124.C7 | FLOATING | SURGE #1 | 124.C5
AF0185:46 | WC4042 | PDT76331 | RED | 20 | 124.C7 | EA018507:1 | SURGE #1 | 124.C5
AF0185:14 | WC4042 | PDT76332 | BLK | 20 | 124.C7 | EA018507:2 | SURGE #1 | 124.C5
AF0185:62 | WC4042 | PDT7633S1 | SH | 20 | 124.C7 | FLOATING | SURGE #1 | 124.C5
AF0143:36 | WC4045 | ZT76311 | RED | 20 | 125.A7 | EA014302:1 | SURGE #1 | 125.A5
AF0143:04 | WC4045 | ZT76312 | BLK | 20 | 125.A7 | EA014302:2 | SURGE #1 | 125.A5
AF0143:52 | WC4045 | ZT7631S2 | SH | 20 | 125.A7 | FLOATING | SURGE #1 | 125.A6
AF0144:00 | WC4046 | FCE76311 | RED | 20 | 125.C7 | EA014400:1 | SURGE #1 | 125.C5
AF0144:16 | WC4046 | FCE76312 | BLK | 20 | 125.C7 | EA014400:2 | SURGE #1 | 125.C5
AF0144:48 | WC4046 | FCE7631S2 | SH | 20 | 125.C7 | FLOATING | SURGE #1 | 125.C6
AF0185:42 | WC4047 | PDT76311 | RED | 20 | 125.C7 | EA018505:1 | SURGE #1 | 125.C5
AF0185:10 | WC4047 | PDT76312 | BLK | 20 | 125.C7 | EA018505:2 | SURGE #1 | 125.C5
AF0185:58 | WC4047 | PDT7631S2 | SH | 20 | 125.C7 | FLOATING | SURGE #1 | 125.D6
AF0185:44 | WC4049 | PDT13111 | RED | 20 | 118.D6 | EA018506:1 | SURGE #1 | 118.D4
AF0185:12 | WC4049 | PDT13112 | BLK | 20 | 118.D6 | EA018506:2 | SURGE #1 | 118.D4
AF0185:60 | WC4049 | PDT1311S1 | SH | 20 | 118.D6 | FLOATING | SURGE #1 | 118.D5
AF0143:38 | WC4067 | ZT76321 | RED | 20 | 123.A7 | EA014303:1 | SURGE #1 | 123.A5
AF0143:06 | WC4067 | ZT76322 | BLK | 20 | 123.A7 | EA014303:2 | SURGE #1 | 123.A5
AF0143:54 | WC4067 | ZT7632S1 | SH | 20 | 123.A7 | FLOATING | SURGE #1 | 123.A6
AF0142:35 | WC4068 | ZT76323 | RED | 20 | 123.A7 | EA014203:1 | SURGE #1 | 123.A5
AF0142:03 | WC4068 | ZT76324 | BLK | 20 | 123.A7 | EA014203:2 | SURGE #1 | 123.A5
AF0142:34 | WC4069 | ZT76325 | RED | 20 | 123.B7 | EA014202:1 | SURGE #1 | 123.B5
AF0142:02 | WC4069 | ZT76326 | BLK | 20 | 123.B7 | EA014202:2 | SURGE #1 | 123.B5
AF0146:06 | WC4070 | SV76321 | RED | 20 | 123.B7 | EA014603:1 | SURGE #1 | 123.B5
AF0146:22 | WC4070 | SV76322 | BLK | 20 | 123.B7 | EA014603:2 | SURGE #1 | 123.B5
AF0144:04 | WC4071 | FCE76321 | RED | 20 | 123.C7 | EA014402:1 | SURGE #1 | 123.C5
AF0144:20 | WC4071 | FCE76322 | BLK | 20 | 123.C7 | EA014402:2 | SURGE #1 | 123.C5
AF0144:52 | WC4071 | FCE7632S1 | SH | 20 | 123.C7 | FLOATING | SURGE #1 | 123.C6
AF0185:40 | WC4171 | 018540 | RED | 20 | 84.D7 | EA018501:1 | SURGE #1 | 84.D5
AF0185:08 | WC4171 | 018508 | BLK | 20 | 84.D7 | EA018501:2 | SURGE #1 | 84.D5
AF0185:56 | WC4171 | 018556 | SH | 20 | 84.D7 | FLOATING | SURGE #1 | 84.D5
AU0180:L2 | WC0018 | AU0180L2 | ENET | CABLE | 2.B5 | AU0200:L1 | TCP | 2.C6
SolarTools ver. 24.0.84.21725 (Mar 20, 2026)
Report date: 3/25/2026 3:24 PM

## COMP & GEARBOX
COMP & GEARBOX
CONTROL CONSOLE
Project # | J0080
Project Name | MEDCO CORRIDOR DAYUNG GTC-301
Revision | A.6
Controls DE | D.GRANT
Phone:
Controls ME | G.CATO
Phone:
From | [5 empty] | To
Device ID | Cable (W) Conductor (SC) Jumper Clip (JC) | Wire No. | Wire ID | Gauge/Size | Page/Zone | Device ID | Location | Page/Zone
XT0130:3 | JC | 0V | CLIP | --- | 31.A5 | XT0130:2 | COMP & GEARBOX | 31.A5
XT0130:4 | JC | 0V | CLIP | --- | 31.A5 | XT0130:3 | COMP & GEARBOX | 31.A5
XT0250:3 | JC | 0V | CLIP | --- | 29.A5 | XT0250:2 | COMP & GEARBOX | 29.A5
XT0250:4 | JC | 0V | CLIP | --- | 29.A5 | XT0250:3 | COMP & GEARBOX | 29.A5
XT0280:3 | JC | 0V | CLIP | --- | 30.A5 | XT0280:2 | COMP & GEARBOX | 30.A5
XT0310:3 | JC | 0V | CLIP | --- | 28.A5 | XT0310:2 | COMP & GEARBOX | 28.A5
XT0310:4 | JC | 0V | CLIP | --- | 28.A5 | XT0310:3 | COMP & GEARBOX | 28.A5
EA120709:4 | SC | JP1 | VIO | 20 | 78.A5 | EA120709:5 | COMP & GEARBOX | 78.A5
AF0241:COM | SC | 0V | WHT | 14 | 29.D2 | XT0250:3 | COMP & GEARBOX | 29.A5
AF0241:V+ | SC | FU0241 | WHT | 16 | 29.D2 | FU0241:LD | COMP & GEARBOX | 29.D1
AF0242:00 | SC | TS45302 | WHT | 20 | 80.A7 | EA024200:2 | COMP & GEARBOX | 80.A5
AF0242:01 | SC | TS46302 | WHT | 20 | 86.A7 | EA024201:2 | COMP & GEARBOX | 86.A5
AF0242:32 | SC | TS45301 | WHT | 20 | 80.A7 | EA024200:1 | COMP & GEARBOX | 80.A5
AF0242:33 | SC | TS46301 | WHT | 20 | 86.A7 | EA024201:1 | COMP & GEARBOX | 86.A5
AF0242:COM | SC | AF0242N | WHT | 16 | 29.D3 | AF0243:COM | COMP & GEARBOX | 29.D3
AF0242:COM | SC | AU0240N | WHT | 16 | 29.D3 | AU0240:COM | COMP & GEARBOX | 29.C1
AF0242:V+ | SC | AF0242P | WHT | 16 | 29.D3 | AF0243:V+ | COMP & GEARBOX | 29.D3
AF0242:V+ | SC | AU0240P | WHT | 16 | 29.D3 | AU0240:V+ | COMP & GEARBOX | 29.C1
AF0243:COM | SC | AF0243N | WHT | 16 | 29.D3 | AF0244:COM | COMP & GEARBOX | 29.C4
AF0243:SH | SC | AU0240G | GRN | 14 | 29.D3 | AU0240:GND | COMP & GEARBOX | 29.C1
AF0243:SH | SC | AF0243G | GRN | 16 | 29.D3 | AF0244:SH | COMP & GEARBOX | 29.C4
AF0243:V+ | SC | AF0243P | WHT | 16 | 29.D3 | AF0244:V+ | COMP & GEARBOX | 29.C4
AF0244:COM | SC | AF0244N | WHT | 16 | 29.C4 | AF0245:COM | COMP & GEARBOX | 29.D5
AF0244:SH | SC | AF0244G | GRN | 14 | 29.C4 | AF0245:SH | COMP & GEARBOX | 29.D5
AF0244:V+ | SC | AF0244P | WHT | 16 | 29.C4 | AF0245:V+ | COMP & GEARBOX | 29.D5
AF0245:COM | SC | AF0245N | WHT | 16 | 29.D5 | AF0246:COM | COMP & GEARBOX | 29.D5
AF0245:SH | SC | AF0245G | GRN | 14 | 29.D5 | AF0246:SH | COMP & GEARBOX | 29.D5
AF0245:V+ | SC | AF0245P | WHT | 16 | 29.D5 | AF0246:V+ | COMP & GEARBOX | 29.D5
AF0246:COM | SC | AF0246N | WHT | 16 | 29.D5 | AF0247:COM | COMP & GEARBOX | 29.D6
AF0246:SH | SC | AF0246G | GRN | 14 | 29.D5 | AF0247:SH | COMP & GEARBOX | 29.D6
AF0246:V+ | SC | AF0246P | WHT | 16 | 29.D5 | AF0247:V+ | COMP & GEARBOX | 29.D6
AF0247:SH | SC | IEG01305 | GRN | 14 | 29.D6 | IEG0130:5 | COMP & GEARBOX | 29.D7
AF0271:COM | SC | 0V | WHT | 14 | 30.D2 | XT0280:3 | COMP & GEARBOX | 30.A5
AF0271:V+ | SC | FU0271 | WHT | 14 | 30.D2 | FU0271:LD | COMP & GEARBOX | 30.D1
AF0272:COM | SC | AF0272N | WHT | 20 | 30.D3 | AF0273:COM | COMP & GEARBOX | 30.D3
AF0272:COM | SC | AU0270N | WHT | 20 | 30.D3 | AU0270:COM | COMP & GEARBOX | 30.C1
AF0272:V+ | SC | AF0272P | WHT | 20 | 30.D3 | AF0273:V+ | COMP & GEARBOX | 30.D3
AF0272:V+ | SC | AU0270P | WHT | 20 | 30.D3 | AU0270:V+ | COMP & GEARBOX | 30.C1
AF0273:COM | SC | AF0273N | WHT | 20 | 30.D3 | AF0274:COM | COMP & GEARBOX | 30.D4
AF0273:SH | SC | AF0273G | GRN | 14 | 30.D3 | AF0274:SH | COMP & GEARBOX | 30.D4
AF0273:SH | SC | AU0270G | GRN | 14 | 30.D3 | AU0270:GND | COMP & GEARBOX | 30.C1
AF0273:V+ | SC | AF0273P | WHT | 20 | 30.D3 | AF0274:V+ | COMP & GEARBOX | 30.D4
AF0274:COM | SC | AF0274N | WHT | 20 | 30.D4 | AF0275:COM | COMP & GEARBOX | 30.C5
AF0274:SH | SC | AF0274G | GRN | 14 | 30.D4 | AF0275:SH | COMP & GEARBOX | 30.C5
AF0274:V+ | SC | AF0274P | WHT | 20 | 30.D4 | AF0275:V+ | COMP & GEARBOX | 30.C5
AF0275:COM | SC | AF0275N | WHT | 20 | 30.C5 | AF0276:COM | COMP & GEARBOX | 30.D5
AF0275:SH | SC | AF0275G | GRN | 14 | 30.C5 | AF0276:SH | COMP & GEARBOX | 30.D5
AF0275:V+ | SC | AF0275P | WHT | 20 | 30.C5 | AF0276:V+ | COMP & GEARBOX | 30.D5
AF0321:COM | SC | AU0320N | WHT | 20 | 28.D2 | AU0320:COM | COMP & GEARBOX | 28.C1
AF0321:V+ | SC | AU0320P | WHT | 20 | 28.D2 | AU0320:V+ | COMP & GEARBOX | 28.C1
AF1201:00 | SC | KA012014 | WHT | 20 | 95.B7 | KA0120:14 | COMP & GEARBOX | 95.B5
AF1201:16 | SC | SV51202 | WHT | 20 | 95.B7 | EA120100:2 | COMP & GEARBOX | 95.B4
AF1201:32 | SC | 120132 | WHT | 20 | 95.B7 | KA4601:22 | COMP & GEARBOX | 95.B6
AF1201:COM | SC | 0V | WHT | 14 | 31.D2 | XT0130:3 | COMP & GEARBOX | 31.A5
AF1201:V+ | SC | FU0121 | WHT | 14 | 31.D2 | FU0121:LD | COMP & GEARBOX | 31.D1
AF1202:00 | SC | TS44302 | WHT | 20 | 92.A7 | EA120200:2 | COMP & GEARBOX | 92.A5
AF1202:32 | SC | TS44301 | WHT | 20 | 92.A7 | EA120200:1 | COMP & GEARBOX | 92.A5
AF1202:COM | SC | AF1202N | WHT | 20 | 31.D3 | AF1203:COM | COMP & GEARBOX | 31.D3
AF1202:COM | SC | AU1200N | WHT | 20 | 31.D3 | AU1200:COM | COMP & GEARBOX | 31.C1
AF1202:V+ | SC | AF1202P | WHT | 20 | 31.D3 | AF1203:V+ | COMP & GEARBOX | 31.D3
AF1202:V+ | SC | AU1200P | WHT | 20 | 31.D3 | AU1200:V+ | COMP & GEARBOX | 31.C1
AF1203:COM | SC | AF1203N | WHT | 20 | 31.D3 | AF1204:COM | COMP & GEARBOX | 31.C4
AF1203:SH | SC | AF1203G | GRN | 14 | 31.D3 | AF1204:SH | COMP & GEARBOX | 31.C4
AF1203:SH | SC | AU1200G | GRN | 14 | 31.D3 | AU1200:GND | COMP & GEARBOX | 31.C1
AF1203:V+ | SC | AF1203P | WHT | 20 | 31.D3 | AF1204:V+ | COMP & GEARBOX | 31.C4
AF1204:COM | SC | AF1204N | WHT | 20 | 31.C4 | AF1205:COM | COMP & GEARBOX | 31.C4
AF1204:SH | SC | AF1204G | GRN | 14 | 31.C4 | AF1205:SH | COMP & GEARBOX | 31.C4
AF1204:V+ | SC | AF1204P | WHT | 20 | 31.C4 | AF1205:V+ | COMP & GEARBOX | 31.C4
AF1205:COM | SC | AF1205N | WHT | 20 | 31.C4 | AF1206:COM | COMP & GEARBOX | 31.D5
AF1205:SH | SC | AF1205G | GRN | 14 | 31.C4 | AF1206:SH | COMP & GEARBOX | 31.D5
AF1205:V+ | SC | AF1205P | WHT | 20 | 31.C4 | AF1206:V+ | COMP & GEARBOX | 31.D5
AF1206:COM | SC | AF1206N | WHT | 20 | 31.D5 | AF1207:COM | COMP & GEARBOX | 31.C6
AF1206:SH | SC | AF1206G | GRN | 14 | 31.D5 | AF1208:SH | COMP & GEARBOX | 31.D6
AF1206:V+ | SC | AF1206P | WHT | 20 | 31.D5 | AF1207:V+ | COMP & GEARBOX | 31.C6
AF1207:02 | SC | 120702 | WHT | 20 | 90.A7 | KA4401:14 | COMP & GEARBOX | 90.A6
AF1207:07 | SC | 120707 | WHT | 20 | 84.A7 | KA4601:14 | COMP & GEARBOX | 84.A6
AF1207:09 | SC | 120709 | WHT | 20 | 78.A7 | KA4501:14 | COMP & GEARBOX | 78.A6
AF1207:18 | SC | 120718 | WHT | 20 | 90.A7 | KA4401:A2 | COMP & GEARBOX | 90.A6
AF1207:23 | SC | 120723 | WHT | 20 | 84.A7 | KA4601:A2 | COMP & GEARBOX | 84.A6
AF1207:25 | SC | 120725 | WHT | 20 | 78.A7 | KA4501:A2 | COMP & GEARBOX | 78.A6
AF1207:34 | SC | PS44012 | WHT | 20 | 90.A7 | KA4401:11 | COMP & GEARBOX | 90.A6
AF1207:41 | SC | PS45012 | WHT | 20 | 78.A7 | KA4501:11 | COMP & GEARBOX | 78.A6
AF1207:COM | SC | AF1207N | WHT | 20 | 31.C6 | AF1208:COM | COMP & GEARBOX | 31.D6
AF1207:V+ | SC | AF1207P | WHT | 20 | 31.C6 | AF1208:V+ | COMP & GEARBOX | 31.D6
AF1208:COM | SC | AF1208N | WHT | 20 | 31.D6 | AF1209:COM | COMP & GEARBOX | 31.C4
AF1208:SH | SC | AF1208G | GRN | 14 | 31.D6 | AF1209:SH | COMP & GEARBOX | 31.C4
AF1208:V+ | SC | AF1208P | WHT | 20 | 31.D6 | AF1209:V+ | COMP & GEARBOX | 31.C4
AF1209:COM | SC | AF1209N | WHT | 20 | 31.C4 | AF1210:COM | COMP & GEARBOX | 31.C4
AF1209:SH | SC | AF1209G | GRN | 14 | 31.C4 | AF1210:SH | COMP & GEARBOX | 31.C4
AF1209:V+ | SC | AF1209P | WHT | 20 | 31.C4 | AF1210:V+ | COMP & GEARBOX | 31.C4
AF1210:COM | SC | AF1210N | WHT | 20 | 31.C4 | AF1211:COM | COMP & GEARBOX | 31.C5
AF1210:SH | SC | AF1210G | GRN | 14 | 31.C4 | AF1211:SH | COMP & GEARBOX | 31.C5
AF1210:V+ | SC | AF1210P | WHT | 20 | 31.C4 | AF1211:V+ | COMP & GEARBOX | 31.C5
AF1211:SH | SC | IEG01303 | GRN | 14 | 31.C5 | IEG0130:3 | COMP & GEARBOX | 31.C6
AU0240:COM | SC | 0V | WHT | 14 | 29.C1 | XT0250:4 | COMP & GEARBOX | 29.A5
AU0240:V+ | SC | FU0240 | WHT | 16 | 29.C1 | FU0240:LD | COMP & GEARBOX | 29.D1
AU0270:COM | SC | 0V | WHT | 14 | 30.C1 | XT0280:3 | COMP & GEARBOX | 30.A5
AU0270:V+ | SC | FU0270 | WHT | 14 | 30.C1 | FU0270:LD | COMP & GEARBOX | 30.D1
AU0320:COM | SC | 0V | WHT | 14 | 28.C1 | XT0310:3 | COMP & GEARBOX | 28.A5
AU0320:V+ | SC | FU0320 | WHT | 14 | 28.C1 | FU0320:LD | COMP & GEARBOX | 28.D1
AU1200:COM | SC | 0V | WHT | 14 | 31.C1 | XT0130:4 | COMP & GEARBOX | 31.A5
AU1200:V+ | SC | FU0120 | WHT | 14 | 31.C1 | FU0120:LD | COMP & GEARBOX | 31.D1
EA024300P:1 | SC | FU0250 | WHT | 14 | 99.A5 | XT0250:6 | COMP & GEARBOX | 29.A4
EA024300P:2 | SC | 0V | WHT | 14 | 99.A5 | XT0250:2 | COMP & GEARBOX | 29.A5
EA027200P:1 | SC | FU0280 | WHT | 14 | 97.A5 | XT0121:3 | COMP & GEARBOX | 97.A6
EA027200P:2 | SC | 0V | WHT | 14 | 97.A5 | XT0121:4 | COMP & GEARBOX | 97.A6
EA120300P:1 | SC | FU0122 | WHT | 16 | 94.A5 | XT0121:1 | COMP & GEARBOX | 94.A6
EA120300P:2 | SC | 0V | WHT | 16 | 94.A5 | XT0121:2 | COMP & GEARBOX | 94.A6
EA120709:2 | SC | PS45013 | WHT | 20 | 78.A5 | KA4501:A1 | COMP & GEARBOX | 78.A6
EAG0145: | SC | EAG0145 | GRN/YEL | 14 | 6.C4 | PEG0410:1 | COMP & GEARBOX | 6.C3
EAG0146: | SC | EAG0146 | GRN/YEL | 14 | 6.C4 | PEG0410:2 | COMP & GEARBOX | 6.C3
FU0120:LI | SC | FU0130 | WHT | 14 | 31.D1 | FU0131:LI | COMP & GEARBOX | 31.C1
FU0120:LI | SC | FU0130 | WHT | 14 | 31.D1 | FU0121:LI | COMP & GEARBOX | 31.D1
FU0121:LI | SC | FU0130 | WHT | 14 | 31.D1 | FU0122:LI | COMP & GEARBOX | 31.D1
FU0122:LD | SC | FU0122 | WHT | 14 | 31.D1 | XT0121:1 | COMP & GEARBOX | 94.A6
FU0130:LD | SC | FU0130 | WHT | 14 | 31.A4 | FU0131:LI | COMP & GEARBOX | 31.C1
FU0130:LI | SC | FU0136 | WHT | 14 | 31.A4 | XT0130:1 | COMP & GEARBOX | 31.A5
FU0240:LI | SC | FU0250 | WHT | 14 | 29.D1 | FU0253:LI | COMP & GEARBOX | 29.C1
FU0240:LI | SC | FU0250 | WHT | 14 | 29.D1 | FU0241:LI | COMP & GEARBOX | 29.D1
FU0250:LD | SC | FU0250 | WHT | 14 | 29.A4 | XT0250:6 | COMP & GEARBOX | 29.A4
FU0250:LI | SC | FU0136 | WHT | 14 | 29.A4 | XT0250:1 | COMP & GEARBOX | 29.A5
FU0253:LI | SC | FU0250 | WHT | 14 | 29.C1 | XT0250:6 | COMP & GEARBOX | 29.A4
FU0270:LI | SC | FU0280 | WHT | 14 | 30.D1 | FU0283:LI | COMP & GEARBOX | 30.C1
FU0270:LI | SC | FU0280 | WHT | 14 | 30.D1 | FU0271:LI | COMP & GEARBOX | 30.D1
FU0280:LD | SC | FU0280 | WHT | 14 | 30.A4 | XT0281:1 | COMP & GEARBOX | 30.A4
FU0280:LI | SC | FU0136 | WHT | 14 | 30.A4 | XT0280:1 | COMP & GEARBOX | 30.A5
FU0283:LI | SC | FU0280 | WHT | 14 | 30.C1 | XT0281:1 | COMP & GEARBOX | 30.A4
FU0310:LD | SC | FU0310 | WHT | 14 | 28.A4 | FU0313:LI | COMP & GEARBOX | 28.C1
FU0310:LI | SC | FU0136 | WHT | 14 | 28.A4 | XT0310:1 | COMP & GEARBOX | 28.A5
FU0313:LI | SC | FU0310 | WHT | 14 | 28.C1 | FU0320:LI | COMP & GEARBOX | 28.D1
GR0145: | SC | GR0145 | GRN/YEL | 14 | 6.C3 | PEG0410:9 | COMP & GEARBOX | 6.C3
GR0146: | SC | GR0146 | GRN/YEL | 14 | 6.C5 | PEG0410:10 | COMP & GEARBOX | 6.C5
GR0270: | SC | 0V | WHT | 14 | 30.A4 | XT0280:3 | COMP & GEARBOX | 30.A5
KA0120:11 | SC | SV51201 | WHT | 20 | 95.B5 | EA120100:1 | COMP & GEARBOX | 95.B4
KA0120:12 | SC | KA012012 | WHT | 20 | 95.B5 | KA4401:21 | COMP & GEARBOX | 95.A5
KA0120:A1 | SC | KA0231A1 | WHT | 14 | 31.B5 | XT0130:6 | COMP & GEARBOX | 31.B5
KA0120:A2 | SC | 0V | WHT | 14 | 31.B5 | XT0130:7 | COMP & GEARBOX | 31.B5
KA4401:22 | SC | KA450121 | WHT | 20 | 95.A5 | KA4501:21 | COMP & GEARBOX | 95.A6
KA4501:11 | SC | PS45012 | WHT | 20 | 78.A6 | EA120709:1 | COMP & GEARBOX | 78.A5
KA4501:22 | SC | KA460121 | WHT | 20 | 95.A6 | KA4601:21 | COMP & GEARBOX | 95.B6
XT0121:2 | SC | 0V | WHT | 14 | 94.A6 | XT0130:3 | COMP & GEARBOX | 31.A5
XT0121:3 | SC | FU0280 | WHT | 14 | 97.A6 | XT0281:1 | COMP & GEARBOX | 30.A4
XT0121:4 | SC | 0V | WHT | 14 | 97.A6 | XT0280:2 | COMP & GEARBOX | 30.A5
XT0130:2 | SC | 0V | WHT | 14 | 31.A5 | XT0280:3 | COMP & GEARBOX | 30.A5
XT0130:3 | SC | 0V | WHT | 20 | 31.A5 | XT0130:7 | COMP & GEARBOX | 31.B5
XT0130:4 | SC | 0V | WHT | 14 | 31.A5 | XT0520:2 | COMP & GEARBOX | 31.A5
XT0130:5 | SC | KA0231A1 | WHT | 14 | 31.A5 | XT0130:6 | COMP & GEARBOX | 31.B5
XT0250:1 | SC | FU0136 | WHT | 14 | 29.A5 | XT0280:1 | COMP & GEARBOX | 30.A5
XT0250:2 | SC | 0V | WHT | 14 | 29.A5 | XT0310:3 | COMP & GEARBOX | 28.A5
XT0280:1 | SC | FU0136 | WHT | 14 | 30.A5 | XT0520:1 | COMP & GEARBOX | 31.A5
XT0280:2 | SC | 0V | WHT | 14 | 30.A5 | XT0250:4 | COMP & GEARBOX | 29.A5
XT0310:1 | SC | FU0136 | WHT | 14 | 28.A5 | XT0250:1 | COMP & GEARBOX | 29.A5
XT0520:1 | SC | FU0136 | WHT | 14 | 31.A5 | XT0130:1 | COMP & GEARBOX | 31.A5
XT0520:3 | SC | KA0231A1 | WHT | 14 | 31.B5 | XT0130:5 | COMP & GEARBOX | 31.A5
AF1206:33 | WC2123 | TE44301 | RED | 20 | 91.A7 | EA120600:3 | COMP & GEARBOX | 91.A5
AF1206:17 | WC2123 | TE44302 | WHT | 20 | 91.A7 | EA120600:2 | COMP & GEARBOX | 91.A5
AF1206:16 | WC2123 | TE44303 | BLK | 20 | 91.A7 | EA120600:1 | COMP & GEARBOX | 91.A5
AF1206:48 | WC2123 | TE4430S1 | SH | 20 | 91.A7 | FLOATING | COMP & GEARBOX | 91.A5
AF0245:23 | WC2163 | TE45381 | RED | 20 | 76.A7 | EA024503:3 | COMP & GEARBOX | 76.A5
AF0245:07 | WC2163 | TE45381 | WHT | 20 | 76.A7 | EA024503:2 | COMP & GEARBOX | 76.A5
AF0245:06 | WC2163 | TE45382 | BLK | 20 | 76.A7 | EA024503:1 | COMP & GEARBOX | 76.A5
AF0245:54 | WC2163 | TE4538S1 | SH | 20 | 76.A7 | FLOATING | COMP & GEARBOX | 76.A5
AF0245:25 | WC2164 | TE45371 | RED | 20 | 76.B7 | EA024504:3 | COMP & GEARBOX | 76.B5
AF0245:09 | WC2164 | TE45371 | WHT | 20 | 76.B7 | EA024504:2 | COMP & GEARBOX | 76.B5
AF0245:08 | WC2164 | TE45372 | BLK | 20 | 76.B7 | EA024504:1 | COMP & GEARBOX | 76.B5
AF0245:56 | WC2164 | TE4537S1 | SH | 20 | 76.B7 | FLOATING | COMP & GEARBOX | 76.B5
AF0245:27 | WC2165 | TE45181 | RED | 20 | 76.C7 | EA024505:3 | COMP & GEARBOX | 76.C5
AF0245:11 | WC2165 | TE45181 | WHT | 20 | 76.C7 | EA024505:2 | COMP & GEARBOX | 76.C5
AF0245:10 | WC2165 | TE45182 | BLK | 20 | 76.C7 | EA024505:1 | COMP & GEARBOX | 76.C5
AF0245:58 | WC2165 | TE4518S1 | SH | 20 | 76.C7 | FLOATING | COMP & GEARBOX | 76.C5
AF0245:29 | WC2166 | TE45171 | RED | 20 | 76.C7 | EA024506:3 | COMP & GEARBOX | 76.C5
AF0245:13 | WC2166 | TE45171 | WHT | 20 | 76.C7 | EA024506:2 | COMP & GEARBOX | 76.C5
AF0245:12 | WC2166 | TE45172 | BLK | 20 | 76.C7 | EA024506:1 | COMP & GEARBOX | 76.C5
AF0245:60 | WC2166 | TE4517S1 | SH | 20 | 76.C7 | FLOATING | COMP & GEARBOX | 76.D5
AF1208:23 | WC2600 | TE44381 | RED | 20 | 88.A7 | EA120803:3 | COMP & GEARBOX | 88.A5
AF1208:07 | WC2600 | TE44381 | WHT | 20 | 88.A7 | EA120803:2 | COMP & GEARBOX | 88.A5
AF1208:06 | WC2600 | TE44382 | BLK | 20 | 88.A7 | EA120803:1 | COMP & GEARBOX | 88.A5
AF1208:54 | WC2600 | TE4438S1 | SH | 20 | 88.A7 | FLOATING | COMP & GEARBOX | 88.A5
AF1208:29 | WC2603 | TE44171 | RED | 20 | 88.C7 | EA120806:3 | COMP & GEARBOX | 88.C5
AF1208:13 | WC2603 | TE44171 | WHT | 20 | 88.C7 | EA120806:2 | COMP & GEARBOX | 88.C5
AF1208:12 | WC2603 | TE44172 | BLK | 20 | 88.C7 | EA120806:1 | COMP & GEARBOX | 88.C5
AF1208:60 | WC2603 | TE4417S1 | SH | 20 | 88.C7 | FLOATING | COMP & GEARBOX | 88.D5
AF1208:25 | WC2614 | TE44371 | RED | 20 | 88.B7 | EA120804:3 | COMP & GEARBOX | 88.B5
AF1208:09 | WC2614 | TE44371 | WHT | 20 | 88.B7 | EA120804:2 | COMP & GEARBOX | 88.B5
AF1208:08 | WC2614 | TE44372 | BLK | 20 | 88.B7 | EA120804:1 | COMP & GEARBOX | 88.B5
AF1208:56 | WC2614 | TE4437S1 | SH | 20 | 88.B7 | FLOATING | COMP & GEARBOX | 88.B5
AF1208:27 | WC2615 | TE44181 | RED | 20 | 88.C7 | EA120805:3 | COMP & GEARBOX | 88.C5
AF1208:11 | WC2615 | TE44181 | WHT | 20 | 88.C7 | EA120805:2 | COMP & GEARBOX | 88.C5
AF1208:10 | WC2615 | TE44182 | BLK | 20 | 88.C7 | EA120805:1 | COMP & GEARBOX | 88.C5
AF1208:58 | WC2615 | TE4418S1 | SH | 20 | 88.C7 | FLOATING | COMP & GEARBOX | 88.C5
AF0243:06 | WC4025 | FT52091 | RED | 20 | 99.C7 | EA024303:1 | COMP & GEARBOX | 99.C5
AF0243:22 | WC4025 | FT52092 | BLK | 20 | 99.C7 | EA024303:2 | COMP & GEARBOX | 99.C5
AF0243:54 | WC4025 | FT5209S1 | SH | 20 | 99.C7 | FLOATING | COMP & GEARBOX | 99.C5
AF0243:04 | WC4026 | FT52081 | RED | 20 | 99.B7 | EA024302:1 | COMP & GEARBOX | 99.B5
AF0243:20 | WC4026 | FT52082 | BLK | 20 | 99.B7 | EA024302:2 | COMP & GEARBOX | 99.B5
AF0243:52 | WC4026 | FT208S1 | SH | 20 | 99.B7 | FLOATING | COMP & GEARBOX | 99.C5
AF0243:02 | WC4027 | FT52751 | RED | 20 | 99.B7 | EA024301:1 | COMP & GEARBOX | 99.B5
AF0243:18 | WC4027 | FT52752 | BLK | 20 | 99.B7 | EA024301:2 | COMP & GEARBOX | 99.B5
AF0243:50 | WC4027 | FT5275S1 | SH | 20 | 99.B7 | FLOATING | COMP & GEARBOX | 99.B5
AF0243:00 | WC4028 | FT52651 | RED | 20 | 99.A7 | EA024300:1 | COMP & GEARBOX | 99.A5
AF0243:16 | WC4028 | FT52652 | BLK | 20 | 99.A7 | EA024300:2 | COMP & GEARBOX | 99.A5
AF0243:48 | WC4028 | FT5265S1 | SH | 20 | 99.A7 | FLOATING | COMP & GEARBOX | 99.A5
AF1203:00 | WC4030 | FT51651 | RED | 20 | 94.A7 | EA120300:1 | COMP & GEARBOX | 94.A5
AF1203:16 | WC4030 | FT51652 | BLK | 20 | 94.A7 | EA120300:2 | COMP & GEARBOX | 94.A5
AF1203:48 | WC4030 | FT5165S1 | SH | 20 | 94.A7 | FLOATING | COMP & GEARBOX | 94.A5
AF1203:02 | WC4031 | FT51751 | RED | 20 | 94.B7 | EA120301:1 | COMP & GEARBOX | 94.B5
AF1203:18 | WC4031 | FT51752 | BLK | 20 | 94.B7 | EA120301:2 | COMP & GEARBOX | 94.B5
AF1203:50 | WC4031 | FT5175S1 | SH | 20 | 94.B7 | FLOATING | COMP & GEARBOX | 94.B5
AF1203:04 | WC4032 | FT51081 | RED | 20 | 94.B7 | EA120302:1 | COMP & GEARBOX | 94.B5
AF1203:20 | WC4032 | FT51082 | BLK | 20 | 94.B7 | EA120302:2 | COMP & GEARBOX | 94.B5
AF1203:52 | WC4032 | FT5108S1 | SH | 20 | 94.B7 | FLOATING | COMP & GEARBOX | 94.C5
AF1203:06 | WC4034 | FT51091 | RED | 20 | 94.C7 | EA120303:1 | COMP & GEARBOX | 94.C5
AF1203:22 | WC4034 | FT51092 | BLK | 20 | 94.C7 | EA120303:2 | COMP & GEARBOX | 94.C5
AF1203:54 | WC4034 | FT5109S1 | SH | 20 | 94.C7 | FLOATING | COMP & GEARBOX | 94.C5
AF0243:46 | WC4050 | PT52531 | RED | 20 | 98.A7 | EA024307:1 | COMP & GEARBOX | 98.A5
AF0243:14 | WC4050 | PT52532 | BLK | 20 | 98.A7 | EA024307:2 | COMP & GEARBOX | 98.A5
AF0243:62 | WC4050 | PT5253S1 | SH | 20 | 98.A7 | FLOATING | COMP & GEARBOX | 98.A5
AF0244:32 | WC4051 | PT52701 | RED | 20 | 98.A7 | EA024400:1 | COMP & GEARBOX | 98.A5
AF0244:00 | WC4051 | PT52702 | BLK | 20 | 98.A7 | EA024400:2 | COMP & GEARBOX | 98.A5
AF0244:48 | WC4051 | PT5270S1 | SH | 20 | 98.A7 | FLOATING | COMP & GEARBOX | 98.A5
AF0244:36 | WC4052 | PT52601 | RED | 20 | 98.B7 | EA024401:1 | COMP & GEARBOX | 98.B5
AF0244:04 | WC4052 | PT52602 | BLK | 20 | 98.B7 | EA024401:2 | COMP & GEARBOX | 98.B5
AF0244:52 | WC4052 | PT5260S1 | SH | 20 | 98.B7 | FLOATING | COMP & GEARBOX | 98.B5
AF0247:36 | WC4055 | PDT52501 | RED | 20 | 98.B7 | EA024702:1 | COMP & GEARBOX | 98.B5
AF0247:04 | WC4055 | PDT52502 | BLK | 20 | 98.B7 | EA024702:2 | COMP & GEARBOX | 98.B5
AF0247:52 | WC4055 | PDT5250S1 | SH | 20 | 98.B7 | FLOATING | COMP & GEARBOX | 98.C5
AF0247:38 | WC4057 | PDT52301 | RED | 20 | 98.C7 | EA024703:1 | COMP & GEARBOX | 98.C5
AF0247:06 | WC4057 | PDT52302 | BLK | 20 | 98.C7 | EA024703:2 | COMP & GEARBOX | 98.C5
AF0247:54 | WC4057 | PDT5230S1 | SH | 20 | 98.C7 | FLOATING | COMP & GEARBOX | 98.C5
AF0244:44 | WC4058 | PDT52001 | RED | 20 | 98.C7 | EA024403:1 | COMP & GEARBOX | 98.C5
AF0244:12 | WC4058 | PDT52002 | BLK | 20 | 98.C7 | EA024403:2 | COMP & GEARBOX | 98.C5
AF0244:60 | WC4058 | PDT5200S1 | SH | 20 | 98.C7 | FLOATING | COMP & GEARBOX | 98.D5
AF0243:42 | WC4072 | PDT76321 | RED | 20 | 123.C7 | EA024305:1 | COMP & GEARBOX | 123.C5
AF0243:10 | WC4072 | PDT76322 | BLK | 20 | 123.C7 | EA024305:2 | COMP & GEARBOX | 123.C5
AF0243:58 | WC4072 | PDT7632S1 | SH | 20 | 123.C7 | FLOATING | COMP & GEARBOX | 123.C6
AF0247:34 | WC4073 | PT45101 | RED | 20 | 78.B7 | EA024701:1 | COMP & GEARBOX | 78.B5
AF0247:02 | WC4073 | PT45102 | BLK | 20 | 78.B7 | EA024701:2 | COMP & GEARBOX | 78.B5
AF0247:50 | WC4073 | PT4510S1 | SH | 20 | 78.B7 | FLOATING | COMP & GEARBOX | 78.B6
AF1205:40 | WC4074 | PT45301 | RED | 20 | 78.B7 | EA120502:1 | COMP & GEARBOX | 78.B5
AF1205:08 | WC4074 | PT45302 | BLK | 20 | 78.B7 | EA120502:2 | COMP & GEARBOX | 78.B5
AF1205:56 | WC4074 | PT4530S1 | SH | 20 | 78.B7 | FLOATING | COMP & GEARBOX | 78.C6
AF1203:46 | WC4133 | PT51531 | RED | 20 | 93.A7 | EA120307:1 | COMP & GEARBOX | 93.A5
AF1203:14 | WC4133 | PT51532 | BLK | 20 | 93.A7 | EA120307:2 | COMP & GEARBOX | 93.A5
AF1203:62 | WC4133 | PT5153S1 | SH | 20 | 93.A7 | FLOATING | COMP & GEARBOX | 93.A5
AF1204:32 | WC4136 | PT51701 | RED | 20 | 93.A7 | EA120400:1 | COMP & GEARBOX | 93.A5
AF1204:00 | WC4136 | PT51702 | BLK | 20 | 93.A7 | EA120400:2 | COMP & GEARBOX | 93.A5
AF1204:48 | WC4136 | PT5170S1 | SH | 20 | 93.A7 | FLOATING | COMP & GEARBOX | 93.A5
AF1204:36 | WC4138 | PT51601 | RED | 20 | 93.B7 | EA120401:1 | COMP & GEARBOX | 93.B5
AF1204:04 | WC4138 | PT51602 | BLK | 20 | 93.B7 | EA120401:2 | COMP & GEARBOX | 93.B5
AF1204:52 | WC4138 | PT5160S1 | SH | 20 | 93.B7 | FLOATING | COMP & GEARBOX | 93.B5
AF0272:46 | WC4164 | PT53531 | RED | 20 | 96.A7 | EA027207:1 | COMP & GEARBOX | 96.A5
AF0272:14 | WC4164 | PT53532 | BLK | 20 | 96.A7 | EA027207:2 | COMP & GEARBOX | 96.A5
AF0272:62 | WC4164 | PT5353S1 | SH | 20 | 96.A7 | FLOATING | COMP & GEARBOX | 96.A5
AF0275:32 | WC4165 | PT53701 | RED | 20 | 96.A7 | EA027500:1 | COMP & GEARBOX | 96.A5
AF0275:00 | WC4165 | PT53702 | BLK | 20 | 96.A7 | EA027500:2 | COMP & GEARBOX | 96.A5
AF0275:48 | WC4165 | PT5370S1 | SH | 20 | 96.A7 | FLOATING | COMP & GEARBOX | 96.A5
AF0275:36 | WC4166 | PT53601 | RED | 20 | 96.B7 | EA027501:1 | COMP & GEARBOX | 96.B5
AF0275:04 | WC4166 | PT53602 | BLK | 20 | 96.B7 | EA027501:2 | COMP & GEARBOX | 96.B5
AF0275:52 | WC4166 | PT5360S1 | SH | 20 | 96.B7 | FLOATING | COMP & GEARBOX | 96.B5
AF1210:36 | WC4639 | PDT51501 | RED | 20 | 93.B7 | EA121002:1 | COMP & GEARBOX | 93.B5
AF1210:04 | WC4639 | PDT51502 | BLK | 20 | 93.B7 | EA121002:2 | COMP & GEARBOX | 93.B5
AF1210:52 | WC4639 | PDT5150S1 | SH | 20 | 93.B7 | FLOATING | COMP & GEARBOX | 93.C5
AF1210:38 | WC4640 | PDT51301 | RED | 20 | 93.C7 | EA121003:1 | COMP & GEARBOX | 93.C5
AF1210:06 | WC4640 | PDT51302 | BLK | 20 | 93.C7 | EA121003:2 | COMP & GEARBOX | 93.C5
AF1210:54 | WC4640 | PDT5130S1 | SH | 20 | 93.C7 | FLOATING | COMP & GEARBOX | 93.C5
AF1204:40 | WC4641 | PDT51001 | RED | 20 | 93.C7 | EA120402:1 | COMP & GEARBOX | 93.C5
AF1204:08 | WC4641 | PDT51002 | BLK | 20 | 93.C7 | EA120402:2 | COMP & GEARBOX | 93.C5
AF1204:56 | WC4641 | PDT5100S1 | SH | 20 | 93.C7 | FLOATING | COMP & GEARBOX | 93.D5
AF1203:44 | WC4642 | PDT51041 | RED | 20 | 93.D7 | EA120306:1 | COMP & GEARBOX | 93.D5
AF1203:12 | WC4642 | PDT51042 | BLK | 20 | 93.D7 | EA120306:2 | COMP & GEARBOX | 93.D5
AF1203:60 | WC4642 | PDT5104S1 | SH | 20 | 93.D7 | FLOATING | COMP & GEARBOX | 93.D5
AF0276:36 | WC4667 | PDT53501 | RED | 20 | 96.B7 | EA027602:1 | COMP & GEARBOX | 96.B5
AF0276:04 | WC4667 | PDT53502 | BLK | 20 | 96.B7 | EA027602:2 | COMP & GEARBOX | 96.B5
AF0276:52 | WC4667 | PDT5350S1 | SH | 20 | 96.B7 | FLOATING | COMP & GEARBOX | 96.C5
AF0276:38 | WC4668 | PDT53301 | RED | 20 | 96.C7 | EA027603:1 | COMP & GEARBOX | 96.C5
AF0276:06 | WC4668 | PDT53302 | BLK | 20 | 96.C7 | EA027603:2 | COMP & GEARBOX | 96.C5
AF0276:54 | WC4668 | PDT5330S1 | SH | 20 | 96.C7 | FLOATING | COMP & GEARBOX | 96.C5
AF0275:44 | WC4669 | PDT53001 | RED | 20 | 96.C7 | EA027503:1 | COMP & GEARBOX | 96.C5
AF0275:12 | WC4669 | PDT53002 | BLK | 20 | 96.C7 | EA027503:2 | COMP & GEARBOX | 96.C5
AF0275:60 | WC4669 | PDT5300S1 | SH | 20 | 96.C7 | FLOATING | COMP & GEARBOX | 96.D5
AF0272:00 | WC4706 | FT53651 | RED | 20 | 97.A7 | EA027200:1 | COMP & GEARBOX | 97.A5
AF0272:16 | WC4706 | FT53652 | BLK | 20 | 97.A7 | EA027200:2 | COMP & GEARBOX | 97.A5
AF0272:48 | WC4706 | FT5360S2 | SH | 20 | 97.A7 | FLOATING | COMP & GEARBOX | 97.A6
AF0272:02 | WC4707 | FT53751 | RED | 20 | 97.B7 | EA027201:1 | COMP & GEARBOX | 97.B5
AF0272:18 | WC4707 | FT53752 | BLK | 20 | 97.B7 | EA027201:2 | COMP & GEARBOX | 97.B5
AF0272:50 | WC4707 | FT5370S2 | SH | 20 | 97.B7 | FLOATING | COMP & GEARBOX | 97.B6
AF0272:04 | WC4708 | FT53081 | RED | 20 | 97.B7 | EA027202:1 | COMP & GEARBOX | 97.B5
AF0272:20 | WC4708 | FT53082 | BLK | 20 | 97.B7 | EA027202:2 | COMP & GEARBOX | 97.B5
AF0272:52 | WC4708 | FT5308S2 | SH | 20 | 97.B7 | FLOATING | COMP & GEARBOX | 97.C5
AF0272:06 | WC4709 | FT53091 | RED | 20 | 97.C7 | EA027203:1 | COMP & GEARBOX | 97.C5
AF0272:22 | WC4709 | FT53092 | BLK | 20 | 97.C7 | EA027203:2 | COMP & GEARBOX | 97.C5
AF0272:54 | WC4709 | FT5309S2 | SH | 20 | 97.C7 | FLOATING | COMP & GEARBOX | 97.C5
AF1208:J | WC8058 | AF1208J | CABLE | CABLE | 31.D6 | AF1209:P | COMP & GEARBOX | 31.C4
IEG0130:0 | SC | IEG0130G | GRN | 8 | 6.D2 | IEG0010:5 | B PANEL | 6.D2
EA007100:1 | WC4256 | 007104 | RED | 20 | 56.A5 | AF0071:04 | B PANEL | 56.A7
EA007100:2 | WC4256 | 007120 | BLK | 20 | 56.A5 | AF0071:20 | B PANEL | 56.A7
FLOATING | WC4256 | 007152 | SH | 20 | 56.A6 | AF0071:52 | B PANEL | 56.A7
EAG0148:1 | WC4260 | 007112 | RED | 20 | 56.B5 | AF0071:12 | B PANEL | 56.B7
EAG0148:2 | WC4260 | 007128 | BLK | 20 | 56.B5 | AF0071:28 | B PANEL | 56.B7
FLOATING | WC4260 | 007160 | SH | 20 | 56.B6 | AF0071:60 | B PANEL | 56.B7
XT0520:1 | SC | FU0136 | WHT | 14 | 31.A5 | XT0570:1 | BOP PANEL | 32.A5
XT0520:2 | SC | 0V | WHT | 14 | 31.A5 | XT0570:2 | BOP PANEL | 32.A5
XT0520:3 | SC | KA0231A1 | WHT | 14 | 31.B5 | XT0140:5 | BOP PANEL | 33.A2
AU1200:L2 | WC0012 | AU1200L2 | ENET | CABLE | 2.B4 | AU0140:L1 | BOP PANEL | 2.B4
EAG0145: | SC | EA1420G | GRN/YEL | 12 | 41.D6 | EA1420:P:G | POWER PANEL | 41.D5
EAG0145: | SC | EA1440G | GRN | 12 | 42.D6 | EA1440:P:G | POWER PANEL | 42.D5
EAG0145: | SC | EA2130G | GRN/YEL | 12 | 51.D6 | EA2130:P:G | POWER PANEL | 51.D5
PEG0410:3 | SC | EAG0147 | GRN/YEL | 14 | 6.C4 | EAG0147: | SURGE #1 | 6.C5
PEG0410:4 | SC | EAG0400 | GRN/YEL | 14 | 6.C2 | EAG0400: | SURGE #1 | 6.C3
PEG0410:7 | SC | GR0148 | GRN/YEL | 14 | 6.C4 | GR0148: | SURGE #1 | 6.C5
PEG0410:8 | SC | GR0149 | GRN/YEL | 14 | 6.C4 | GR0149: | SURGE #1 | 6.C4
AF1209:17 | WC2068 | TE44141 | RED | 20 | 89.A6 | EA120900:3 | SURGE #1 | 89.A5
AF1209:01 | WC2068 | TE44141 | WHT | 20 | 89.A6 | EA120900:2 | SURGE #1 | 89.A5
AF1209:00 | WC2068 | TE44142 | BLK | 20 | 89.A6 | EA120900:1 | SURGE #1 | 89.A5
AF1209:48 | WC2068 | TE4414S1 | SH | 20 | 89.A6 | FLOATING | SURGE #1 | 89.A5
AF1209:19 | WC2069 | TE44341 | RED | 20 | 89.C6 | EA120901:3 | SURGE #1 | 89.C5
AF1209:03 | WC2069 | TE44341 | WHT | 20 | 89.C6 | EA120901:2 | SURGE #1 | 89.C5
AF1209:02 | WC2069 | TE44342 | BLK | 20 | 89.C6 | EA120901:1 | SURGE #1 | 89.C5
AF1209:50 | WC2069 | TE4434S1 | SH | 20 | 89.C6 | FLOATING | SURGE #1 | 89.C5
AF0246:17 | WC2070 | TE45141 | RED | 20 | 77.A7 | EA024600:3 | SURGE #1 | 77.A5
AF0246:01 | WC2070 | TE45141 | WHT | 20 | 77.A7 | EA024600:2 | SURGE #1 | 77.A5
AF0246:00 | WC2070 | TE45142 | BLK | 20 | 77.A7 | EA024600:1 | SURGE #1 | 77.A5
AF0246:48 | WC2070 | TE4514S1 | SH | 20 | 77.A7 | FLOATING | SURGE #1 | 77.A5
AF0246:19 | WC2071 | TE45341 | RED | 20 | 77.C7 | EA024601:3 | SURGE #1 | 77.C5
AF0246:03 | WC2071 | TE45341 | WHT | 20 | 77.C7 | EA024601:2 | SURGE #1 | 77.C5
AF0246:02 | WC2071 | TE45342 | BLK | 20 | 77.C7 | EA024601:1 | SURGE #1 | 77.C5
AF0246:50 | WC2071 | TE4534S1 | SH | 20 | 77.C7 | FLOATING | SURGE #1 | 77.C5
AF1206:35 | WC2072 | TE45301 | RED | 20 | 79.A7 | EA120603:3 | SURGE #1 | 79.A5
AF1206:19 | WC2072 | TE45302 | WHT | 20 | 79.A7 | EA120603:2 | SURGE #1 | 79.A5
AF1206:18 | WC2072 | TE45303 | BLK | 20 | 79.A7 | EA120603:1 | SURGE #1 | 79.A5
AF1206:50 | WC2072 | TE4530S1 | SH | 20 | 79.A7 | FLOATING | SURGE #1 | 79.A5
AF0273:17 | WC2073 | TE46141 | RED | 20 | 83.A7 | EA027300:3 | SURGE #1 | 83.A5
AF0273:01 | WC2073 | TE46141 | WHT | 20 | 83.A7 | EA027300:2 | SURGE #1 | 83.A5
AF0273:00 | WC2073 | TE46142 | BLK | 20 | 83.A7 | EA027300:1 | SURGE #1 | 83.A5
AF0273:48 | WC2073 | TE4614S1 | SH | 20 | 83.A7 | FLOATING | SURGE #1 | 83.A5
AF0273:19 | WC2074 | TE46341 | RED | 20 | 83.C7 | EA027301:3 | SURGE #1 | 83.C5
AF0273:03 | WC2074 | TE46341 | WHT | 20 | 83.C7 | EA027301:2 | SURGE #1 | 83.C5
AF0273:02 | WC2074 | TE46342 | BLK | 20 | 83.C7 | EA027301:1 | SURGE #1 | 83.C5
AF0273:50 | WC2074 | TE4634S1 | SH | 20 | 83.C7 | FLOATING | SURGE #1 | 83.C5
AF0274:17 | WC2075 | TE46381 | RED | 20 | 82.A7 | EA027400:3 | SURGE #1 | 82.A5
AF0274:01 | WC2075 | TE46381 | WHT | 20 | 82.A7 | EA027400:2 | SURGE #1 | 82.A5
AF0274:00 | WC2075 | TE46382 | BLK | 20 | 82.A7 | EA027400:1 | SURGE #1 | 82.A5
AF0274:48 | WC2075 | TE4638S1 | SH | 20 | 82.A7 | FLOATING | SURGE #1 | 82.A5
AF0274:19 | WC2076 | TE46371 | RED | 20 | 82.B7 | EA027401:3 | SURGE #1 | 82.B5
AF0274:03 | WC2076 | TE46371 | WHT | 20 | 82.B7 | EA027401:2 | SURGE #1 | 82.B5
AF0274:02 | WC2076 | TE46372 | BLK | 20 | 82.B7 | EA027401:1 | SURGE #1 | 82.B5
AF0274:50 | WC2076 | TE4637S1 | SH | 20 | 82.B7 | FLOATING | SURGE #1 | 82.B5
AF0274:21 | WC2077 | TE46181 | RED | 20 | 82.C7 | EA027402:3 | SURGE #1 | 82.C5
AF0274:05 | WC2077 | TE46181 | WHT | 20 | 82.C7 | EA027402:2 | SURGE #1 | 82.C5
AF0274:04 | WC2077 | TE46182 | BLK | 20 | 82.C7 | EA027402:1 | SURGE #1 | 82.C5
AF0274:52 | WC2077 | TE4618S1 | SH | 20 | 82.C7 | FLOATING | SURGE #1 | 82.C5
AF0274:23 | WC2078 | TE46171 | RED | 20 | 82.C7 | EA027403:3 | SURGE #1 | 82.C5
AF0274:07 | WC2078 | TE46171 | WHT | 20 | 82.C7 | EA027403:2 | SURGE #1 | 82.C5
AF0274:06 | WC2078 | TE46172 | BLK | 20 | 82.C7 | EA027403:1 | SURGE #1 | 82.C5
AF0274:54 | WC2078 | TE4617S1 | SH | 20 | 82.C7 | FLOATING | SURGE #1 | 82.D5
AF1206:37 | WC2108 | TE46301 | RED | 20 | 85.A7 | EA120602:3 | SURGE #1 | 85.A5
AF1206:21 | WC2108 | TE46302 | WHT | 20 | 85.A7 | EA120602:2 | SURGE #1 | 85.A5
AF1206:20 | WC2108 | TE46303 | BLK | 20 | 85.A7 | EA120602:1 | SURGE #1 | 85.A5
AF1206:52 | WC2108 | TE4630S | SH | 20 | 85.A7 | FLOATING | SURGE #1 | 85.A6
AF0321:21 | WC2140 | TE47551 | RED | 20 | 73.A7 | EA03212:3 | SURGE #1 | 73.A5
AF0321:05 | WC2140 | TE47552 | WHT | 20 | 73.A7 | EA03212:2 | SURGE #1 | 73.A5
AF0321:04 | WC2140 | TE47553 | BLK | 20 | 73.A7 | EA03212:1 | SURGE #1 | 73.A5
AF0321:52 | WC2140 | TE4755S1 | SH | 20 | 73.A7 | FLOATING | SURGE #1 | 73.A5
AF0321:25 | WC2141 | TE47411 | RED | 20 | 73.B7 | EA03214:3 | SURGE #1 | 73.B5
AF0321:09 | WC2141 | TE47412 | WHT | 20 | 73.B7 | EA03214:2 | SURGE #1 | 73.B5
AF0321:08 | WC2141 | TE47413 | BLK | 20 | 73.B7 | EA03214:1 | SURGE #1 | 73.B5
AF0321:56 | WC2141 | TE4741S1 | SH | 20 | 73.B7 | FLOATING | SURGE #1 | 73.B5
AF0321:29 | WC2142 | TE47611 | RED | 20 | 73.C7 | EA03216:3 | SURGE #1 | 73.C5
AF0321:13 | WC2142 | TE47612 | WHT | 20 | 73.C7 | EA03216:2 | SURGE #1 | 73.C5
AF0321:12 | WC2142 | TE47613 | BLK | 20 | 73.C7 | EA03216:1 | SURGE #1 | 73.C5
AF0321:60 | WC2142 | TE4761S1 | SH | 20 | 73.C7 | FLOATING | SURGE #1 | 73.D5
AF0321:23 | WC2143 | TE47451 | RED | 20 | 74.A7 | EA03213:3 | SURGE #1 | 74.A5
AF0321:07 | WC2143 | TE47452 | WHT | 20 | 74.A7 | EA03213:2 | SURGE #1 | 74.A5
AF0321:06 | WC2143 | TE47453 | BLK | 20 | 74.A7 | EA03213:1 | SURGE #1 | 74.A5
AF0321:54 | WC2143 | TE4745S1 | SH | 20 | 74.A7 | FLOATING | SURGE #1 | 74.A5
AF0321:27 | WC2144 | TE47511 | RED | 20 | 74.B7 | EA03215:3 | SURGE #1 | 74.B5
AF0321:11 | WC2144 | TE47512 | WHT | 20 | 74.B7 | EA03215:2 | SURGE #1 | 74.B5
AF0321:10 | WC2144 | TE47513 | BLK | 20 | 74.B7 | EA03215:1 | SURGE #1 | 74.B5
AF0321:58 | WC2144 | TE4751S1 | SH | 20 | 74.B7 | FLOATING | SURGE #1 | 74.B5
AF0321:31 | WC2145 | TE47711 | RED | 20 | 74.C7 | EA03217:3 | SURGE #1 | 74.C5
AF0321:15 | WC2145 | TE47712 | WHT | 20 | 74.C7 | EA03217:2 | SURGE #1 | 74.C5
AF0321:14 | WC2145 | TE47713 | BLK | 20 | 74.C7 | EA03217:1 | SURGE #1 | 74.C5
AF0321:62 | WC2145 | TE4771S1 | SH | 20 | 74.C7 | FLOATING | SURGE #1 | 74.D5
AF1207:39 | SC | PS46012 | WHT | 20 | 84.A7 | EA120707:1 | SURGE #2 | 84.A5
KA4401:11 | SC | PS44012 | WHT | 20 | 90.A6 | EA120702:1 | SURGE #2 | 90.A5
KA4401:A1 | SC | PS44013 | WHT | 20 | 90.A6 | EA120702:2 | SURGE #2 | 90.A5
KA4601:11 | SC | PS46012 | WHT | 20 | 84.A6 | EA120707:1 | SURGE #2 | 84.A5
KA4601:A1 | SC | PS46013 | WHT | 20 | 84.A6 | EA120707:2 | SURGE #2 | 84.A5
PEG0410:5 | SC | GR0142 | GRN/YEL | 14 | 6.C4 | GR0142: | SURGE #2 | 6.C5
PEG0410:6 | SC | GR0143 | GRN/YEL | 14 | 6.C4 | GR0143: | SURGE #2 | 6.C4
AF1210:42 | WC4153 | PT44101 | RED | 20 | 90.B7 | EA121005:1 | SURGE #2 | 90.B5
AF1210:10 | WC4153 | PT44102 | BLK | 20 | 90.B7 | EA121005:2 | SURGE #2 | 90.B5
AF1210:58 | WC4153 | PT4410S2 | SH | 20 | 90.B7 | FLOATING | SURGE #2 | 90.B5
AF1205:32 | WC4154 | PT44301 | RED | 20 | 90.B7 | EA120500:1 | SURGE #2 | 90.B5
AF1205:00 | WC4154 | PT44302 | BLK | 20 | 90.B7 | EA120500:2 | SURGE #2 | 90.B5
AF1205:48 | WC4154 | PT4430S2 | SH | 20 | 90.B7 | FLOATING | SURGE #2 | 90.C5
AF1211:32 | WC4155 | PDT44101 | RED | 20 | 90.C7 | EA121100:1 | SURGE #2 | 90.C5
AF1211:00 | WC4155 | PDT44102 | BLK | 20 | 90.C7 | EA121100:2 | SURGE #2 | 90.C5
AF1211:48 | WC4155 | PDT4410S2 | SH | 20 | 90.C7 | FLOATING | SURGE #2 | 90.C5
AF0276:40 | WC4168 | 027640 | RED | 20 | 84.B7 | EA027604:1 | SURGE #2 | 84.B5
AF0276:08 | WC4168 | 027608 | BLK | 20 | 84.B7 | EA027604:2 | SURGE #2 | 84.B5
AF0276:56 | WC4168 | 027656 | SH | 20 | 84.B7 | FLOATING | SURGE #2 | 84.B5
AF1205:36 | WC4169 | 120536 | RED | 20 | 84.B7 | EA120501:1 | SURGE #2 | 84.B5
AF1205:04 | WC4169 | 120504 | BLK | 20 | 84.B7 | EA120501:2 | SURGE #2 | 84.B5
AF1205:52 | WC4169 | 120552 | SH | 20 | 84.B7 | FLOATING | SURGE #2 | 84.C5
AF0276:SH | SC | IEG02803 | GRN | 14 | 30.D5 | IEG0280:3 | VIBRATION | 30.D6
AU0320:GND | SC | AU0320G | GRN | 14 | 28.C1 | XT0900:4 | VIBRATION | 28.D2
FU0131:LD | SC | FU0131 | WHT | 16 | 31.C1 | AF0510:55 | VIBRATION | 31.B2
FU0253:LD | SC | FU0253 | WHT | 16 | 29.C1 | AF0610:55 | VIBRATION | 29.B3
FU0283:LD | SC | FU0283 | WHT | 16 | 30.C1 | AF0710:55 | VIBRATION | 30.B3
FU0310:LI | SC | FU0136 | WHT | 14 | 28.A4 | XT0110:1 | VIBRATION | 27.A5
FU0313:LD | SC | FU0313 | WHT | 16 | 28.C1 | AF0910:55 | VIBRATION | 28.B5
IEG0130:4 | SC | IEG01304 | GRN | 14 | 31.C3 | XT0500:2 | VIBRATION | 31.C3
IEG0130:6 | SC | XT06002 | GRN | 14 | 29.C5 | XT0600:2 | VIBRATION | 29.C5
XT0130:2 | SC | 0V | WHT | 16 | 31.A5 | AF0510:53 | VIBRATION | 31.B2
XT0130:5 | SC | KA0231A1 | WHT | 14 | 31.A5 | XT0110:5 | VIBRATION | 27.B5
XT0250:2 | SC | 0V | WHT | 16 | 29.A5 | AF0610:53 | VIBRATION | 29.B3
XT0280:2 | SC | 0V | WHT | 16 | 30.A5 | AF0710:53 | VIBRATION | 30.B3
XT0310:2 | SC | 0V | WHT | 16 | 28.A5 | XT0110:2 | VIBRATION | 27.A5
XT0310:2 | SC | 0V | WHT | 16 | 28.A5 | AF0910:53 | VIBRATION | 28.B5
AU0240:L2 | WC0024 | AU0240L2 | ENET | CABLE | 2.B4 | AF0710:L1 | VIBRATION | 2.B4
AU0270:L2 | WC0027 | AU0270L2 | ENET | CABLE | 2.B2 | AF0510:L1 | VIBRATION | 2.B2
AU0320:L2 | WC0032 | AU0320L2 | ENET | CABLE | 2.B5 | AF0610:L1 | VIBRATION | 2.B6
AU1200:L1 | WC0052 | AF0520L2 | ENET | CABLE | 2.B4 | AF0520:L2 | VIBRATION | 2.B3
AU0240:L1 | WC0062 | AF0620L2 | ENET | CABLE | 2.B4 | AF0620:L2 | VIBRATION | 2.B5
AU0270:L1 | WC0072 | AF0720L2 | ENET | CABLE | 2.B2 | AF0720:L2 | VIBRATION | 2.B3
AU0320:L1 | WC0094 | AF0940L2 | ENET | CABLE | 2.B5 | AF0940:L2 | VIBRATION | 2.B4
EA09400:1 | WC1104 | VE47651 | RED | 20 | 72.A5 | AF0940:01 | VIBRATION | 72.A6
EA09400:2 | WC1104 | VE47652 | WHT | 20 | 72.A5 | AF0940:02 | VIBRATION | 72.A6
EA09400:3 | WC1104 | VE47653 | BLK | 20 | 72.A5 | AF0940:04 | VIBRATION | 72.A6
FLOATING | WC1104 | VE4765S1 | SH | 20 | 72.A6 | AF0940:19 | VIBRATION | 72.A6
EA09401:1 | WC1109 | VE47551 | RED | 20 | 72.A5 | AF0940:05 | VIBRATION | 72.A6
EA09401:2 | WC1109 | VE47552 | WHT | 20 | 72.A5 | AF0940:06 | VIBRATION | 72.A6
EA09401:3 | WC1109 | VE47553 | BLK | 20 | 72.A5 | AF0940:08 | VIBRATION | 72.A6
FLOATING | WC1109 | VE4755S1 | SH | 20 | 72.A6 | AF0940:23 | VIBRATION | 72.A6
EA09202:1 | WC1110 | UA47411 | RED | 20 | 71.B5 | AF0920:09 | VIBRATION | 71.B6
EA09202:2 | WC1110 | UA47412 | WHT | 20 | 71.B5 | AF0920:10 | VIBRATION | 71.B6
EA09202:3 | WC1110 | UA47413 | BLK | 20 | 71.B5 | AF0920:12 | VIBRATION | 71.B6
FLOATING | WC1110 | UA4741S1 | SH | 20 | 71.B6 | AF0920:27 | VIBRATION | 71.B6
EA09203:1 | WC1111 | UA47401 | RED | 20 | 71.B5 | AF0920:13 | VIBRATION | 71.B6
EA09203:2 | WC1111 | UA47402 | WHT | 20 | 71.B5 | AF0920:14 | VIBRATION | 71.B6
EA09203:3 | WC1111 | UA47403 | BLK | 20 | 71.B5 | AF0920:16 | VIBRATION | 71.B6
FLOATING | WC1111 | UA4740S1 | SH | 20 | 71.C6 | AF0920:31 | VIBRATION | 71.B6
EA09102:1 | WC1112 | UA47611 | RED | 20 | 71.C5 | AF0910:09 | VIBRATION | 71.C6
EA09102:2 | WC1112 | UA47612 | WHT | 20 | 71.C5 | AF0910:10 | VIBRATION | 71.C6
EA09102:3 | WC1112 | UA47613 | BLK | 20 | 71.C5 | AF0910:12 | VIBRATION | 71.C6
FLOATING | WC1112 | UA4761S1 | SH | 20 | 71.C6 | AF0910:27 | VIBRATION | 71.C6
EA09103:1 | WC1113 | UA47601 | RED | 20 | 71.C5 | AF0910:13 | VIBRATION | 71.C6
EA09103:2 | WC1113 | UA47602 | WHT | 20 | 71.C5 | AF0910:14 | VIBRATION | 71.C6
EA09103:3 | WC1113 | UA47603 | BLK | 20 | 71.C5 | AF0910:16 | VIBRATION | 71.C6
FLOATING | WC1113 | UA4760S1 | SH | 20 | 71.C6 | AF0910:31 | VIBRATION | 71.C6
EA09402:1 | WC1114 | UA47521 | RED | 20 | 71.D5 | AF0940:09 | VIBRATION | 71.D6
EA09402:2 | WC1114 | UA47522 | WHT | 20 | 71.D5 | AF0940:10 | VIBRATION | 71.D6
EA09402:3 | WC1114 | UA47523 | BLK | 20 | 71.D5 | AF0940:12 | VIBRATION | 71.D6
FLOATING | WC1114 | UA4752S1 | SH | 20 | 71.D6 | AF0940:27 | VIBRATION | 71.D6
EA040000:1 | WC1228 | UA12631 | RED | 20 | 58.A5 | AF0400:01 | VIBRATION | 58.A6
EA040000:2 | WC1228 | UA12632 | WHT | 20 | 58.A5 | AF0400:02 | VIBRATION | 58.A6
EA040000:3 | WC1228 | UA12633 | BLK | 20 | 58.A5 | AF0400:03 | VIBRATION | 58.A6
FLOATING | WC1228 | UA1263S1 | SH | 20 | 58.A5 | AF0400:07 | VIBRATION | 58.A6
EA041000:1 | WC1229 | UA12111 | RED | 20 | 58.A5 | AF0410:01 | VIBRATION | 58.A6
EA041000:2 | WC1229 | UA12112 | WHT | 20 | 58.A5 | AF0410:02 | VIBRATION | 58.A6
EA041000:3 | WC1229 | UA12113 | BLK | 20 | 58.A5 | AF0410:04 | VIBRATION | 58.A6
FLOATING | WC1229 | UA1211S1 | SH | 20 | 58.B5 | AF0410:19 | VIBRATION | 58.A6
EA041001:1 | WC1230 | UA12101 | RED | 20 | 58.B5 | AF0410:05 | VIBRATION | 58.B6
EA041001:2 | WC1230 | UA12102 | WHT | 20 | 58.B5 | AF0410:06 | VIBRATION | 58.B6
EA041001:3 | WC1230 | UA12103 | BLK | 20 | 58.B5 | AF0410:08 | VIBRATION | 58.B6
FLOATING | WC1230 | UA1210S1 | SH | 20 | 58.B5 | AF0410:23 | VIBRATION | 58.B6
EA041002:1 | WC1231 | UA12211 | RED | 20 | 58.B5 | AF0410:09 | VIBRATION | 58.B6
EA041002:2 | WC1231 | UA12212 | WHT | 20 | 58.B5 | AF0410:10 | VIBRATION | 58.B6
EA041002:3 | WC1231 | UA12213 | BLK | 20 | 58.B5 | AF0410:12 | VIBRATION | 58.B6
FLOATING | WC1231 | UA1221S1 | SH | 20 | 58.C5 | AF0410:27 | VIBRATION | 58.B6
EA041003:1 | WC1232 | UA12201 | RED | 20 | 58.C5 | AF0410:13 | VIBRATION | 58.C6
EA041003:2 | WC1232 | UA12202 | WHT | 20 | 58.C5 | AF0410:14 | VIBRATION | 58.C6
EA041003:3 | WC1232 | UA12203 | BLK | 20 | 58.C5 | AF0410:16 | VIBRATION | 58.C6
FLOATING | WC1232 | UA1220S1 | SH | 20 | 58.C5 | AF0410:31 | VIBRATION | 58.C6
EA042000:1 | WC1233 | UA12311 | RED | 20 | 58.C5 | AF0420:01 | VIBRATION | 58.C6
EA042000:2 | WC1233 | UA12312 | WHT | 20 | 58.C5 | AF0420:02 | VIBRATION | 58.C6
EA042000:3 | WC1233 | UA12313 | BLK | 20 | 58.C5 | AF0420:04 | VIBRATION | 58.C6
FLOATING | WC1233 | UA1231S1 | SH | 20 | 58.D5 | AF0420:19 | VIBRATION | 58.C6
EA042001:1 | WC1234 | UA12301 | RED | 20 | 58.D5 | AF0420:05 | VIBRATION | 58.D6
EA042001:2 | WC1234 | UA12302 | WHT | 20 | 58.D5 | AF0420:06 | VIBRATION | 58.D6
EA042001:3 | WC1234 | UA12303 | BLK | 20 | 58.D5 | AF0420:08 | VIBRATION | 58.D6
FLOATING | WC1234 | UA1230S1 | SH | 20 | 58.D5 | AF0420:23 | VIBRATION | 58.D6
EA045002:1 | WC1235 | UA12621 | RED | 20 | 58.D5 | AF0450:09 | VIBRATION | 58.D6
EA045002:2 | WC1235 | UA12622 | WHT | 20 | 58.D5 | AF0450:10 | VIBRATION | 58.D6
EA045002:3 | WC1235 | UA12623 | BLK | 20 | 58.D5 | AF0450:12 | VIBRATION | 58.D6
FLOATING | WC1235 | UA1262S1 | SH | 20 | 58.D5 | AF0450:27 | VIBRATION | 58.D6
EA040001:1 | WC1236 | UA12731 | RED | 20 | 59.A5 | AF0400:04 | VIBRATION | 59.A6
EA040001:2 | WC1236 | UA12732 | WHT | 20 | 59.A5 | AF0400:05 | VIBRATION | 59.A6
EA040001:3 | WC1236 | UA12733 | BLK | 20 | 59.A5 | AF0400:06 | VIBRATION | 59.A6
FLOATING | WC1236 | UA1273S1 | SH | 20 | 59.A6 | AF0400:11 | VIBRATION | 59.A6
EA043000:1 | WC1237 | UA12411 | RED | 20 | 59.B5 | AF0430:01 | VIBRATION | 59.B6
EA043000:2 | WC1237 | UA12412 | WHT | 20 | 59.B5 | AF0430:02 | VIBRATION | 59.B6
EA043000:3 | WC1237 | UA12413 | BLK | 20 | 59.B5 | AF0430:04 | VIBRATION | 59.B6
FLOATING | WC1237 | UA1241S1 | SH | 20 | 59.B6 | AF0430:19 | VIBRATION | 59.B6
EA043001:1 | WC1238 | UA12401 | RED | 20 | 59.B5 | AF0430:05 | VIBRATION | 59.B6
EA043001:2 | WC1238 | UA12402 | WHT | 20 | 59.B5 | AF0430:06 | VIBRATION | 59.B6
EA043001:3 | WC1238 | UA12403 | BLK | 20 | 59.B5 | AF0430:08 | VIBRATION | 59.B6
FLOATING | WC1238 | UA1240S1 | SH | 20 | 59.B6 | AF0430:23 | VIBRATION | 59.B6
EA043002:1 | WC1239 | UA12511 | RED | 20 | 59.C5 | AF0430:09 | VIBRATION | 59.C6
EA043002:2 | WC1239 | UA12512 | WHT | 20 | 59.C5 | AF0430:10 | VIBRATION | 59.C6
EA043002:3 | WC1239 | UA12513 | BLK | 20 | 59.C5 | AF0430:12 | VIBRATION | 59.C6
FLOATING | WC1239 | UA1251S1 | SH | 20 | 59.C6 | AF0430:27 | VIBRATION | 59.C6
EA043003:1 | WC1240 | UA12501 | RED | 20 | 59.C5 | AF0430:13 | VIBRATION | 59.C6
EA043003:2 | WC1240 | UA12502 | WHT | 20 | 59.C5 | AF0430:14 | VIBRATION | 59.C6
EA043003:3 | WC1240 | UA12503 | BLK | 20 | 59.C5 | AF0430:16 | VIBRATION | 59.C6
FLOATING | WC1240 | UA1250S1 | SH | 20 | 59.C6 | AF0430:31 | VIBRATION | 59.C6
EA045003:1 | WC1241 | UA12721 | RED | 20 | 59.C5 | AF0450:13 | VIBRATION | 59.C6
EA045003:2 | WC1241 | UA12722 | WHT | 20 | 59.C5 | AF0450:14 | VIBRATION | 59.C6
EA045003:3 | WC1241 | UA12723 | BLK | 20 | 59.C5 | AF0450:16 | VIBRATION | 59.C6
FLOATING | WC1241 | UA1272S1 | SH | 20 | 59.D6 | AF0450:31 | VIBRATION | 59.C6
EA042002:1 | WC1243 | VE12041 | RED | 20 | 59.D5 | AF0420:11 | VIBRATION | 59.D6
EA042002:2 | WC1243 | VE12042 | BLK | 20 | 59.D5 | AF0420:12 | VIBRATION | 59.D6
FLOATING | WC1243 | VE1204S1 | SH | 20 | 59.D6 | AF0420:27 | VIBRATION | 59.D6
EA045000:1 | WC1244 | VE12141 | RED | 20 | 59.D5 | AF0450:01 | VIBRATION | 59.D6
EA045000:2 | WC1244 | VE12142 | WHT | 20 | 59.D5 | AF0450:02 | VIBRATION | 59.D6
EA045000:3 | WC1244 | VE12143 | BLK | 20 | 59.D5 | AF0450:04 | VIBRATION | 59.D6
FLOATING | WC1244 | VE1214S1 | SH | 20 | 59.D6 | AF0450:19 | VIBRATION | 59.D6
EA06000:1 | WC1247 | UA45731 | RED | 20 | 75.A5 | AF0600:01 | VIBRATION | 75.A6
EA06000:2 | WC1247 | UA45732 | WHT | 20 | 75.A5 | AF0600:02 | VIBRATION | 75.A6
EA06000:3 | WC1247 | UA45733 | BLK | 20 | 75.A5 | AF0600:03 | VIBRATION | 75.A6
FLOATING | WC1247 | UA4573S1 | SH | 20 | 75.A6 | AF0600:07 | VIBRATION | 75.A6
EA06100:1 | WC1248 | UA45611 | RED | 20 | 75.B5 | AF0610:01 | VIBRATION | 75.B6
EA06100:2 | WC1248 | UA45612 | WHT | 20 | 75.B5 | AF0610:02 | VIBRATION | 75.B6
EA06100:3 | WC1248 | UA45613 | BLK | 20 | 75.B5 | AF0610:04 | VIBRATION | 75.B6
FLOATING | WC1248 | UA4561S1 | SH | 20 | 75.B6 | AF0610:19 | VIBRATION | 75.B6
EA06101:1 | WC1249 | UA45601 | RED | 20 | 75.B5 | AF0610:05 | VIBRATION | 75.B6
EA06101:2 | WC1249 | UA45602 | WHT | 20 | 75.B5 | AF0610:06 | VIBRATION | 75.B6
EA06101:3 | WC1249 | UA45603 | BLK | 20 | 75.B5 | AF0610:08 | VIBRATION | 75.B6
FLOATING | WC1249 | UA4560S1 | SH | 20 | 75.B6 | AF0610:23 | VIBRATION | 75.B6
EA06102:1 | WC1250 | UA45711 | RED | 20 | 75.C5 | AF0610:09 | VIBRATION | 75.C6
EA06102:2 | WC1250 | UA45712 | WHT | 20 | 75.C5 | AF0610:10 | VIBRATION | 75.C6
EA06102:3 | WC1250 | UA45713 | BLK | 20 | 75.C5 | AF0610:12 | VIBRATION | 75.C6
FLOATING | WC1250 | UA4571S1 | SH | 20 | 75.C6 | AF0610:27 | VIBRATION | 75.C6
EA06103:1 | WC1251 | UA45701 | RED | 20 | 75.C5 | AF0610:13 | VIBRATION | 75.C6
EA06103:2 | WC1251 | UA45702 | WHT | 20 | 75.C5 | AF0610:14 | VIBRATION | 75.C6
EA06103:3 | WC1251 | UA45703 | BLK | 20 | 75.C5 | AF0610:16 | VIBRATION | 75.C6
FLOATING | WC1251 | UA4570S1 | SH | 20 | 75.C6 | AF0610:31 | VIBRATION | 75.C6
EA05000:1 | WC1252 | UA44731 | RED | 20 | 87.A5 | AF0500:01 | VIBRATION | 87.A6
EA05000:2 | WC1252 | UA44732 | WHT | 20 | 87.A5 | AF0500:02 | VIBRATION | 87.A6
EA05000:3 | WC1252 | UA44733 | BLK | 20 | 87.A5 | AF0500:03 | VIBRATION | 87.A6
FLOATING | WC1252 | UA4473S1 | SH | 20 | 87.A6 | AF0500:07 | VIBRATION | 87.A6
EA05100:1 | WC1253 | UA44611 | RED | 20 | 87.B5 | AF0510:01 | VIBRATION | 87.B6
EA05100:2 | WC1253 | UA44612 | WHT | 20 | 87.B5 | AF0510:02 | VIBRATION | 87.B6
EA05100:3 | WC1253 | UA44613 | BLK | 20 | 87.B5 | AF0510:04 | VIBRATION | 87.B6
FLOATING | WC1253 | UA4416S1 | SH | 20 | 87.B6 | AF0510:19 | VIBRATION | 87.B6
EA05101:1 | WC1254 | UA44601 | RED | 20 | 87.B5 | AF0510:05 | VIBRATION | 87.B6
EA05101:2 | WC1254 | UA44602 | WHT | 20 | 87.B5 | AF0510:06 | VIBRATION | 87.B6
EA05101:3 | WC1254 | UA44603 | BLK | 20 | 87.B5 | AF0510:08 | VIBRATION | 87.B6
FLOATING | WC1254 | UA4460S1 | SH | 20 | 87.B6 | AF0510:23 | VIBRATION | 87.B6
EA05102:1 | WC1255 | UA44711 | RED | 20 | 87.C5 | AF0510:09 | VIBRATION | 87.C6
EA05102:2 | WC1255 | UA44712 | WHT | 20 | 87.C5 | AF0510:10 | VIBRATION | 87.C6
EA05102:3 | WC1255 | UA44713 | BLK | 20 | 87.C5 | AF0510:12 | VIBRATION | 87.C6
FLOATING | WC1255 | UA4471S1 | SH | 20 | 87.C6 | AF0510:27 | VIBRATION | 87.C6
EA05103:1 | WC1256 | UA44701 | RED | 20 | 87.C5 | AF0510:13 | VIBRATION | 87.C6
EA05103:2 | WC1256 | UA44702 | WHT | 20 | 87.C5 | AF0510:14 | VIBRATION | 87.C6
EA05103:3 | WC1256 | UA44703 | BLK | 20 | 87.C5 | AF0510:16 | VIBRATION | 87.C6
FLOATING | WC1256 | UA4470S1 | SH | 20 | 87.C6 | AF0510:31 | VIBRATION | 87.C6
EA05200:1 | WC1257 | UA44621 | RED | 20 | 87.C5 | AF0520:01 | VIBRATION | 87.C6
EA05200:2 | WC1257 | UA44622 | WHT | 20 | 87.C5 | AF0520:02 | VIBRATION | 87.C6
EA05200:3 | WC1257 | UA44623 | BLK | 20 | 87.C5 | AF0520:04 | VIBRATION | 87.C6
FLOATING | WC1257 | UA4462S1 | SH | 20 | 87.D6 | AF0520:19 | VIBRATION | 87.C6
EA06200:1 | WC1259 | UA45621 | RED | 20 | 75.C5 | AF0620:01 | VIBRATION | 75.C6
EA06200:2 | WC1259 | UA45622 | WHT | 20 | 75.C5 | AF0620:02 | VIBRATION | 75.C6
EA06200:3 | WC1259 | UA45623 | BLK | 20 | 75.C5 | AF0620:04 | VIBRATION | 75.C6
FLOATING | WC1259 | UA4562S1 | SH | 20 | 75.D6 | AF0620:19 | VIBRATION | 75.C6
EA07000:1 | WC1260 | UA46731 | RED | 20 | 81.A5 | AF0700:01 | VIBRATION | 81.A6
EA07000:2 | WC1260 | UA46732 | WHT | 20 | 81.A5 | AF0700:02 | VIBRATION | 81.A6
EA07000:3 | WC1260 | UA46733 | BLK | 20 | 81.A5 | AF0700:03 | VIBRATION | 81.A6
FLOATING | WC1260 | UA4673S1 | SH | 20 | 81.A6 | AF0700:07 | VIBRATION | 81.A6
EA07100:1 | WC1261 | UA46611 | RED | 20 | 81.B5 | AF0710:01 | VIBRATION | 81.B6
EA07100:2 | WC1261 | UA46612 | WHT | 20 | 81.B5 | AF0710:02 | VIBRATION | 81.B6
EA07100:3 | WC1261 | UA46613 | BLK | 20 | 81.B5 | AF0710:04 | VIBRATION | 81.B6
FLOATING | WC1261 | UA4661S1 | SH | 20 | 81.B6 | AF0710:19 | VIBRATION | 81.B6
EA07101:1 | WC1262 | UA46601 | RED | 20 | 81.B5 | AF0710:05 | VIBRATION | 81.B6
EA07101:2 | WC1262 | UA46602 | WHT | 20 | 81.B5 | AF0710:06 | VIBRATION | 81.B6
EA07101:3 | WC1262 | UA46603 | BLK | 20 | 81.B5 | AF0710:08 | VIBRATION | 81.B6
FLOATING | WC1262 | UA4660S1 | SH | 20 | 81.B6 | AF0710:23 | VIBRATION | 81.B6
EA07102:1 | WC1263 | UA46711 | RED | 20 | 81.C5 | AF0710:09 | VIBRATION | 81.C6
EA07102:2 | WC1263 | UA46712 | WHT | 20 | 81.C5 | AF0710:10 | VIBRATION | 81.C6
EA07102:3 | WC1263 | UA46713 | BLK | 20 | 81.C5 | AF0710:12 | VIBRATION | 81.C6
FLOATING | WC1263 | UA4671S1 | SH | 20 | 81.C6 | AF0710:27 | VIBRATION | 81.C6
EA07103:1 | WC1264 | UA46701 | RED | 20 | 81.C5 | AF0710:13 | VIBRATION | 81.C6
EA07103:2 | WC1264 | UA46702 | WHT | 20 | 81.C5 | AF0710:14 | VIBRATION | 81.C6
EA07103:3 | WC1264 | UA46703 | BLK | 20 | 81.C5 | AF0710:16 | VIBRATION | 81.C6
FLOATING | WC1264 | UA4670S1 | SH | 20 | 81.C6 | AF0710:31 | VIBRATION | 81.C6
EA07200:1 | WC1265 | UA46621 | RED | 20 | 81.C5 | AF0720:01 | VIBRATION | 81.C6
EA07200:2 | WC1265 | UA46622 | WHT | 20 | 81.C5 | AF0720:02 | VIBRATION | 81.C6
EA07200:3 | WC1265 | UA46623 | BLK | 20 | 81.C5 | AF0720:04 | VIBRATION | 81.C6
FLOATING | WC1265 | UA4662S1 | SH | 20 | 81.D6 | AF0720:19 | VIBRATION | 81.C6
SolarTools ver. 24.0.84.21725 (Mar 20, 2026)
Report date: 3/25/2026 3:24 PM

## CONSOLE
CONSOLE
CONTROL CONSOLE
Project # | J0080
Project Name | MEDCO CORRIDOR DAYUNG GTC-301
Revision | A.6
Controls DE | D.GRANT
Phone:
Controls ME | G.CATO
Phone:
From | [5 empty] | To
Device ID | Cable (W) Conductor (SC) Jumper Clip (JC) | Wire No. | Wire ID | Gauge/Size | Page/Zone | Device ID | Location | Page/Zone
EL0271:- | SC | EL0272W | WHT | 16 | 15.B5 | EL0272:- | CONSOLE | 15.B4
EL0271:+ | SC | EL0271B | BLK | 16 | 15.B5 | ZS0271:1 | CONSOLE | 15.B6
EL0271:+ | SC | EL0272B | BLK | 16 | 15.B5 | EL0272:+ | CONSOLE | 15.B4
EL0272:+ | SC | ZS0273 | WHT | 14 | 15.B4 | ZS0273:2 | CONSOLE | 15.B4
EL0272:- | SC | 0V1 | WHT | 14 | 15.B4 | XT0562:1 | PWR RAIL | 15.B2
ZS0271:2 | SC | FU0273 | WHT | 14 | 15.B6 | FU0273:LD | PWR RAIL | 15.B3
ZS0273:1 | SC | FU0273 | WHT | 14 | 15.B4 | FU0273:LD | PWR RAIL | 15.B3
HA0273:(+) | WC5540 | HA0273P | BLK | 16 | 19.A1 | AF0202:23 | TCP | 19.A3
HA0273:(-) | WC5540 | HA0273N | WHT | 16 | 19.A1 | AF0202:55 | TCP | 19.A3
SolarTools ver. 24.0.84.21725 (Mar 20, 2026)
Report date: 3/25/2026 3:24 PM

## CONSOLE DOOR
CONSOLE DOOR
CONTROL CONSOLE DOOR
Project # | J0080
Project Name | MEDCO CORRIDOR DAYUNG GTC-301
Revision | A.6
Controls DE | D.GRANT
Phone:
Controls ME | G.CATO
Phone:
From | [5 empty] | To
Device ID | Cable (W) Conductor (SC) Jumper Clip (JC) | Wire No. | Wire ID | Gauge/Size | Page/Zone | Device ID | Location | Page/Zone
AT0190:GND | SC | AT0190G | GRN/YEL | 14 | 15.C4 | FRAME | CONSOLE DOOR | 15.C3
AT0190:USB1 | SC | AT0190K | CABLE | USB | 15.C4 | AT0190K:KI | CONSOLE DOOR | 15.C5
AT0190:NEG | SC | 0V1 | WHT | 14 | 15.C4 | XT0562:2 | PWR RAIL | 15.B2
AT0190:POS | SC | FU0190 | WHT | 14 | 15.C4 | FU0190:LD | PWR RAIL | 15.C3
AT0190:ENET | WC0190 | AT0190E | ENET | CABLE | 7.A6 | AT0680:LAN2 | PWR RAIL | 7.A2
SolarTools ver. 24.0.84.21725 (Mar 20, 2026)
Report date: 3/25/2026 3:24 PM

## FIRE CONTROLLER
FIRE CONTROLLER
CONTROL CONSOLE DOOR
Project # | J0080
Project Name | MEDCO CORRIDOR DAYUNG GTC-301
Revision | A.6
Controls DE | D.GRANT
Phone:
Controls ME | G.CATO
Phone:
From | [5 empty] | To
Device ID | Cable (W) Conductor (SC) Jumper Clip (JC) | Wire No. | Wire ID | Gauge/Size | Page/Zone | Device ID | Location | Page/Zone
AT0170:1 | SC | UV01705 | WHT | 14 | 12.A5 | UV0170:5(+) | FIRE CONTROLLER | 12.A3
AT0170:2 | SC | UV01706 | WHT | 14 | 12.A5 | UV0170:6(-) | FIRE CONTROLLER | 12.A3
AT0170:25 | SC | AT017025 | WHT | 20 | 12.B3 | KA0172:A1 | FIRE CONTROLLER | 12.B2
AT0170:3 | SC | UV01707 | WHT | 14 | 12.A5 | UV0170:7(+) | FIRE CONTROLLER | 12.A3
AT0170:31 | SC | AT017031 | WHT | 20 | 12.C3 | KA0174:A1 | FIRE CONTROLLER | 12.C2
AT0170:4 | SC | UV01708 | WHT | 14 | 12.A5 | UV0170:8(-) | FIRE CONTROLLER | 12.A3
AT0170:GND | SC | AT0170G | GRN/YEL | 14 | 12.A5 | FRAME | FIRE CONTROLLER | 12.B6
GR0171: | SC | GR0171 | GRN/YEL | 12 | 6.C6 | FG0014:1 | FIRE CONTROLLER | 6.C6
KA0172:A2 | SC | 0V | WHT | 14 | 12.B2 | KA0174:A2 | FIRE CONTROLLER | 12.C2
KA0176:11 | SC | KA017611 | WHT | 20 | 113.A6 | XT0171:1 | FIRE CONTROLLER | 113.A5
KA0176:A1 | SC | KA014422 | WHT | 20 | 113.B5 | KA0177:A1 | FIRE CONTROLLER | 113.B5
KA0176:A2 | SC | 0V | WHT | 20 | 113.B5 | KA0177:A2 | FIRE CONTROLLER | 113.B5
KA0177:11 | SC | KA024711 | WHT | 20 | 114.A6 | XT0171:5 | FIRE CONTROLLER | 114.A5
UV0170:GND | SC | UV0170G | GRN/YEL | 14 | 12.A3 | FRAME | FIRE CONTROLLER | 12.B4
VD6211:- | SC | KA017611 | LEAD | --- | 113.A5 | XT0171:1 | FIRE CONTROLLER | 113.A5
VD6211:+ | SC | 009304 | LEAD | --- | 113.A5 | XT0171:2 | FIRE CONTROLLER | 113.A6
VD6212:- | SC | KA024711 | LEAD | --- | 114.A5 | XT0171:5 | FIRE CONTROLLER | 114.A5
VD6212:+ | SC | 009313 | LEAD | --- | 114.A5 | XT0171:6 | FIRE CONTROLLER | 114.A6
KA0176:14 | SC | 009336 | WHT | 20 | 113.A6 | AF0093:36 | A PANEL | 113.A7
KA0176:A1 | SC | KA014422 | WHT | 20 | 113.B5 | KA0144:22 | A PANEL | 113.A6
KA0177:14 | SC | 009345 | WHT | 20 | 114.A6 | AF0093:45 | A PANEL | 114.A7
XT0171:2 | SC | 009304 | WHT | 20 | 113.A6 | AF0093:04 | A PANEL | 113.A7
XT0171:6 | SC | 009313 | WHT | 20 | 114.A6 | AF0093:13 | A PANEL | 114.A7
AT0170:24 | SC | FU0139 | WHT | 20 | 12.B3 | XT0240:12 | B PANEL | 24.C4
AT0170:26 | SC | KA0243A1 | WHT | 20 | 12.B3 | XT0240:7 | B PANEL | 24.C3
AT0170:30 | SC | FU0139 | WHT | 20 | 12.C3 | XT0240:12 | B PANEL | 24.C4
AT0170:32 | SC | KA0245A1 | WHT | 20 | 12.C3 | XT0240:8 | B PANEL | 24.D3
XT0171:1 | SC | KA017611 | WHT | 20 | 113.A5 | KA0246:11 | B PANEL | 113.A6
XT0171:5 | SC | KA024711 | WHT | 20 | 114.A5 | KA0247:11 | B PANEL | 114.A5
AT0170:11 | SC | SA017014 | WHT | 20 | 34.A6 | XT0170:11 | FIRE SYSTEM | 34.A5
AT0170:12 | SC | SA017013 | WHT | 20 | 34.A6 | XT0170:12 | FIRE SYSTEM | 34.A5
AT0170:45 | SC | AT017045 | WHT | 20 | 100.D6 | XT0170:5 | FIRE SYSTEM | 100.D5
AT0170:46 | SC | AT017046 | WHT | 20 | 100.D6 | XT0170:6 | FIRE SYSTEM | 100.D5
KA0172:11 | SC | KA017211 | WHT | 20 | 100.D6 | XT0170:7 | FIRE SYSTEM | 100.D5
KA0172:12 | SC | KA017212 | WHT | 20 | 100.D6 | XT0170:8 | FIRE SYSTEM | 100.D5
KA0172:A2 | SC | 0V | WHT | 14 | 12.B2 | XT0170:4 | FIRE SYSTEM | 12.A2
KA0174:11 | SC | KA017411 | WHT | 20 | 100.D6 | XT0170:9 | FIRE SYSTEM | 100.D5
KA0174:12 | SC | KA017412 | WHT | 20 | 100.D6 | XT0170:10 | FIRE SYSTEM | 100.D5
KA0176:A2 | SC | 0V | WHT | 14 | 113.B5 | XT0170:3 | FIRE SYSTEM | 12.A2
UV0170:1(+) | SC | FU0170 | WHT | 14 | 12.A3 | XT0170:2 | FIRE SYSTEM | 12.A2
UV0170:10(-) | SC | UV017010 | WHT | 14 | 12.A3 | AT0175:2P1 | FIRE SYSTEM | 12.B5
UV0170:11(+) | SC | UV017011 | WHT | 14 | 12.A3 | AT0176:1P1 | FIRE SYSTEM | 12.C5
UV0170:12(-) | SC | UV017012 | WHT | 14 | 12.A3 | AT0176:2P1 | FIRE SYSTEM | 12.C5
UV0170:13(+) | SC | LON0P | WHT | 14 | 103.B7 | XT0172:13 | FIRE SYSTEM | 103.A6
UV0170:14(-) | SC | LON0N | WHT | 14 | 103.B7 | XT0172:14 | FIRE SYSTEM | 103.A6
UV0170:15(+) | SC | LON2P | WHT | 14 | 103.B7 | XT0172:17 | FIRE SYSTEM | 103.D6
UV0170:16(-) | SC | LON2N | WHT | 14 | 103.B7 | XT0172:18 | FIRE SYSTEM | 103.D6
UV0170:2(-) | SC | 0V | WHT | 14 | 12.A3 | XT0170:3 | FIRE SYSTEM | 12.A2
UV0170:3(+) | SC | FU0170 | WHT | 14 | 12.A3 | XT0170:2 | FIRE SYSTEM | 12.A2
UV0170:4(-) | SC | 0V | WHT | 14 | 12.A3 | XT0170:3 | FIRE SYSTEM | 12.A2
UV0170:9(+) | SC | UV01709 | WHT | 14 | 12.A3 | AT0175:1P1 | FIRE SYSTEM | 12.B5
AT0170:53 | WC5018 | LON2A1 | WHT | 16 | 103.D6 | XT0172:22 | FIRE SYSTEM | 103.D6
AT0170:52 | WC5018 | LON2B1 | BLK | 16 | 103.D6 | XT0172:23 | FIRE SYSTEM | 103.D6
AT0170:51 | WC5018 | LON2S11 | SH | 16 | 103.D6 | XT0172:24 | FIRE SYSTEM | 103.D6
AT0170:50 | WC8069 | AT017050 | WHT | 16 | 12.A7 | AT0175:4P2 | FIRE SYSTEM | 12.A7
AT0170:49 | WC8069 | AT017049 | BLK | 16 | 12.A7 | AT0175:5P2 | FIRE SYSTEM | 12.A7
AT0170:48 | WC8069 | AT017048 | SH | 16 | 12.A7 | AT0175:6P2 | FIRE SYSTEM | 12.A7
AT0170:L2 | WC0017 | AT0170L2 | ENET | CABLE | 2.D6 | AP0602:L1 | PLC PANEL | 2.A2
AT0170:L1 | WC9002 | BA0002RJ45 | ENET | CABLE | 2.D6 | BA0002:RJ45 | PLC PANEL | 2.D6
SolarTools ver. 24.0.84.21725 (Mar 20, 2026)
Report date: 3/25/2026 3:24 PM

## FIRE SYSTEM
FIRE SYSTEM
CONTROL CONSOLE
Project # | J0080
Project Name | MEDCO CORRIDOR DAYUNG GTC-301
Revision | A.6
Controls DE | D.GRANT
Phone:
Controls ME | G.CATO
Phone:
From | [5 empty] | To
Device ID | Cable (W) Conductor (SC) Jumper Clip (JC) | Wire No. | Wire ID | Gauge/Size | Page/Zone | Device ID | Location | Page/Zone
XT0170:1 | JC | FU0170 | CLIP | --- | 12.A2 | XT0170:2 | FIRE SYSTEM | 12.A2
XT0170:3 | JC | 0V | CLIP | --- | 12.A2 | XT0170:4 | FIRE SYSTEM | 12.A2
AT0175:11 | SC | KA651012 | WHT | 20 | 104.A6 | KA6510:12 | FIRE SYSTEM | 104.A6
AT0175:14 | SC | AT017514 | LEAD | --- | 104.A6 | RR0175S5: -10K OHM | FIRE SYSTEM | 104.A6
AT0175:15 | SC | AT017515 | LEAD | --- | 104.A6 | RR0175S5: -10K OHM | FIRE SYSTEM | 104.A6
AT0175:4P1 | SC | AT01754P1 | WHT | 20 | 12.B5 | XT0170:31 | FIRE SYSTEM | 34.A5
AT0175:5P1 | SC | KA6510A2 | WHT | 20 | 12.B5 | KA6510:A2 | FIRE SYSTEM | 34.A6
AT0175:GND | SC | AT0175G | GRN/YEL | 14 | 12.B5 | FRAME | FIRE SYSTEM | 12.C6
AT0176:11 | SC | AT017611 | LEAD | --- | 104.B6 | RR0176S4: -10K OHM | FIRE SYSTEM | 104.B6
AT0176:12 | SC | AT017612 | LEAD | --- | 104.B6 | RR0176S4: -10K OHM | FIRE SYSTEM | 104.B6
AT0176:14 | SC | AT017614 | LEAD | --- | 104.D6 | RR0176S5: -10K OHM | FIRE SYSTEM | 104.D6
AT0176:15 | SC | AT017615 | LEAD | --- | 104.D6 | RR0176S5: -10K OHM | FIRE SYSTEM | 104.D6
AT0176:17 | SC | AT017617 | LEAD | --- | 104.C6 | RR0176S6: -10K OHM | FIRE SYSTEM | 104.C6
AT0176:18 | SC | AT017618 | LEAD | --- | 104.C6 | RR0176S6: -10K OHM | FIRE SYSTEM | 104.C6
AT0176:20 | SC | AT017620 | LEAD | --- | 104.C6 | RR0176S7: -10K OHM | FIRE SYSTEM | 104.C6
AT0176:21 | SC | AT017621 | LEAD | --- | 104.C6 | RR0176S7: -10K OHM | FIRE SYSTEM | 104.C6
AT0176:4P1 | SC | AT01764P1 | WHT | 14 | 12.C5 | AT0178:1P1 | FIRE SYSTEM | 12.D5
AT0176:5P1 | SC | AT01765P1 | WHT | 14 | 12.C5 | AT0178:2P1 | FIRE SYSTEM | 12.D5
AT0176:8 | SC | AT01768 | LEAD | --- | 102.B6 | RR0176S3: -10K OHM | FIRE SYSTEM | 102.B6
AT0176:9 | SC | AT01769 | LEAD | --- | 102.B6 | RR0176S3: -10K OHM | FIRE SYSTEM | 102.B6
AT0176:GND | SC | AT0176G | GRN/YEL | 14 | 12.C5 | FRAME | FIRE SYSTEM | 12.C6
AT0178:20 | SC | ZS61P | WHT | 20 | 108.A7 | XT0170:25 | FIRE SYSTEM | 108.A6
AT0178:21 | SC | ZS61S | WHT | 20 | 108.A7 | XT0170:26 | FIRE SYSTEM | 108.A6
AT0178:23 | SC | VD0178 | WHT | 20 | 34.D6 | XT0170:16 | FIRE SYSTEM | 34.D6
AT0178:24 | SC | KA0178A2 | WHT | 20 | 34.D6 | XT0170:17 | FIRE SYSTEM | 34.D6
AT0178:GND | SC | AT0178G | GRN/YEL | 14 | 12.D5 | FRAME | FIRE SYSTEM | 12.D6
FU0170:LD | SC | FU0170 | WHT | 14 | 12.A2 | XT0170:2 | FIRE SYSTEM | 12.A2
GR0170: | SC | GR0170 | GRN/YEL | 14 | 6.C6 | FG0001:2 | FIRE SYSTEM | 6.C6
GR0172: | SC | GR0172 | GRN/YEL | 14 | 6.C6 | FG0001:1 | FIRE SYSTEM | 6.C6
KA0178:A1 | SC | KA0178A1 | WHT | 20 | 34.D5 | XT0170:15 | FIRE SYSTEM | 34.D5
KA0178:A2 | SC | KA0178A2 | WHT | 20 | 34.D5 | XT0170:17 | FIRE SYSTEM | 34.D6
KA0875:11 | SC | HA04722 | WHT | 16 | 34.D6 | KA0178:11 | FIRE SYSTEM | 34.D5
KA0875:11 | SC | HA04722 | WHT | 16 | 34.D6 | XT0170:13 | FIRE SYSTEM | 34.D5
KA0875:14 | SC | FU0170 | WHT | 20 | 34.D6 | XT0170:1 | FIRE SYSTEM | 12.A2
KA6510:A1 | SC | SA017023 | WHT | 20 | 34.A6 | KA6511:A1 | FIRE SYSTEM | 34.A6
KA6510:A1 | SC | SA017023 | WHT | 20 | 34.A6 | XT0170:32 | FIRE SYSTEM | 34.A5
KA6510:A2 | SC | KA6510A2 | WHT | 20 | 34.A6 | KA6511:A2 | FIRE SYSTEM | 34.A6
RR0178: -10K OHM | SC | VD0178 | LEAD | --- | 34.D6 | XT0170:16 | FIRE SYSTEM | 34.D6
RR0178: -10K OHM | SC | KA0178A2 | LEAD | --- | 34.D6 | XT0170:17 | FIRE SYSTEM | 34.D6
VD0178:- | SC | KA0178A1 | LEAD | --- | 34.D6 | XT0170:15 | FIRE SYSTEM | 34.D5
VD0178:+ | SC | VD0178 | LEAD | --- | 34.D6 | XT0170:16 | FIRE SYSTEM | 34.D6
XT0170:14 | SC | 0V | WHT | 20 | 34.D5 | XT0170:4 | FIRE SYSTEM | 12.A2
XT0170:4 | SC | 0V | WHT | 14 | 12.A2 | XT0172:5 | FIRE SYSTEM | 101.A6
XT0172:4 | SC | FU0170 | WHT | 14 | 101.A6 | XT0170:1 | FIRE SYSTEM | 12.A2
AT0178:1P2 | WC5500 | LON1A | WHT | 16 | 101.A6 | XT0172:1 | FIRE SYSTEM | 101.A6
AT0178:2P2 | WC5500 | LON1B | BLK | 16 | 101.A6 | XT0172:2 | FIRE SYSTEM | 101.A6
AT0178:3P2 | WC5500 | LON1S1 | SH | 16 | 101.A6 | XT0172:3 | FIRE SYSTEM | 101.A6
AT0175:1P2 | WC8066 | AT01751P2 | WHT | 16 | 12.C7 | AT0176:4P2 | FIRE SYSTEM | 12.C7
AT0175:2P2 | WC8066 | AT01752P2 | BLK | 16 | 12.C7 | AT0176:5P2 | FIRE SYSTEM | 12.C7
AT0175:3P2 | WC8066 | AT01753P2 | SH | 16 | 12.C7 | AT0176:6P2 | FIRE SYSTEM | 12.C7
AT0176:1P2 | WC8067 | AT01761P2 | WHT | 16 | 12.D7 | AT0178:4P2 | FIRE SYSTEM | 12.D7
AT0176:2P2 | WC8067 | AT01762P2 | BLK | 16 | 12.D7 | AT0178:5P2 | FIRE SYSTEM | 12.D7
AT0176:3P2 | WC8067 | AT01763P2 | SH | 16 | 12.D7 | AT0178:6P2 | FIRE SYSTEM | 12.D7
FU0170:LI | SC | FU0136 | WHT | 14 | 12.A2 | XT0138:2 | A PANEL | 21.A3
KA0875:A1 | SC | 009212 | WHT | 20 | 12.C2 | AF0092:12 | A PANEL | 12.C3
KA0875:A2 | SC | 009228 | WHT | 20 | 12.C2 | AF0092:28 | A PANEL | 12.C3
XT0170:3 | SC | 0V | WHT | 14 | 12.A2 | XT0134:2 | A PANEL | 21.B3
KA0178:14 | SC | KA017814 | WHT | 20 | 34.D5 | KA0232:11 | B PANEL | 34.D6
KA0875:14 | SC | FU0170 | WHT | 20 | 34.D6 | KA0232:12 | B PANEL | 34.D6
XT0170:2 | SC | FU0170 | WHT | 20 | 12.A2 | KA0232:21 | B PANEL | 113.A6
AT0175:1P1 | SC | UV01709 | WHT | 14 | 12.B5 | UV0170:9(+) | FIRE CONTROLLER | 12.A3
AT0175:2P1 | SC | UV017010 | WHT | 14 | 12.B5 | UV0170:10(-) | FIRE CONTROLLER | 12.A3
AT0176:1P1 | SC | UV017011 | WHT | 14 | 12.C5 | UV0170:11(+) | FIRE CONTROLLER | 12.A3
AT0176:2P1 | SC | UV017012 | WHT | 14 | 12.C5 | UV0170:12(-) | FIRE CONTROLLER | 12.A3
XT0170:10 | SC | KA017412 | WHT | 20 | 100.D5 | KA0174:12 | FIRE CONTROLLER | 100.D6
XT0170:11 | SC | SA017014 | WHT | 20 | 34.A5 | AT0170:11 | FIRE CONTROLLER | 34.A6
XT0170:12 | SC | SA017013 | WHT | 20 | 34.A5 | AT0170:12 | FIRE CONTROLLER | 34.A6
XT0170:2 | SC | FU0170 | WHT | 14 | 12.A2 | UV0170:3(+) | FIRE CONTROLLER | 12.A3
XT0170:2 | SC | FU0170 | WHT | 14 | 12.A2 | UV0170:1(+) | FIRE CONTROLLER | 12.A3
XT0170:3 | SC | 0V | WHT | 14 | 12.A2 | UV0170:4(-) | FIRE CONTROLLER | 12.A3
XT0170:3 | SC | 0V | WHT | 14 | 12.A2 | KA0176:A2 | FIRE CONTROLLER | 113.B5
XT0170:3 | SC | 0V | WHT | 14 | 12.A2 | UV0170:2(-) | FIRE CONTROLLER | 12.A3
XT0170:4 | SC | 0V | WHT | 14 | 12.A2 | KA0172:A2 | FIRE CONTROLLER | 12.B2
XT0170:5 | SC | AT017045 | WHT | 20 | 100.D5 | AT0170:45 | FIRE CONTROLLER | 100.D6
XT0170:6 | SC | AT017046 | WHT | 20 | 100.D5 | AT0170:46 | FIRE CONTROLLER | 100.D6
XT0170:7 | SC | KA017211 | WHT | 20 | 100.D5 | KA0172:11 | FIRE CONTROLLER | 100.D6
XT0170:8 | SC | KA017212 | WHT | 20 | 100.D5 | KA0172:12 | FIRE CONTROLLER | 100.D6
XT0170:9 | SC | KA017411 | WHT | 20 | 100.D5 | KA0174:11 | FIRE CONTROLLER | 100.D6
XT0172:13 | SC | LON0P | WHT | 14 | 103.A6 | UV0170:13(+) | FIRE CONTROLLER | 103.B7
XT0172:14 | SC | LON0N | WHT | 14 | 103.A6 | UV0170:14(-) | FIRE CONTROLLER | 103.B7
XT0172:17 | SC | LON2P | WHT | 14 | 103.D6 | UV0170:15(+) | FIRE CONTROLLER | 103.B7
XT0172:18 | SC | LON2N | WHT | 14 | 103.D6 | UV0170:16(-) | FIRE CONTROLLER | 103.B7
XT0172:22 | WC5018 | LON2A1 | WHT | 16 | 103.D6 | AT0170:53 | FIRE CONTROLLER | 103.D6
XT0172:23 | WC5018 | LON2B1 | BLK | 16 | 103.D6 | AT0170:52 | FIRE CONTROLLER | 103.D6
XT0172:24 | WC5018 | LON2S11 | SH | 16 | 103.D6 | AT0170:51 | FIRE CONTROLLER | 103.D6
AT0175:4P2 | WC8069 | AT017050 | WHT | 16 | 12.A7 | AT0170:50 | FIRE CONTROLLER | 12.A7
AT0175:5P2 | WC8069 | AT017049 | BLK | 16 | 12.A7 | AT0170:49 | FIRE CONTROLLER | 12.A7
AT0175:6P2 | WC8069 | AT017048 | SH | 16 | 12.A7 | AT0170:48 | FIRE CONTROLLER | 12.A7
AT0175:17 | SC | VD0175A | WHT | 20 | 34.B6 | EA01756:1 | SURGE #1 | 34.B4
AT0175:18 | SC | HL01712 | WHT | 20 | 34.B6 | EA01756:2 | SURGE #1 | 34.B4
AT0175:2 | SC | SB017023 | WHT | 20 | 34.B6 | EA01751:1 | SURGE #1 | 34.B4
AT0175:20 | SC | VD0175I | WHT | 20 | 34.C6 | EA01757:1 | SURGE #1 | 34.C4
AT0175:21 | SC | HL01722 | WHT | 20 | 34.C6 | EA01757:2 | SURGE #1 | 34.C4
AT0175:23 | SC | VD0175D | WHT | 20 | 34.C6 | EA01758:1 | SURGE #1 | 34.C4
AT0175:24 | SC | HL01732 | WHT | 20 | 34.C6 | EA01758:2 | SURGE #1 | 34.C4
AT0175:3 | SC | SB017024 | WHT | 20 | 34.B6 | EA01751:2 | SURGE #1 | 34.B4
AT0175:5 | SC | TS65401 | WHT | 18 | 102.A6 | EA01752:1 | SURGE #1 | 102.A5
AT0175:6 | SC | TS65402 | WHT | 18 | 102.A6 | EA01752:2 | SURGE #1 | 102.A5
AT0175:8 | SC | PS66101 | WHT | 20 | 106.C6 | EA01753:1 | SURGE #1 | 106.C5
AT0175:9 | SC | PS66102 | WHT | 20 | 106.C6 | EA01753:2 | SURGE #1 | 106.C5
AT0176:2 | SC | HAL67303 | WHT | 20 | 100.A6 | EA01761:1 | SURGE #1 | 100.A5
AT0176:23 | SC | HAL67301 | WHT | 20 | 100.A6 | EA01768:1 | SURGE #1 | 100.A5
AT0176:24 | SC | HAL67302 | WHT | 16 | 100.A6 | EA01768:2 | SURGE #1 | 100.A5
AT0176:3 | SC | HAL67304 | WHT | 20 | 100.A6 | EA01761:2 | SURGE #1 | 100.A5
AT0176:5 | SC | HL67101 | WHT | 20 | 100.B6 | EA01762:1 | SURGE #1 | 100.B5
AT0176:6 | SC | HL67102 | WHT | 20 | 100.B6 | EA01762:2 | SURGE #1 | 100.B5
AT0178:11 | SC | ZSO66211 | WHT | 20 | 105.D6 | EA01784:1 | SURGE #1 | 105.D5
AT0178:12 | SC | ZSO66212 | WHT | 20 | 105.D6 | EA01784:2 | SURGE #1 | 105.D5
AT0178:14 | SC | PS66111 | WHT | 20 | 105.A6 | EA01785:1 | SURGE #1 | 105.A5
AT0178:15 | SC | PS66112 | WHT | 20 | 105.A6 | EA01785:2 | SURGE #1 | 105.A5
AT0178:17 | SC | PS66211 | WHT | 20 | 105.C6 | EA01786:1 | SURGE #1 | 105.C5
AT0178:18 | SC | PS66212 | WHT | 20 | 105.C6 | EA01786:2 | SURGE #1 | 105.C5
AT0178:2 | SC | ZSC66111 | WHT | 20 | 105.B6 | EA01781:1 | SURGE #1 | 105.B5
AT0178:3 | SC | ZSC66112 | WHT | 20 | 105.B6 | EA01781:2 | SURGE #1 | 105.B5
AT0178:5 | SC | ZSO66111 | WHT | 20 | 105.B6 | EA01782:1 | SURGE #1 | 105.B5
AT0178:6 | SC | ZSO66112 | WHT | 20 | 105.B6 | EA01782:2 | SURGE #1 | 105.B5
AT0178:8 | SC | ZSC66211 | WHT | 20 | 105.D6 | EA01783:1 | SURGE #1 | 105.D5
AT0178:9 | SC | ZSC66212 | WHT | 20 | 105.D6 | EA01783:2 | SURGE #1 | 105.D5
XT0170:11 | SC | SA017014 | WHT | 20 | 34.A5 | EA01704:1 | SURGE #1 | 34.A4
XT0170:12 | SC | SA017013 | WHT | 20 | 34.A5 | EA01704:2 | SURGE #1 | 34.A4
XT0170:13 | SC | HA04722 | WHT | 20 | 34.D5 | EA0170P:1 | SURGE #1 | 34.D4
XT0170:14 | SC | 0V | WHT | 20 | 34.D5 | EA0170P:2 | SURGE #1 | 34.D4
XT0170:25 | SC | ZS61P | WHT | 20 | 108.A6 | EA017807:1 | SURGE #1 | 108.A6
XT0170:26 | SC | ZS61S | WHT | 20 | 108.A6 | EA017807:2 | SURGE #1 | 108.A6
XT0170:31 | SC | AT01754P1 | WHT | 20 | 34.A5 | EA01704P:1 | SURGE #1 | 34.A4
XT0170:32 | SC | SA017023 | WHT | 20 | 34.A5 | EA01704P:2 | SURGE #1 | 34.A4
XT0172:22 | WC5118 | LON2A1 | WHT | 16 | 103.D6 | EA0170P2:1 | SURGE #1 | 103.D5
XT0172:23 | WC5118 | LON2B1 | BLK | 16 | 103.D6 | EA0170P2:2 | SURGE #1 | 103.D5
XT0172:24 | WC5118 | LON2S11 | SH | 16 | 103.D6 | EA0170P2:3 | SURGE #1 | 103.D5
XT0172:1 | WC5600 | LON1A | WHT | 16 | 101.A6 | EA0178P2:1 | SURGE #1 | 101.A5
XT0172:2 | WC5600 | LON1B | BLK | 16 | 101.A6 | EA0178P2:2 | SURGE #1 | 101.A5
XT0172:3 | WC5600 | LON1S1 | SH | 16 | 101.A6 | EA0178P2:3 | SURGE #1 | 101.A5
XT0172:13 | SC | LON0P | WHT | 20 | 103.A6 | EA01701P:1 | SURGE #2 | 103.A5
XT0172:14 | SC | LON0N | WHT | 20 | 103.A6 | EA01701P:2 | SURGE #2 | 103.A5
XT0172:17 | SC | LON2P | WHT | 14 | 103.D6 | EA01702P:1 | SURGE #2 | 103.D5
XT0172:18 | SC | LON2N | WHT | 14 | 103.D6 | EA01702P:2 | SURGE #2 | 103.D5
XT0172:4 | SC | FU0170 | WHT | 14 | 101.A6 | EA0178P:1 | SURGE #2 | 101.A5
XT0172:5 | SC | 0V | WHT | 14 | 101.A6 | EA0178P:2 | SURGE #2 | 101.A5
SolarTools ver. 24.0.84.21725 (Mar 20, 2026)
Report date: 3/25/2026 3:24 PM

## HEATER PANEL
HEATER PANEL
CONTROL CONSOLE DOOR
Project # | J0080
Project Name | MEDCO CORRIDOR DAYUNG GTC-301
Revision | A.6
Controls DE | D.GRANT
Phone:
Controls ME | G.CATO
Phone:
From | [5 empty] | To
Device ID | Cable (W) Conductor (SC) Jumper Clip (JC) | Wire No. | Wire ID | Gauge/Size | Page/Zone | Device ID | Location | Page/Zone
XT09500:1 | JC | TS0950-L1 | CLIP | --- | 22.B6 | XT09500:2 | HEATER PANEL | 22.B6
XT09500:3 | JC | QS0950-L2 | CLIP | --- | 22.B6 | XT09500:4 | HEATER PANEL | 22.C6
XT09500:5 | JC | H09500G | CLIP | --- | 22.B6 | XT09500:6 | HEATER PANEL | 22.C6
GR0950: | SC | GR0950 | GRN/YEL | 14 | 6.B6 | FRAME | HEATER PANEL | 6.B6
GR0951: | SC | GR0951 | GRN/YEL | 14 | 6.C6 | FRAME | HEATER PANEL | 6.C6
H0950:GND | SC | H09500G | GRN/YEL | 12 | 22.B7 | XT09500:5 | HEATER PANEL | 22.B6
H0950:L1 | SC | TS0950-L1 | RED | 12 | 22.B7 | XT09500:1 | HEATER PANEL | 22.B6
H0950:L2 | SC | QS0950-L2 | RED | 12 | 22.B7 | XT09500:3 | HEATER PANEL | 22.B6
H0951:GND | SC | H09500G | GRN/YEL | 12 | 22.B7 | XT09500:6 | HEATER PANEL | 22.C6
H0951:L1 | SC | TS0950-L1 | RED | 12 | 22.B7 | XT09500:2 | HEATER PANEL | 22.B6
H0951:L2 | SC | QS0950-L2 | RED | 12 | 22.B7 | XT09500:4 | HEATER PANEL | 22.C6
QS0950:LD-1 | SC | QS0950-L1 | RED | 12 | 22.B3 | TS0950:C | HEATER PANEL | 22.B4
QS0950:LD-3 | SC | QS0950-L2 | RED | 12 | 22.B3 | XT09500:3 | HEATER PANEL | 22.B6
QS0950:LI-2 | SC | H0950L1 | RED | 12 | 22.B3 | XT0950:1 | HEATER PANEL | 22.B2
QS0950:LI-4 | SC | H0950L2 | RED | 12 | 22.B3 | XT0950:2 | HEATER PANEL | 22.B2
TS0950:NC | SC | TS0950-L1 | RED | 12 | 22.B4 | XT09500:1 | HEATER PANEL | 22.B6
XT0950:3 | SC | H09500G | GRN/YEL | 12 | 22.B2 | XT09500:5 | HEATER PANEL | 22.B6
SolarTools ver. 24.0.84.21725 (Mar 20, 2026)
Report date: 3/25/2026 3:24 PM

## PLC PANEL
PLC PANEL
CONTROL CONSOLE
Project # | J0080
Project Name | MEDCO CORRIDOR DAYUNG GTC-301
Revision | A.6
Controls DE | D.GRANT
Phone:
Controls ME | G.CATO
Phone:
From | [5 empty] | To
Device ID | Cable (W) Conductor (SC) Jumper Clip (JC) | Wire No. | Wire ID | Gauge/Size | Page/Zone | Device ID | Location | Page/Zone
XT0001:1 | JC | FU0210,WHT | CLIP | --- | 4.B5 | XT0001:2 | PLC PANEL | 4.C5
XT0001:3 | JC | 0V | CLIP | --- | 4.B4 | XT0001:4 | PLC PANEL | 4.C4
AR0600:IE1 | SC | UV0600G | GRN | 14 | 9.A1 | UV0600:GND | PLC PANEL | 9.B2
BA0001:V1(-) | SC | 0V | WHT | 16 | 4.B2 | XT0001:3 | PLC PANEL | 4.B4
BA0001:V1(+) | SC | FU0001 | WHT | 16 | 4.B2 | FU0001:LD | PLC PANEL | 4.B3
BA0002:V1(-) | SC | 0V | WHT | 16 | 4.C2 | XT0001:4 | PLC PANEL | 4.C4
BA0002:V1(+) | SC | FU0002 | WHT | 16 | 4.C2 | FU0002:LD | PLC PANEL | 4.C3
FU0001:LI | SC | FU0210,WHT | WHT | 14 | 4.B3 | XT0001:1 | PLC PANEL | 4.B5
FU0002:LI | SC | FU0210,WHT | WHT | 14 | 4.C3 | XT0001:2 | PLC PANEL | 4.C5
GR0234: | SC | GR0234 | GRN/YEL | 14 | 6.B4 | FRAME | PLC PANEL | 6.B4
PC0470:INP_A | SC | 009312 | WHT | 20 | 35.B5 | PC0470:INP_B | PLC PANEL | 35.B5
RR06040: -75 OHM | SC | * | LEAD | --- | 9.B3 | XY06040:BNC1 | PLC PANEL | 9.C3
RR06041: -75 OHM | SC | * | LEAD | --- | 9.C3 | XY06041:BNC1 | PLC PANEL | 9.C3
AP0604:A | W06040T | XY06040T | COAX | RG6/U | 9.B4 | XY06040:T | PLC PANEL | 9.C3
AP0604:B | W06041T | XY06041T | COAX | RG6/U | 9.B4 | XY06041:T | PLC PANEL | 9.C3
AP0602:L2 | WC0001 | AP0602L2 | ENET | CABLE | 2.A2 | AP0603:L1 | PLC PANEL | 2.A3
PC0470:+PWR | SC | 009344 | WHT | 20 | 35.B5 | AF0093:44 | A PANEL | 35.B7
PC0470:INP_A | SC | 009312 | WHT | 20 | 35.B5 | AF0093:12 | A PANEL | 35.B7
PC0470:-PWR | SC | 009328 | WHT | 20 | 35.B5 | AF0093:28 | A PANEL | 35.B7
UV0600:(-) | SC | 0V | WHT | 14 | 9.B2 | XT0135:1 | A PANEL | 21.B4
UV0600:(+) | SC | FU0010 | WHT | 14 | 9.B2 | FU0010:LD | A PANEL | 21.A5
AP0603:L2 | WC0003 | AP0603L2 | ENET | CABLE | 2.A3 | AU0090:L1 | A PANEL | 2.A4
AR0600:IE2 | SC | IEG02301 | GRN | 12 | 9.A1 | IEG0230:1 | B PANEL | 9.B6
XT0001:1 | SC | FU0210,WHT | WHT | 14 | 4.B5 | XT0233:3 | B PANEL | 21.C4
XT0001:3 | SC | 0V | WHT | 14 | 4.B4 | XT0235:3 | B PANEL | 21.D4
AP0602:L1 | WC0017 | AT0170L2 | ENET | CABLE | 2.A2 | AT0170:L2 | FIRE CONTROLLER | 2.D6
BA0002:RJ45 | WC9002 | BA0002RJ45 | ENET | CABLE | 2.D6 | AT0170:L1 | FIRE CONTROLLER | 2.D6
AP0609:L1 | WC0680 | AP0609L1 | ENET | CABLE | 7.A1 | AT0680:LAN1 | PWR RAIL | 7.A2
BA0001:RJ45 | WC0020 | AU0200L2 | ENET | CABLE | 2.C6 | AU0200:L2 | TCP | 2.C6
SolarTools ver. 24.0.84.21725 (Mar 20, 2026)
Report date: 3/25/2026 3:24 PM

## POWER PANEL
POWER PANEL
CONTROL CONSOLE
Project # | J0080
Project Name | MEDCO CORRIDOR DAYUNG GTC-301
Revision | A.6
Controls DE | D.GRANT
Phone:
Controls ME | G.CATO
Phone:
From | [5 empty] | To
Device ID | Cable (W) Conductor (SC) Jumper Clip (JC) | Wire No. | Wire ID | Gauge/Size | Page/Zone | Device ID | Location | Page/Zone
XT0011:2 | JC | 521POS | CLIP | --- | 20.B2 | XT0011:1 | POWER PANEL | 20.B2
XT0011:3 | JC | 521NEG | CLIP | --- | 20.B2 | XT0011:4 | POWER PANEL | 20.B2
XT0011:5 | JC | UJ0131G | CLIP | --- | 20.B3 | XT0011:6 | POWER PANEL | 20.B3
XT0011:7 | JC | 523NEG | CLIP | --- | 20.D3 | XT0011:8 | POWER PANEL | 20.D3
XT0011:8 | JC | 523NEG | CLIP | --- | 20.D3 | XT0011:9 | POWER PANEL | 20.D3
XT0011:9 | JC | 523NEG | CLIP | --- | 20.D3 | XT0011:10 | POWER PANEL | 20.D3
EA0011P:UP:G | SC | UJ0131G | GRN/YEL | 12 | 20.C2 | XT0011:6 | POWER PANEL | 20.B3
EA0011P:UP:L | SC | 521POS | WHT | 10 | 20.C2 | XT0011:2 | POWER PANEL | 20.B2
EA0011P:UP:N | SC | 521NEG | WHT | 10 | 20.C2 | XT0011:4 | POWER PANEL | 20.B2
EA1420:P:L | SC | FU0014 | WHT | 12 | 41.D5 | FU0014:LD | POWER PANEL | 20.D3
EA1420:P:N | SC | 523NEG | WHT | 12 | 41.D5 | XT0011:9 | POWER PANEL | 20.D3
EA1440:P:L | SC | FU0015 | WHT | 12 | 42.D5 | FU0015:LD | POWER PANEL | 20.D3
EA1440:P:N | SC | 523NEG | WHT | 12 | 42.D5 | XT0011:10 | POWER PANEL | 20.D3
EA2130:P:L | SC | FU0012 | WHT | 12 | 51.D5 | FU0012:LD | POWER PANEL | 20.C3
EA2130:P:N | SC | 523NEG | WHT | 12 | 51.D5 | XT0011:7 | POWER PANEL | 20.D3
FU0012:LI | SC | 523POS | --- | BUS | 20.C3 | FU0013:LI | POWER PANEL | 20.C3
FU0012:LI | SC | 523POS | --- | BUS | 20.C3 | XT0014:1 | POWER PANEL | 20.C2
FU0013:LI | SC | 523POS | --- | BUS | 20.C3 | FU0014:LI | POWER PANEL | 20.D3
FU0014:LI | SC | 523POS | --- | BUS | 20.D3 | FU0015:LI | POWER PANEL | 20.D3
FU0015:LI | SC | 523POS | --- | BUS | 20.D3 | FU0017:LI | POWER PANEL | 20.D3
GR0011: | SC | GR0011 | GRN/YEL | 14 | 6.C6 | FG0013:1 | POWER PANEL | 6.C6
QS0011:LD-1 | SC | UJ0131P | WHT | 10 | 20.B3 | UJ0131:+ | POWER PANEL | 20.B4
QS0011:LD-3 | SC | UJ0131N | WHT | 10 | 20.B3 | UJ0131:- | POWER PANEL | 20.B4
QS0011:LI-2 | SC | 521POS | WHT | 10 | 20.B3 | XT0011:1 | POWER PANEL | 20.B2
QS0011:LI-4 | SC | 521NEG | WHT | 10 | 20.B3 | XT0011:3 | POWER PANEL | 20.B2
UJ0131:G | SC | UJ0131G | GRN/YEL | 12 | 20.B4 | XT0011:5 | POWER PANEL | 20.B3
XT0011:6 | SC | UJ0131G | GRN/YEL | 12 | 20.B3 | FRAME | POWER PANEL | 20.B3
UJ0131:IOUT | SC | UJ0131IOUT | WHT | 20 | 20.B4 | AF0094:06 | A PANEL | 20.B7
UJ0131:OK1 | SC | UJ0131OK1 | WHT | 20 | 20.B4 | AF0091:41 | A PANEL | 20.B7
UJ0131:OK2 | SC | UJ0131OK2 | WHT | 20 | 20.B4 | AF0091:09 | A PANEL | 20.B7
UJ0131:OUT(-) | SC | 0V | WHT | 10 | 20.B4 | XT0134:1 | A PANEL | 21.B3
UJ0131:OUT(+) | SC | 24V | WHT | 10 | 20.B4 | FU0136:LI | A PANEL | 21.A3
UJ0131:VIN | SC | UJ0131VIN | WHT | 20 | 20.B4 | AF0094:04 | A PANEL | 20.A7
EA1420:P:G | SC | EA1420G | GRN/YEL | 12 | 41.D5 | EAG0145: | COMP & GEARBOX | 41.D6
EA1440:P:G | SC | EA1440G | GRN | 12 | 42.D5 | EAG0145: | COMP & GEARBOX | 42.D6
EA2130:P:G | SC | EA2130G | GRN/YEL | 12 | 51.D5 | EAG0145: | COMP & GEARBOX | 51.D6
Report date: 3/25/2026 3:24 PM |  |  |  |  | SolarTools ver. 24.0.84.21725 (Mar 20, 2026)

## PWR RAIL
PWR RAIL
CONTROL CONSOLE DOOR
Project # | J0080
Project Name | MEDCO CORRIDOR DAYUNG GTC-301
Revision | A.6
Controls DE | D.GRANT
Phone:
Controls ME | G.CATO
Phone:
From | [5 empty] | To
Device ID | Cable (W) Conductor (SC) Jumper Clip (JC) | Wire No. | Wire ID | Gauge/Size | Page/Zone | Device ID | Location | Page/Zone
XT0561:2 | JC | FU0200LI | CLIP | --- | 15.A2 | XT0561:1 | PWR RAIL | 15.A2
XT0562:1 | JC | 0V1 | CLIP | --- | 15.B2 | XT0562:2 | PWR RAIL | 15.B2
XT0562:2 | JC | 0V1 | CLIP | --- | 15.B2 | XT0562:3 | PWR RAIL | 15.B2
XT0560:2 | SC | JW0 | CLIP | -- | 15.B2 | XT0562:1 | PWR RAIL | 15.B2
AT0680:NEG | SC | 0V | WHT | 12 | 7.C3 | XT0680:2 | PWR RAIL | 7.D3
AT0680:POS | SC | AT0680POS | WHT | 14 | 7.C3 | XT0680:1 | PWR RAIL | 7.D3
FU0190:LI | SC | FU0200LI | WHT | 14 | 15.C3 | FU0273:LI | PWR RAIL | 15.B3
FU0200:LI | SC | FU0200LI | WHT | 14 | 15.A3 | FU0201:LI | PWR RAIL | 15.B3
FU0200:LI | SC | FU0200LI | WHT | 14 | 15.A3 | XT0561:1 | PWR RAIL | 15.A2
FU0201:LI | SC | FU0200LI | WHT | 14 | 15.B3 | FU0273:LI | PWR RAIL | 15.B3
FU0560:LD | SC | FU0200LI | WHT | 14 | 15.A2 | XT0561:1 | PWR RAIL | 15.A2
FU0560:LI | SC | FU0136 | WHT | 12 | 15.A2 | XT0560:1 | PWR RAIL | 15.A2
FU0680:LD | SC | AT0680POS | WHT | 14 | 7.D2 | XT0680:1 | PWR RAIL | 7.D3
XT0560:1 | SC | FU0136 | WHT | 14 | 15.A2 | XT0138:2 | A PANEL | 21.A3
XT0560:2 | SC | 0V | WHT | 14 | 15.B2 | XT0134:2 | A PANEL | 21.B3
FU0680:LI | SC | FU0210,WHT | WHT | 14 | 7.D2 | XT0233:3 | B PANEL | 21.C4
XT0563:1 | SC | ESTOPB | WHT | 20 | 17.D6 | XT0240:2 | B PANEL | 24.A3
XT0563:2 | SC | ESTOPA | WHT | 20 | 17.D6 | XT0240:3 | B PANEL | 24.A3
XT0563:3 | SC | KA023612 | WHT | 20 | 17.B6 | XT0240:13 | B PANEL | 24.D4
XT0563:4 | SC | 0V | WHT | 20 | 17.B6 | XT0236:3 | B PANEL | 13.C6
XT0563:5 | SC | KA0241A1 | WHT | 20 | 17.C6 | XT0240:6 | B PANEL | 24.C3
XT0563:6 | SC | FU0139 | WHT | 20 | 17.C6 | XT0240:11 | B PANEL | 24.C4
XT0680:2 | SC | 0V | WHT | 14 | 7.D3 | XT0235:3 | B PANEL | 21.D4
FU0273:LD | SC | FU0273 | WHT | 14 | 15.B3 | ZS0271:2 | CONSOLE | 15.B6
FU0273:LD | SC | FU0273 | WHT | 14 | 15.B3 | ZS0273:1 | CONSOLE | 15.B4
XT0562:1 | SC | 0V1 | WHT | 14 | 15.B2 | EL0272:- | CONSOLE | 15.B4
FU0190:LD | SC | FU0190 | WHT | 14 | 15.C3 | AT0190:POS | CONSOLE DOOR | 15.C4
XT0562:2 | SC | 0V1 | WHT | 14 | 15.B2 | AT0190:NEG | CONSOLE DOOR | 15.C4
AT0680:LAN2 | WC0190 | AT0190E | ENET | CABLE | 7.A2 | AT0190:ENET | CONSOLE DOOR | 7.A6
AT0680:LAN1 | WC0680 | AP0609L1 | ENET | CABLE | 7.A2 | AP0609:L1 | PLC PANEL | 7.A1
FU0200:LD | SC | FU0200 | WHT | 14 | 15.A3 | AU0200:V+ | TCP | 15.A3
FU0201:LD | SC | FU0201 | WHT | 14 | 15.B3 | AF0202:V+ | TCP | 15.A5
XT0562:1 | SC | 0V1 | WHT | 14 | 15.B2 | AF0202:COM | TCP | 15.A5
XT0562:1 | SC | 0V1 | WHT | 14 | 15.B2 | AU0200:COM | TCP | 15.A3
XT0562:3 | SC | 0V1 | WHT | 20 | 15.B2 | SH0400:B | TCP | 17.B5
XT0563:1 | SC | ESTOPB | WHT | 20 | 17.D6 | SB0400:11 | TCP | 17.D5
XT0563:2 | SC | ESTOPA | WHT | 20 | 17.D6 | SB0400:12 | TCP | 17.D5
XT0563:3 | SC | KA023612 | WHT | 20 | 17.B6 | XT0564:1 B2 | TCP | 17.B5
XT0563:4 | SC | 0V | WHT | 20 | 17.B6 | HL0410:A | TCP | 17.B5
XT0563:5 | SC | KA0241A1 | WHT | 20 | 17.C6 | SA0401:1 | TCP | 17.C5
XT0563:6 | SC | FU0139 | WHT | 20 | 17.C6 | SA0401:2 | TCP | 17.C5
SolarTools ver. 24.0.84.21725 (Mar 20, 2026)
Report date: 3/25/2026 3:24 PM

## SURGE #1
SURGE #1
CONTROL CONSOLE
Project # | J0080
Project Name | MEDCO CORRIDOR DAYUNG GTC-301
Revision | A.6
Controls DE | D.GRANT
Phone:
Controls ME | G.CATO
Phone:
From | [5 empty] | To
Device ID | Cable (W) Conductor (SC) Jumper Clip (JC) | Wire No. | Wire ID | Gauge/Size | Page/Zone | Device ID | Location | Page/Zone
EA008103:1 | SC | UA1200J26 | WHT | 20 | 25.C4 | KA0130:A2 | A PANEL | 25.C5
EA008103:2 | SC | UA1200J27 | WHT | 20 | 25.C4 | AF0081:19 | A PANEL | 25.C7
EA008104:1 | SC | SB047221 | WHT | 20 | 14.C5 | AF0081:36 | A PANEL | 14.C7
EA008104:2 | SC | SB047222 | WHT | 20 | 14.C5 | AF0081:04 | A PANEL | 14.C7
EA008104P:1 | SC | ESTOPA | WHT | 20 | 14.B5 | XT0137:3 | A PANEL | 14.B6
EA008104P:2 | SC | ESTOP | WHT | 20 | 14.B5 | XT0137:4 | A PANEL | 14.B6
EA008213:1 | SC | PDS62101 | WHT | 20 | 112.A5 | AF0082:45 | A PANEL | 112.A7
EA008213:2 | SC | PDS62102 | WHT | 20 | 112.A5 | AF0082:13 | A PANEL | 112.A7
EA008213P:1 | SC | FU0082 | WHT | 14 | 112.B5 | XT0085:4 | A PANEL | 112.B6
EA008213P:2 | SC | 0V | WHT | 14 | 112.B5 | XT0085:5 | A PANEL | 112.B6
EA008700:1 | SC | SH047113 | WHT | 20 | 13.A5 | AF0087:32 | A PANEL | 13.A7
EA008700:2 | SC | SH047114 | WHT | 20 | 13.A5 | AF0087:00 | A PANEL | 13.A7
EA008701:1 | SC | SH047011 | WHT | 20 | 13.B5 | AF0087:33 | A PANEL | 13.B7
EA008701:2 | SC | SH047012 | WHT | 20 | 13.B5 | AF0087:01 | A PANEL | 13.B7
EA008702:1 | SC | SB047111 | WHT | 20 | 13.D5 | AF0087:34 | A PANEL | 13.D7
EA008702:2 | SC | SB047112 | WHT | 20 | 13.D5 | AF0087:02 | A PANEL | 13.D7
EA008703:1 | SC | SB047323 | WHT | 20 | 13.D5 | AF0087:35 | A PANEL | 13.D7
EA008703:2 | SC | SB047324 | WHT | 20 | 13.D5 | AF0087:03 | A PANEL | 13.D7
EA008704:1 | SC | SB047413 | WHT | 20 | 14.A5 | AF0087:36 | A PANEL | 14.A7
EA008704:2 | SC | SB047414 | WHT | 20 | 14.A5 | AF0087:04 | A PANEL | 14.A7
EA008707:1 | SC | SA047113 | WHT | 20 | 14.A5 | AF0087:39 | A PANEL | 14.A7
EA008707:2 | SC | SA047114 | WHT | 20 | 14.A5 | AF0087:07 | A PANEL | 14.A7
EA008708:1 | SC | SA047123 | WHT | 20 | 14.B5 | AF0087:40 | A PANEL | 14.B7
EA008708:2 | SC | SA047124 | WHT | 20 | 14.B5 | AF0087:08 | A PANEL | 14.B7
EA009105:1 | SC | 009137 | WHT | 20 | 20.A5 | AF0091:37 | A PANEL | 20.A7
EA009105:2 | SC | 009105 | WHT | 20 | 20.A5 | AF0091:05 | A PANEL | 20.A7
EA009204:1 | SC | KA216014 | WHT | 20 | 38.A5 | KA2160:14 | A PANEL | 38.A5
EA009204:2 | SC | KA216011 | WHT | 20 | 38.A5 | KA2160:11 | A PANEL | 38.A5
EA009207:1 | SC | KA216114 | WHT | 20 | 38.B5 | KA2161:14 | A PANEL | 38.B5
EA009207:2 | SC | KA216111 | WHT | 20 | 38.B5 | KA2161:11 | A PANEL | 38.B5
EA009306:1 | SC | SH04705 | WHT | 20 | 13.B5 | AF0093:06 | A PANEL | 13.B7
EA009306:2 | SC | SH04706 | WHT | 20 | 13.B5 | AF0093:22 | A PANEL | 13.B7
EA009315:1 | SC | SH04715 | WHT | 20 | 13.A5 | AF0093:15 | A PANEL | 13.A7
EA009315:2 | SC | SH04716 | WHT | 20 | 13.A5 | AF0093:31 | A PANEL | 13.A7
EA6060A:1 | SC | FU0139 | WHT | 20 | 62.D5 | XT0136:4 | A PANEL | 62.D6
EA6060A:2 | SC | PS32002 | WHT | 20 | 62.D5 | XT0136:5 | A PANEL | 62.D6
EA6060B:2 | SC | PS32004 | WHT | 20 | 62.D5 | XT0136:6 | A PANEL | 62.D6
EA6060B:3 | SC | PS32005 | WHT | 20 | 62.D5 | XT0136:8 | A PANEL | 62.D6
EA008400:3 | WC2126 | TE32001 | RED | 20 | 62.A5 | AF0084:17 | A PANEL | 62.A7
EA008400:2 | WC2126 | TE32002 | WHT | 20 | 62.A5 | AF0084:01 | A PANEL | 62.A7
EA008400:1 | WC2126 | TE32003 | BLK | 20 | 62.A5 | AF0084:00 | A PANEL | 62.A7
FLOATING | WC2126 | TE3200S1 | SH | 20 | 62.A5 | AF0084:48 | A PANEL | 62.A7
EA008401:3 | WC2127 | TE31001 | RED | 20 | 69.A5 | AF0084:19 | A PANEL | 69.A7
EA008401:2 | WC2127 | TE31002 | WHT | 20 | 69.A5 | AF0084:03 | A PANEL | 69.A7
EA008401:1 | WC2127 | TE31003 | BLK | 20 | 69.A5 | AF0084:02 | A PANEL | 69.A7
FLOATING | WC2127 | TE3100S1 | SH | 20 | 69.B5 | AF0084:50 | A PANEL | 69.A7
EA008303:3 | WC2128 | TE35201 | RED | 20 | 60.A5 | AF0083:23 | A PANEL | 60.A7
EA008303:2 | WC2128 | TE35202 | WHT | 20 | 60.A5 | AF0083:07 | A PANEL | 60.A7
EA008303:1 | WC2128 | TE35203 | BLK | 20 | 60.A5 | AF0083:06 | A PANEL | 60.A7
FLOATING | WC2128 | TE3520S1 | SH | 20 | 60.B6 | AF0083:54 | A PANEL | 60.A7
EA009302:3 | WC2156 | TE35101 | RED | 20 | 60.A5 | AF0083:21 | A PANEL | 60.A7
EA009302:2 | WC2156 | TE35102 | WHT | 20 | 60.A5 | AF0083:05 | A PANEL | 60.A7
EA009302:1 | WC2156 | TE35103 | BLK | 20 | 60.A5 | AF0083:04 | A PANEL | 60.A7
FLOATING | WC2156 | TE3510S1 | SH | 20 | 60.A6 | AF0083:52 | A PANEL | 60.A7
EA008304:3 | WC2157 | TE35401 | RED | 20 | 60.B5 | AF0083:25 | A PANEL | 60.B7
EA008304:2 | WC2157 | TE35402 | WHT | 20 | 60.B5 | AF0083:09 | A PANEL | 60.B7
EA008304:1 | WC2157 | TE35403 | BLK | 20 | 60.B5 | AF0083:08 | A PANEL | 60.B7
FLOATING | WC2157 | TE3540S1 | SH | 20 | 60.B6 | AF0083:56 | A PANEL | 60.B7
EA008306:3 | WC2162 | TE61101 | RED | 20 | 110.C5 | AF0083:29 | A PANEL | 110.C7
EA008306:2 | WC2162 | TE61102 | WHT | 20 | 110.C5 | AF0083:13 | A PANEL | 110.C7
EA008306:1 | WC2162 | TE61103 | BLK | 20 | 110.C5 | AF0083:12 | A PANEL | 110.C7
FLOATING | WC2162 | TE6110S1 | SH | 20 | 110.C5 | AF0083:60 | A PANEL | 110.C7
EA008305:3 | WC2180 | TE11101 | RED | 20 | 43.A5 | AF0083:27 | A PANEL | 43.A7
EA008305:2 | WC2180 | TE11102 | WHT | 20 | 43.A5 | AF0083:11 | A PANEL | 43.A7
EA008305:1 | WC2180 | TE11103 | BLK | 20 | 43.A5 | AF0083:10 | A PANEL | 43.A7
FLOATING | WC2180 | TE1110S1 | SH | 20 | 43.A5 | AF0083:58 | A PANEL | 43.A7
EA008301:3 | WC2254 | TE12601 | RED | 20 | 57.B5 | AF0083:19 | A PANEL | 57.B7
EA008301:2 | WC2254 | TE12602 | WHT | 20 | 57.B5 | AF0083:03 | A PANEL | 57.B7
EA008301:1 | WC2254 | TE12603 | BLK | 20 | 57.B5 | AF0083:02 | A PANEL | 57.B7
FLOATING | WC2254 | TE1260S2 | SH | 20 | 57.B6 | AF0083:50 | A PANEL | 57.B7
EA008300:3 | WC2255 | TE12701 | RED | 20 | 57.C5 | AF0083:17 | A PANEL | 57.C7
EA008300:2 | WC2255 | TE12702 | WHT | 20 | 57.C5 | AF0083:01 | A PANEL | 57.C7
EA008300:1 | WC2255 | TE12703 | BLK | 20 | 57.C5 | AF0083:00 | A PANEL | 57.C7
FLOATING | WC2255 | TE1270S2 | SH | 20 | 57.C6 | AF0083:48 | A PANEL | 57.C7
EA008603:1 | WC4029 | PDT61801 | RED | 20 | 109.A5 | AF0086:38 | A PANEL | 109.A7
EA008603:2 | WC4029 | PDT61802 | BLK | 20 | 109.A5 | AF0086:06 | A PANEL | 109.A7
FLOATING | WC4029 | PDT6180S1 | SH | 20 | 109.A5 | AF0086:54 | A PANEL | 109.A7
EA008602:1 | WC4044 | PDT63101 | RED | 20 | 115.A5 | AF0086:36 | A PANEL | 115.A7
EA008602:2 | WC4044 | PDT63102 | BLK | 20 | 115.A5 | AF0086:04 | A PANEL | 115.A7
FLOATING | WC4044 | PDT6310S1 | SH | 20 | 115.A6 | AF0086:52 | A PANEL | 115.A7
EA008503:1 | WC4112 | PT32001 | RED | 20 | 62.C5 | AF0085:38 | A PANEL | 62.C7
EA008503:2 | WC4112 | PT32002 | BLK | 20 | 62.C5 | AF0085:06 | A PANEL | 62.C7
FLOATING | WC4112 | PT3200S1 | SH | 20 | 62.C5 | AF0085:54 | A PANEL | 62.C7
EA008500:1 | WC4191 | FCE14205 | RED | 20 | 41.A5 | AF0085:00 | A PANEL | 41.A7
EA008500:2 | WC4191 | FCE14206 | BLK | 20 | 41.A5 | AF0085:16 | A PANEL | 41.A7
FLOATING | WC4191 | FCE1420S4 | SH | 20 | 41.B5 | AF0085:48 | A PANEL | 41.A7
EA008600:1 | WC4194 | FCE14405 | RED | 20 | 42.A5 | AF0086:00 | A PANEL | 42.B7
EA008600:2 | WC4194 | FCE14406 | BLK | 20 | 42.A5 | AF0086:16 | A PANEL | 42.B7
FLOATING | WC4194 | FCE1440S6 | SH | 20 | 42.B5 | AF0086:48 | A PANEL | 42.B7
EA008507:1 | WC4195 | FCE14403 | RED | 20 | 42.A5 | AF0085:14 | A PANEL | 42.A7
EA008507:2 | WC4195 | FCE14404 | BLK | 20 | 42.A5 | AF0085:30 | A PANEL | 42.A7
FLOATING | WC4195 | FCE1440S5 | SH | 20 | 42.A5 | AF0085:62 | A PANEL | 42.A7
EA008606:1 | WC4562 | FT21082 | RED | 20 | 55.C5 | AF0086:12 | A PANEL | 55.C7
EA008606:2 | WC4562 | FT21083 | BLK | 20 | 55.C5 | AF0086:28 | A PANEL | 55.C7
FLOATING | WC4562 | FT2108S1 | SH | 20 | 55.C5 | AF0086:60 | A PANEL | 55.C7
EA008504:1 | WC4619 | PDT31001 | RED | 20 | 70.A5 | AF0085:40 | A PANEL | 70.A7
EA008504:2 | WC4619 | PDT31002 | BLK | 20 | 70.A5 | AF0085:08 | A PANEL | 70.A7
FLOATING | WC4619 | PDT3100S2 | SH | 20 | 70.B5 | AF0085:56 | A PANEL | 70.A7
EA008505:1 | WC4620 | PDT11101 | RED | 20 | 47.C5 | AF0085:42 | A PANEL | 47.C7
EA008505:2 | WC4620 | PDT11102 | BLK | 20 | 47.C5 | AF0085:10 | A PANEL | 47.C7
FLOATING | WC4620 | PDT1110S1 | SH | 20 | 47.C6 | AF0085:58 | A PANEL | 47.C7
EA008506:1 | WC4623 | PDT32401 | RED | 20 | 61.B5 | AF0085:44 | A PANEL | 61.B7
EA008506:2 | WC4623 | PDT32402 | BLK | 20 | 61.B5 | AF0085:12 | A PANEL | 61.B7
FLOATING | WC4623 | PDT3240S1 | SH | 20 | 61.B5 | AF0085:60 | A PANEL | 61.B7
EA008501:1 | WC4660 | LT31001 | RED | 20 | 67.A5 | AF0085:34 | A PANEL | 67.A7
EA008501:2 | WC4660 | LT31002 | BLK | 20 | 67.A5 | AF0085:02 | A PANEL | 67.A7
FLOATING | WC4660 | LT3100S1 | SH | 20 | 67.A5 | AF0085:50 | A PANEL | 67.A7
EA008800:1 | WC5159 | PT31701 | RED | 20 | 64.A5 | AF0088:32 | A PANEL | 64.A7
EA008800:2 | WC5159 | PT31702 | BLK | 20 | 64.A5 | AF0088:00 | A PANEL | 64.A7
FLOATING | WC5159 | PT3170S1 | SH | 20 | 64.A5 | AF0088:48 | A PANEL | 64.A7
EA008801:1 | WC5180 | PT31501 | RED | 20 | 64.B5 | AF0088:34 | A PANEL | 64.B7
EA008801:2 | WC5180 | PT31502 | BLK | 20 | 64.B5 | AF0088:02 | A PANEL | 64.B7
FLOATING | WC5180 | PT3150S1 | SH | 20 | 64.B5 | AF0088:50 | A PANEL | 64.B7
EA006806:3 | WC2100 | AP11001 | RED | 20 | 44.A5 | AF0068:45 | B PANEL | 44.A7
EA006806:2 | WC2100 | AP11002 | WHT | 20 | 44.A5 | AF0068:29 | B PANEL | 44.A7
EA006806:1 | WC2100 | AP11003 | BLK | 20 | 44.A5 | AF0068:28 | B PANEL | 44.A7
FLOATING | WC2100 | AP1100S13 | SH | 20 | 44.B6 | AF0068:60 | B PANEL | 44.A7
EA014100:1 | SC | SV76211 | WHT | 20 | 117.A4 | KA0540:14 | BOP PANEL | 117.A5
EA014100:2 | SC | SV76212 | WHT | 20 | 117.A4 | XT0572:4 | BOP PANEL | 117.A5
EA014102:1 | SC | SV76411 | WHT | 20 | 118.A4 | KA0541:14 | BOP PANEL | 118.A5
EA014102:2 | SC | SV76412 | WHT | 20 | 118.A4 | XT0572:5 | BOP PANEL | 118.A5
EA014103:1 | SC | SV76111 | WHT | 20 | 116.A5 | KA0531:14 | BOP PANEL | 116.A6
EA014103:2 | SC | SV76112 | WHT | 20 | 116.A5 | AF0141:22 | BOP PANEL | 116.A7
EA014106:1 | SC | SV76011 | WHT | 20 | 121.B4 | XT0573:2 B1 | BOP PANEL | 121.B5
EA014106:2 | SC | SV76012 | WHT | 20 | 121.B4 | AF0141:28 | BOP PANEL | 121.B7
EA014107:1 | SC | SV76021 | WHT | 20 | 122.B4 | XT0573:1 B1 | BOP PANEL | 122.B5
EA014107:2 | SC | SV76022 | WHT | 20 | 122.B4 | AF0141:30 | BOP PANEL | 122.B7
EA014200:1 | SC | ZT76315 | WHT | 20 | 125.B5 | AF0142:32 | BOP PANEL | 125.B7
EA014200:2 | SC | ZT76316 | WHT | 20 | 125.B5 | AF0142:00 | BOP PANEL | 125.B7
EA014201:1 | SC | ZT76313 | WHT | 20 | 125.A5 | AF0142:33 | BOP PANEL | 125.A7
EA014201:2 | SC | ZT76314 | WHT | 20 | 125.A5 | AF0142:01 | BOP PANEL | 125.A7
EA014204:1 | SC | ZSO76111 | WHT | 20 | 116.A5 | AF0142:36 | BOP PANEL | 116.A7
EA014204:2 | SC | ZSO76112 | WHT | 20 | 116.A5 | AF0142:04 | BOP PANEL | 116.A7
EA014205:1 | SC | ZSC76011 | WHT | 20 | 121.B4 | AF0142:37 | BOP PANEL | 121.B7
EA014205:2 | SC | ZSC76012 | WHT | 20 | 121.B4 | AF0142:05 | BOP PANEL | 121.B7
EA014206:1 | SC | ZSO76011 | WHT | 20 | 121.A4 | AF0142:38 | BOP PANEL | 121.A7
EA014206:2 | SC | ZSO76012 | WHT | 20 | 121.A4 | AF0142:06 | BOP PANEL | 121.A7
EA014207:1 | SC | ZSC76111 | WHT | 20 | 116.B5 | AF0142:39 | BOP PANEL | 116.B7
EA014207:2 | SC | ZSC76112 | WHT | 20 | 116.B5 | XT0572:1 | BOP PANEL | 116.B6
EA014209:1 | SC | ZSO76211 | WHT | 20 | 117.A4 | AF0142:41 | BOP PANEL | 117.A7
EA014209:2 | SC | ZSO76212 | WHT | 20 | 117.A4 | AF0142:09 | BOP PANEL | 117.A7
EA014210:1 | SC | ZSO76021 | WHT | 20 | 122.A4 | AF0142:42 | BOP PANEL | 122.A7
EA014210:2 | SC | ZSO76022 | WHT | 20 | 122.A4 | AF0142:10 | BOP PANEL | 122.A7
EA014211:1 | SC | ZSC7601 | WHT | 20 | 122.B4 | AF0142:43 | BOP PANEL | 122.B7
EA014211:2 | SC | ZSC7602 | WHT | 20 | 122.B4 | AF0142:11 | BOP PANEL | 122.B7
EA014212:1 | SC | ZSO76411 | WHT | 20 | 118.A4 | AF0142:44 | BOP PANEL | 118.A7
EA014212:2 | SC | ZSO76412 | WHT | 20 | 118.A4 | AF0142:12 | BOP PANEL | 118.A7
EA014213:1 | SC | ZT76335 | WHT | 20 | 124.B5 | AF0142:45 | BOP PANEL | 124.B7
EA014213:2 | SC | ZT76336 | WHT | 20 | 124.B5 | AF0142:13 | BOP PANEL | 124.B7
EA014214:1 | SC | ZT76333 | WHT | 20 | 124.A5 | AF0142:46 | BOP PANEL | 124.A7
EA014214:2 | SC | ZT76334 | WHT | 20 | 124.A5 | AF0142:14 | BOP PANEL | 124.A7
EA014600:1 | SC | SV75671 | WHT | 20 | 120.A4 | KA0533:21 | BOP PANEL | 120.A5
EA014600:2 | SC | SV75672 | WHT | 20 | 120.A4 | AF0146:16 | BOP PANEL | 120.A7
EA014601:1 | SC | SV76311 | WHT | 20 | 125.B5 | AF0146:02 | BOP PANEL | 125.B7
EA014601:2 | SC | SV76312 | WHT | 20 | 125.B5 | AF0146:18 | BOP PANEL | 125.B7
EA014605:1 | SC | SV76331 | WHT | 20 | 124.B5 | AF0146:10 | BOP PANEL | 124.B7
EA014605:2 | SC | SV76332 | WHT | 20 | 124.B5 | AF0146:26 | BOP PANEL | 124.B7
EA014606:1 | SC | SV75651 | WHT | 20 | 119.A4 | KA0532:21 | BOP PANEL | 119.A5
EA014606:2 | SC | SV75652 | WHT | 20 | 119.A4 | AF0146:28 | BOP PANEL | 119.A7
EA018204:1 | SC | ZSC75671 | WHT | 20 | 120.B4 | AF0182:36 | BOP PANEL | 120.B7
EA018204:2 | SC | ZSC75672 | WHT | 20 | 120.B4 | AF0182:04 | BOP PANEL | 120.B7
EA018205:1 | SC | ZSO75671 | WHT | 20 | 120.A4 | AF0182:37 | BOP PANEL | 120.A7
EA018205:2 | SC | ZSO75672 | WHT | 20 | 120.A4 | AF0182:05 | BOP PANEL | 120.A7
EA018209:1 | SC | ZSC75651 | WHT | 20 | 119.B4 | AF0182:41 | BOP PANEL | 119.B7
EA018209:2 | SC | ZSC75652 | WHT | 20 | 119.B4 | AF0182:09 | BOP PANEL | 119.B7
EA018210:1 | SC | ZSO75651 | WHT | 20 | 119.A4 | AF0182:42 | BOP PANEL | 119.A7
EA018210:2 | SC | ZSO75652 | WHT | 20 | 119.A4 | AF0182:10 | BOP PANEL | 119.A7
EA018304:1 | SC | ZSC76211 | WHT | 20 | 117.B4 | AF0183:36 | BOP PANEL | 117.B7
EA018304:2 | SC | ZSC76212 | WHT | 20 | 117.B4 | XT0572:2 | BOP PANEL | 117.B5
EA018305:1 | SC | ZSC76411 | WHT | 20 | 118.B4 | AF0183:37 | BOP PANEL | 118.B7
EA018305:2 | SC | ZSC76412 | WHT | 20 | 118.B4 | XT0572:3 | BOP PANEL | 118.B5
EA01451:3 | WC2067 | TE75101 | RED | 20 | 123.D5 | AF0145:19 | BOP PANEL | 123.D7
EA01451:2 | WC2067 | TE75102 | WHT | 20 | 123.D5 | AF0145:03 | BOP PANEL | 123.D7
EA01451:1 | WC2067 | TE75103 | BLK | 20 | 123.D5 | AF0145:02 | BOP PANEL | 123.D7
FLOATING | WC2067 | TE7510S1 | SH | 20 | 123.D6 | AF0145:50 | BOP PANEL | 123.D7
EA014500:3 | WC2079 | TE74101 | RED | 20 | 125.D5 | AF0145:17 | BOP PANEL | 125.D7
EA014500:2 | WC2079 | TE74102 | WHT | 20 | 125.D5 | AF0145:01 | BOP PANEL | 125.D7
EA014500:1 | WC2079 | TE74103 | BLK | 20 | 125.D5 | AF0145:00 | BOP PANEL | 125.D7
FLOATING | WC2079 | TE7410S2 | SH | 20 | 125.D6 | AF0145:48 | BOP PANEL | 125.D7
EA014502:3 | WC2090 | TE76101 | RED | 20 | 124.D5 | AF0145:21 | BOP PANEL | 124.D7
EA014502:2 | WC2090 | TE76102 | WHT | 20 | 124.D5 | AF0145:05 | BOP PANEL | 124.D7
EA014502:1 | WC2090 | TE76103 | BLK | 20 | 124.D5 | AF0145:04 | BOP PANEL | 124.D7
FLOATING | WC2090 | TE7610S1 | SH | 20 | 124.D5 | AF0145:52 | BOP PANEL | 124.D7
EA014300:1 | WC4037 | PDT76201 | RED | 20 | 117.D4 | AF0143:32 | BOP PANEL | 117.D7
EA014300:2 | WC4037 | PDT76202 | BLK | 20 | 117.D4 | AF0143:00 | BOP PANEL | 117.D7
FLOATING | WC4037 | PDT7620S2 | SH | 20 | 117.D5 | AF0143:48 | BOP PANEL | 117.D7
EA014305:1 | WC4040 | ZT76331 | RED | 20 | 124.A5 | AF0143:42 | BOP PANEL | 124.A7
EA014305:2 | WC4040 | ZT76332 | BLK | 20 | 124.A5 | AF0143:10 | BOP PANEL | 124.A7
FLOATING | WC4040 | ZT7633S1 | SH | 20 | 124.A5 | AF0143:58 | BOP PANEL | 124.A7
EA014401:1 | WC4041 | FCE76331 | RED | 20 | 124.C5 | AF0144:02 | BOP PANEL | 124.C7
EA014401:2 | WC4041 | FCE76332 | BLK | 20 | 124.C5 | AF0144:18 | BOP PANEL | 124.C7
FLOATING | WC4041 | FCE7633S1 | SH | 20 | 124.C5 | AF0144:50 | BOP PANEL | 124.C7
EA018507:1 | WC4042 | PDT76331 | RED | 20 | 124.C5 | AF0185:46 | BOP PANEL | 124.C7
EA018507:2 | WC4042 | PDT76332 | BLK | 20 | 124.C5 | AF0185:14 | BOP PANEL | 124.C7
FLOATING | WC4042 | PDT7633S1 | SH | 20 | 124.C5 | AF0185:62 | BOP PANEL | 124.C7
EA014302:1 | WC4045 | ZT76311 | RED | 20 | 125.A5 | AF0143:36 | BOP PANEL | 125.A7
EA014302:2 | WC4045 | ZT76312 | BLK | 20 | 125.A5 | AF0143:04 | BOP PANEL | 125.A7
FLOATING | WC4045 | ZT7631S2 | SH | 20 | 125.A6 | AF0143:52 | BOP PANEL | 125.A7
EA014400:1 | WC4046 | FCE76311 | RED | 20 | 125.C5 | AF0144:00 | BOP PANEL | 125.C7
EA014400:2 | WC4046 | FCE76312 | BLK | 20 | 125.C5 | AF0144:16 | BOP PANEL | 125.C7
FLOATING | WC4046 | FCE7631S2 | SH | 20 | 125.C6 | AF0144:48 | BOP PANEL | 125.C7
EA018505:1 | WC4047 | PDT76311 | RED | 20 | 125.C5 | AF0185:42 | BOP PANEL | 125.C7
EA018505:2 | WC4047 | PDT76312 | BLK | 20 | 125.C5 | AF0185:10 | BOP PANEL | 125.C7
FLOATING | WC4047 | PDT7631S2 | SH | 20 | 125.D6 | AF0185:58 | BOP PANEL | 125.C7
EA018506:1 | WC4049 | PDT13111 | RED | 20 | 118.D4 | AF0185:44 | BOP PANEL | 118.D6
EA018506:2 | WC4049 | PDT13112 | BLK | 20 | 118.D4 | AF0185:12 | BOP PANEL | 118.D6
FLOATING | WC4049 | PDT1311S1 | SH | 20 | 118.D5 | AF0185:60 | BOP PANEL | 118.D6
EA014303:1 | WC4067 | ZT76321 | RED | 20 | 123.A5 | AF0143:38 | BOP PANEL | 123.A7
EA014303:2 | WC4067 | ZT76322 | BLK | 20 | 123.A5 | AF0143:06 | BOP PANEL | 123.A7
FLOATING | WC4067 | ZT7632S1 | SH | 20 | 123.A6 | AF0143:54 | BOP PANEL | 123.A7
EA014203:1 | WC4068 | ZT76323 | RED | 20 | 123.A5 | AF0142:35 | BOP PANEL | 123.A7
EA014203:2 | WC4068 | ZT76324 | BLK | 20 | 123.A5 | AF0142:03 | BOP PANEL | 123.A7
EA014202:1 | WC4069 | ZT76325 | RED | 20 | 123.B5 | AF0142:34 | BOP PANEL | 123.B7
EA014202:2 | WC4069 | ZT76326 | BLK | 20 | 123.B5 | AF0142:02 | BOP PANEL | 123.B7
EA014603:1 | WC4070 | SV76321 | RED | 20 | 123.B5 | AF0146:06 | BOP PANEL | 123.B7
EA014603:2 | WC4070 | SV76322 | BLK | 20 | 123.B5 | AF0146:22 | BOP PANEL | 123.B7
EA014402:1 | WC4071 | FCE76321 | RED | 20 | 123.C5 | AF0144:04 | BOP PANEL | 123.C7
EA014402:2 | WC4071 | FCE76322 | BLK | 20 | 123.C5 | AF0144:20 | BOP PANEL | 123.C7
FLOATING | WC4071 | FCE7632S1 | SH | 20 | 123.C6 | AF0144:52 | BOP PANEL | 123.C7
EA018501:1 | WC4171 | 018540 | RED | 20 | 84.D5 | AF0185:40 | BOP PANEL | 84.D7
EA018501:2 | WC4171 | 018508 | BLK | 20 | 84.D5 | AF0185:08 | BOP PANEL | 84.D7
FLOATING | WC4171 | 018556 | SH | 20 | 84.D5 | AF0185:56 | BOP PANEL | 84.D7
EAG0147: | SC | EAG0147 | GRN/YEL | 14 | 6.C5 | PEG0410:3 | COMP & GEARBOX | 6.C4
EAG0400: | SC | EAG0400 | GRN/YEL | 14 | 6.C3 | PEG0410:4 | COMP & GEARBOX | 6.C2
GR0148: | SC | GR0148 | GRN/YEL | 14 | 6.C5 | PEG0410:7 | COMP & GEARBOX | 6.C4
GR0149: | SC | GR0149 | GRN/YEL | 14 | 6.C4 | PEG0410:8 | COMP & GEARBOX | 6.C4
EA120900:3 | WC2068 | TE44141 | RED | 20 | 89.A5 | AF1209:17 | COMP & GEARBOX | 89.A6
EA120900:2 | WC2068 | TE44141 | WHT | 20 | 89.A5 | AF1209:01 | COMP & GEARBOX | 89.A6
EA120900:1 | WC2068 | TE44142 | BLK | 20 | 89.A5 | AF1209:00 | COMP & GEARBOX | 89.A6
FLOATING | WC2068 | TE4414S1 | SH | 20 | 89.A5 | AF1209:48 | COMP & GEARBOX | 89.A6
EA120901:3 | WC2069 | TE44341 | RED | 20 | 89.C5 | AF1209:19 | COMP & GEARBOX | 89.C6
EA120901:2 | WC2069 | TE44341 | WHT | 20 | 89.C5 | AF1209:03 | COMP & GEARBOX | 89.C6
EA120901:1 | WC2069 | TE44342 | BLK | 20 | 89.C5 | AF1209:02 | COMP & GEARBOX | 89.C6
FLOATING | WC2069 | TE4434S1 | SH | 20 | 89.C5 | AF1209:50 | COMP & GEARBOX | 89.C6
EA024600:3 | WC2070 | TE45141 | RED | 20 | 77.A5 | AF0246:17 | COMP & GEARBOX | 77.A7
EA024600:2 | WC2070 | TE45141 | WHT | 20 | 77.A5 | AF0246:01 | COMP & GEARBOX | 77.A7
EA024600:1 | WC2070 | TE45142 | BLK | 20 | 77.A5 | AF0246:00 | COMP & GEARBOX | 77.A7
FLOATING | WC2070 | TE4514S1 | SH | 20 | 77.A5 | AF0246:48 | COMP & GEARBOX | 77.A7
EA024601:3 | WC2071 | TE45341 | RED | 20 | 77.C5 | AF0246:19 | COMP & GEARBOX | 77.C7
EA024601:2 | WC2071 | TE45341 | WHT | 20 | 77.C5 | AF0246:03 | COMP & GEARBOX | 77.C7
EA024601:1 | WC2071 | TE45342 | BLK | 20 | 77.C5 | AF0246:02 | COMP & GEARBOX | 77.C7
FLOATING | WC2071 | TE4534S1 | SH | 20 | 77.C5 | AF0246:50 | COMP & GEARBOX | 77.C7
EA120603:3 | WC2072 | TE45301 | RED | 20 | 79.A5 | AF1206:35 | COMP & GEARBOX | 79.A7
EA120603:2 | WC2072 | TE45302 | WHT | 20 | 79.A5 | AF1206:19 | COMP & GEARBOX | 79.A7
EA120603:1 | WC2072 | TE45303 | BLK | 20 | 79.A5 | AF1206:18 | COMP & GEARBOX | 79.A7
FLOATING | WC2072 | TE4530S1 | SH | 20 | 79.A5 | AF1206:50 | COMP & GEARBOX | 79.A7
EA027300:3 | WC2073 | TE46141 | RED | 20 | 83.A5 | AF0273:17 | COMP & GEARBOX | 83.A7
EA027300:2 | WC2073 | TE46141 | WHT | 20 | 83.A5 | AF0273:01 | COMP & GEARBOX | 83.A7
EA027300:1 | WC2073 | TE46142 | BLK | 20 | 83.A5 | AF0273:00 | COMP & GEARBOX | 83.A7
FLOATING | WC2073 | TE4614S1 | SH | 20 | 83.A5 | AF0273:48 | COMP & GEARBOX | 83.A7
EA027301:3 | WC2074 | TE46341 | RED | 20 | 83.C5 | AF0273:19 | COMP & GEARBOX | 83.C7
EA027301:2 | WC2074 | TE46341 | WHT | 20 | 83.C5 | AF0273:03 | COMP & GEARBOX | 83.C7
EA027301:1 | WC2074 | TE46342 | BLK | 20 | 83.C5 | AF0273:02 | COMP & GEARBOX | 83.C7
FLOATING | WC2074 | TE4634S1 | SH | 20 | 83.C5 | AF0273:50 | COMP & GEARBOX | 83.C7
EA027400:3 | WC2075 | TE46381 | RED | 20 | 82.A5 | AF0274:17 | COMP & GEARBOX | 82.A7
EA027400:2 | WC2075 | TE46381 | WHT | 20 | 82.A5 | AF0274:01 | COMP & GEARBOX | 82.A7
EA027400:1 | WC2075 | TE46382 | BLK | 20 | 82.A5 | AF0274:00 | COMP & GEARBOX | 82.A7
FLOATING | WC2075 | TE4638S1 | SH | 20 | 82.A5 | AF0274:48 | COMP & GEARBOX | 82.A7
EA027401:3 | WC2076 | TE46371 | RED | 20 | 82.B5 | AF0274:19 | COMP & GEARBOX | 82.B7
EA027401:2 | WC2076 | TE46371 | WHT | 20 | 82.B5 | AF0274:03 | COMP & GEARBOX | 82.B7
EA027401:1 | WC2076 | TE46372 | BLK | 20 | 82.B5 | AF0274:02 | COMP & GEARBOX | 82.B7
FLOATING | WC2076 | TE4637S1 | SH | 20 | 82.B5 | AF0274:50 | COMP & GEARBOX | 82.B7
EA027402:3 | WC2077 | TE46181 | RED | 20 | 82.C5 | AF0274:21 | COMP & GEARBOX | 82.C7
EA027402:2 | WC2077 | TE46181 | WHT | 20 | 82.C5 | AF0274:05 | COMP & GEARBOX | 82.C7
EA027402:1 | WC2077 | TE46182 | BLK | 20 | 82.C5 | AF0274:04 | COMP & GEARBOX | 82.C7
FLOATING | WC2077 | TE4618S1 | SH | 20 | 82.C5 | AF0274:52 | COMP & GEARBOX | 82.C7
EA027403:3 | WC2078 | TE46171 | RED | 20 | 82.C5 | AF0274:23 | COMP & GEARBOX | 82.C7
EA027403:2 | WC2078 | TE46171 | WHT | 20 | 82.C5 | AF0274:07 | COMP & GEARBOX | 82.C7
EA027403:1 | WC2078 | TE46172 | BLK | 20 | 82.C5 | AF0274:06 | COMP & GEARBOX | 82.C7
FLOATING | WC2078 | TE4617S1 | SH | 20 | 82.D5 | AF0274:54 | COMP & GEARBOX | 82.C7
EA120602:3 | WC2108 | TE46301 | RED | 20 | 85.A5 | AF1206:37 | COMP & GEARBOX | 85.A7
EA120602:2 | WC2108 | TE46302 | WHT | 20 | 85.A5 | AF1206:21 | COMP & GEARBOX | 85.A7
EA120602:1 | WC2108 | TE46303 | BLK | 20 | 85.A5 | AF1206:20 | COMP & GEARBOX | 85.A7
FLOATING | WC2108 | TE4630S | SH | 20 | 85.A6 | AF1206:52 | COMP & GEARBOX | 85.A7
EA03212:3 | WC2140 | TE47551 | RED | 20 | 73.A5 | AF0321:21 | COMP & GEARBOX | 73.A7
EA03212:2 | WC2140 | TE47552 | WHT | 20 | 73.A5 | AF0321:05 | COMP & GEARBOX | 73.A7
EA03212:1 | WC2140 | TE47553 | BLK | 20 | 73.A5 | AF0321:04 | COMP & GEARBOX | 73.A7
FLOATING | WC2140 | TE4755S1 | SH | 20 | 73.A5 | AF0321:52 | COMP & GEARBOX | 73.A7
EA03214:3 | WC2141 | TE47411 | RED | 20 | 73.B5 | AF0321:25 | COMP & GEARBOX | 73.B7
EA03214:2 | WC2141 | TE47412 | WHT | 20 | 73.B5 | AF0321:09 | COMP & GEARBOX | 73.B7
EA03214:1 | WC2141 | TE47413 | BLK | 20 | 73.B5 | AF0321:08 | COMP & GEARBOX | 73.B7
FLOATING | WC2141 | TE4741S1 | SH | 20 | 73.B5 | AF0321:56 | COMP & GEARBOX | 73.B7
EA03216:3 | WC2142 | TE47611 | RED | 20 | 73.C5 | AF0321:29 | COMP & GEARBOX | 73.C7
EA03216:2 | WC2142 | TE47612 | WHT | 20 | 73.C5 | AF0321:13 | COMP & GEARBOX | 73.C7
EA03216:1 | WC2142 | TE47613 | BLK | 20 | 73.C5 | AF0321:12 | COMP & GEARBOX | 73.C7
FLOATING | WC2142 | TE4761S1 | SH | 20 | 73.D5 | AF0321:60 | COMP & GEARBOX | 73.C7
EA03213:3 | WC2143 | TE47451 | RED | 20 | 74.A5 | AF0321:23 | COMP & GEARBOX | 74.A7
EA03213:2 | WC2143 | TE47452 | WHT | 20 | 74.A5 | AF0321:07 | COMP & GEARBOX | 74.A7
EA03213:1 | WC2143 | TE47453 | BLK | 20 | 74.A5 | AF0321:06 | COMP & GEARBOX | 74.A7
FLOATING | WC2143 | TE4745S1 | SH | 20 | 74.A5 | AF0321:54 | COMP & GEARBOX | 74.A7
EA03215:3 | WC2144 | TE47511 | RED | 20 | 74.B5 | AF0321:27 | COMP & GEARBOX | 74.B7
EA03215:2 | WC2144 | TE47512 | WHT | 20 | 74.B5 | AF0321:11 | COMP & GEARBOX | 74.B7
EA03215:1 | WC2144 | TE47513 | BLK | 20 | 74.B5 | AF0321:10 | COMP & GEARBOX | 74.B7
FLOATING | WC2144 | TE4751S1 | SH | 20 | 74.B5 | AF0321:58 | COMP & GEARBOX | 74.B7
EA03217:3 | WC2145 | TE47711 | RED | 20 | 74.C5 | AF0321:31 | COMP & GEARBOX | 74.C7
EA03217:2 | WC2145 | TE47712 | WHT | 20 | 74.C5 | AF0321:15 | COMP & GEARBOX | 74.C7
EA03217:1 | WC2145 | TE47713 | BLK | 20 | 74.C5 | AF0321:14 | COMP & GEARBOX | 74.C7
FLOATING | WC2145 | TE4771S1 | SH | 20 | 74.D5 | AF0321:62 | COMP & GEARBOX | 74.C7
EA01704:1 | SC | SA017014 | WHT | 20 | 34.A4 | XT0170:11 | FIRE SYSTEM | 34.A5
EA01704:2 | SC | SA017013 | WHT | 20 | 34.A4 | XT0170:12 | FIRE SYSTEM | 34.A5
EA01704P:1 | SC | AT01754P1 | WHT | 20 | 34.A4 | XT0170:31 | FIRE SYSTEM | 34.A5
EA01704P:2 | SC | SA017023 | WHT | 20 | 34.A4 | XT0170:32 | FIRE SYSTEM | 34.A5
EA0170P:1 | SC | HA04722 | WHT | 20 | 34.D4 | XT0170:13 | FIRE SYSTEM | 34.D5
EA0170P:2 | SC | 0V | WHT | 20 | 34.D4 | XT0170:14 | FIRE SYSTEM | 34.D5
EA01751:1 | SC | SB017023 | WHT | 20 | 34.B4 | AT0175:2 | FIRE SYSTEM | 34.B6
EA01751:2 | SC | SB017024 | WHT | 20 | 34.B4 | AT0175:3 | FIRE SYSTEM | 34.B6
EA01752:1 | SC | TS65401 | WHT | 18 | 102.A5 | AT0175:5 | FIRE SYSTEM | 102.A6
EA01752:2 | SC | TS65402 | WHT | 18 | 102.A5 | AT0175:6 | FIRE SYSTEM | 102.A6
EA01753:1 | SC | PS66101 | WHT | 20 | 106.C5 | AT0175:8 | FIRE SYSTEM | 106.C6
EA01753:2 | SC | PS66102 | WHT | 20 | 106.C5 | AT0175:9 | FIRE SYSTEM | 106.C6
EA01756:1 | SC | VD0175A | WHT | 20 | 34.B4 | AT0175:17 | FIRE SYSTEM | 34.B6
EA01756:2 | SC | HL01712 | WHT | 20 | 34.B4 | AT0175:18 | FIRE SYSTEM | 34.B6
EA01757:1 | SC | VD0175I | WHT | 20 | 34.C4 | AT0175:20 | FIRE SYSTEM | 34.C6
EA01757:2 | SC | HL01722 | WHT | 20 | 34.C4 | AT0175:21 | FIRE SYSTEM | 34.C6
EA01758:1 | SC | VD0175D | WHT | 20 | 34.C4 | AT0175:23 | FIRE SYSTEM | 34.C6
EA01758:2 | SC | HL01732 | WHT | 20 | 34.C4 | AT0175:24 | FIRE SYSTEM | 34.C6
EA01761:1 | SC | HAL67303 | WHT | 20 | 100.A5 | AT0176:2 | FIRE SYSTEM | 100.A6
EA01761:2 | SC | HAL67304 | WHT | 20 | 100.A5 | AT0176:3 | FIRE SYSTEM | 100.A6
EA01762:1 | SC | HL67101 | WHT | 20 | 100.B5 | AT0176:5 | FIRE SYSTEM | 100.B6
EA01762:2 | SC | HL67102 | WHT | 20 | 100.B5 | AT0176:6 | FIRE SYSTEM | 100.B6
EA01768:1 | SC | HAL67301 | WHT | 20 | 100.A5 | AT0176:23 | FIRE SYSTEM | 100.A6
EA01768:2 | SC | HAL67302 | WHT | 16 | 100.A5 | AT0176:24 | FIRE SYSTEM | 100.A6
EA017807:1 | SC | ZS61P | WHT | 20 | 108.A6 | XT0170:25 | FIRE SYSTEM | 108.A6
EA017807:2 | SC | ZS61S | WHT | 20 | 108.A6 | XT0170:26 | FIRE SYSTEM | 108.A6
EA01781:1 | SC | ZSC66111 | WHT | 20 | 105.B5 | AT0178:2 | FIRE SYSTEM | 105.B6
EA01781:2 | SC | ZSC66112 | WHT | 20 | 105.B5 | AT0178:3 | FIRE SYSTEM | 105.B6
EA01782:1 | SC | ZSO66111 | WHT | 20 | 105.B5 | AT0178:5 | FIRE SYSTEM | 105.B6
EA01782:2 | SC | ZSO66112 | WHT | 20 | 105.B5 | AT0178:6 | FIRE SYSTEM | 105.B6
EA01783:1 | SC | ZSC66211 | WHT | 20 | 105.D5 | AT0178:8 | FIRE SYSTEM | 105.D6
EA01783:2 | SC | ZSC66212 | WHT | 20 | 105.D5 | AT0178:9 | FIRE SYSTEM | 105.D6
EA01784:1 | SC | ZSO66211 | WHT | 20 | 105.D5 | AT0178:11 | FIRE SYSTEM | 105.D6
EA01784:2 | SC | ZSO66212 | WHT | 20 | 105.D5 | AT0178:12 | FIRE SYSTEM | 105.D6
EA01785:1 | SC | PS66111 | WHT | 20 | 105.A5 | AT0178:14 | FIRE SYSTEM | 105.A6
EA01785:2 | SC | PS66112 | WHT | 20 | 105.A5 | AT0178:15 | FIRE SYSTEM | 105.A6
EA01786:1 | SC | PS66211 | WHT | 20 | 105.C5 | AT0178:17 | FIRE SYSTEM | 105.C6
EA01786:2 | SC | PS66212 | WHT | 20 | 105.C5 | AT0178:18 | FIRE SYSTEM | 105.C6
EA0170P2:1 | WC5118 | LON2A1 | WHT | 16 | 103.D5 | XT0172:22 | FIRE SYSTEM | 103.D6
EA0170P2:2 | WC5118 | LON2B1 | BLK | 16 | 103.D5 | XT0172:23 | FIRE SYSTEM | 103.D6
EA0170P2:3 | WC5118 | LON2S11 | SH | 16 | 103.D5 | XT0172:24 | FIRE SYSTEM | 103.D6
EA0178P2:1 | WC5600 | LON1A | WHT | 16 | 101.A5 | XT0172:1 | FIRE SYSTEM | 101.A6
EA0178P2:2 | WC5600 | LON1B | BLK | 16 | 101.A5 | XT0172:2 | FIRE SYSTEM | 101.A6
EA0178P2:3 | WC5600 | LON1S1 | SH | 16 | 101.A5 | XT0172:3 | FIRE SYSTEM | 101.A6
SolarTools ver. 24.0.84.21725 (Mar 20, 2026)
Report date: 3/25/2026 3:24 PM

## SURGE #2
SURGE #2
CONTROL CONSOLE
Project # | J0080
Project Name | MEDCO CORRIDOR DAYUNG GTC-301
Revision | A.6
Controls DE | D.GRANT
Phone:
Controls ME | G.CATO
Phone:
From | [5 empty] | To
Device ID | Cable (W) Conductor (SC) Jumper Clip (JC) | Wire No. | Wire ID | Gauge/Size | Page/Zone | Device ID | Location | Page/Zone
EA006100:1 | SC | FCE14209 | WHT | 20 | 41.C5 | AF0061:00 | B PANEL | 41.C7
EA006100:2 | SC | FCE142010 | WHT | 20 | 41.C5 | AF0061:16 | B PANEL | 41.C7
EA006101:1 | SC | FCE14207 | WHT | 20 | 41.B5 | KA0233:11 | B PANEL | 41.B6
EA006101:2 | SC | FCE14208 | WHT | 20 | 41.B5 | AF0061:18 | B PANEL | 41.B7
EA006102:1 | SC | FCE21309 | WHT | 20 | 51.C5 | AF0061:04 | B PANEL | 51.C7
EA006102:2 | SC | FCE213010 | WHT | 20 | 51.C5 | AF0061:20 | B PANEL | 51.C7
EA006106:1 | SC | FCE14409 | WHT | 20 | 42.C5 | AF0061:12 | B PANEL | 42.C7
EA006106:2 | SC | FCE144010 | WHT | 20 | 42.C5 | AF0061:28 | B PANEL | 42.C7
EA006107:1 | SC | FCE14407 | WHT | 20 | 42.B5 | KA0234:11 | B PANEL | 42.B6
EA006107:2 | SC | FCE14408 | WHT | 16 | 42.B5 | AF0061:30 | B PANEL | 42.B7
EA006200:1 | SC | SV21241 | WHT | 20 | 53.B5 | KA0236:21 | B PANEL | 53.B6
EA006200:2 | SC | SV21242 | WHT | 20 | 53.B5 | XT0060:6 | B PANEL | 53.C6
EA006300:1 | SC | FCE142013 | WHT | 20 | 41.D5 | AF0063:32 | B PANEL | 41.D7
EA006300:2 | SC | FCE142014 | WHT | 20 | 41.D5 | AF0063:00 | B PANEL | 41.D7
EA006301:1 | SC | FCE142011 | WHT | 20 | 41.C5 | AF0063:33 | B PANEL | 41.C7
EA006301:2 | SC | FCE142012 | WHT | 20 | 41.C5 | AF0063:01 | B PANEL | 41.C7
EA006302:1 | SC | FCE213013 | WHT | 20 | 51.D5 | AF0063:34 | B PANEL | 51.D7
EA006302:2 | SC | FCE213014,WHT | WHT | 20 | 51.D5 | AF0063:02 | B PANEL | 51.D7
EA006303:1 | SC | FCE213011 | WHT | 20 | 51.C5 | AF0063:35 | B PANEL | 51.C7
EA006303:2 | SC | FCE213012 | WHT | 20 | 51.C5 | AF0063:03 | B PANEL | 51.C7
EA006306:1 | SC | FCE144013 | WHT | 20 | 42.D5 | AF0063:38 | B PANEL | 42.D7
EA006306:2 | SC | FCE144014 | WHT | 20 | 42.D5 | AF0063:06 | B PANEL | 42.D7
EA006307:1 | SC | FCE144011 | WHT | 20 | 42.C5 | AF0063:39 | B PANEL | 42.C7
EA006307:2 | SC | FCE144012 | WHT | 20 | 42.C5 | AF0063:07 | B PANEL | 42.C7
EA006700:1 | SC | SV21501 | WHT | 20 | 53.D5 | AF0067:00 | B PANEL | 53.D7
EA006700:2 | SC | SV21502 | WHT | 20 | 53.D5 | AF0067:16 | B PANEL | 53.D7
EA006702:1 | SC | SV21211 | WHT | 20 | 53.C5 | AF0067:04 | B PANEL | 53.C7
EA006702:2 | SC | SV21212 | WHT | 20 | 53.C5 | AF0067:20 | B PANEL | 53.C7
EA006704:1 | SC | SV17201 | WHT | 20 | 48.C5 | AF0067:08 | B PANEL | 48.C7
EA006704:2 | SC | SV17202 | WHT | 20 | 48.C5 | AF0067:24 | B PANEL | 48.C7
EA006705:1 | SC | SV17101 | WHT | 20 | 48.C5 | AF0067:10 | B PANEL | 48.C7
EA006705:2 | SC | SV17102 | WHT | 20 | 48.C5 | AF0067:26 | B PANEL | 48.C7
EA007600:1 | SC | FCE21307 | WHT | 20 | 51.B5 | KA0237:11 | B PANEL | 51.B6
EA007600:2 | SC | FCE21308 | WHT | 20 | 51.B5 | AF0076:16 | B PANEL | 51.B7
EA007611:2 | SC | UA1200J14 | WHT | 20 | 25.B4 | AF0076:11 | B PANEL | 25.B7
EA007612:2 | SC | UA1200J15 | WHT | 20 | 25.C4 | XT0237:1 B1 | B PANEL | 25.C5
EA008116:1 | SC | UA1200J21 | WHT | 20 | 25.C4 | XT0060:3 | B PANEL | 25.C5
EA008116:2 | SC | FU0212 | WHT | 20 | 25.C4 | XT0233:4 | B PANEL | 25.C5
EA008117:1 | SC | FU0212 | WHT | 20 | 25.D4 | XT0233:4 | B PANEL | 25.C5
EA008117:2 | SC | 0V | WHT | 20 | 25.D4 | XT0235:4 | B PANEL | 25.D5
EA009213:1 | SC | SH04725 | WHT | 20 | 13.C5 | XT0237:2 B1 | B PANEL | 13.C5
EA009213:2 | SC | 0V | WHT | 20 | 13.C5 | XT0236:3 | B PANEL | 13.C6
EA009213P:1 | SC | FU0139 | WHT | 20 | 13.B5 | XT0236:1 | B PANEL | 13.B6
EA009213P:2 | SC | KA0241A1 | WHT | 20 | 13.B5 | XT0236:2 | B PANEL | 13.B6
EA009501:1 | SC | SV21201 | WHT | 20 | 53.A5 | KA0235:21 | B PANEL | 53.A6
EA009501:2 | SC | SV21202 | WHT | 20 | 53.A5 | XT0060:4 | B PANEL | 53.A6
EA2108P:1 | SC | FU0210,WHT | WHT | 12 | 55.C5 | XT0233:3 | B PANEL | 21.C4
EA2108P:2 | SC | 0V | WHT | 12 | 55.C5 | XT0235:3 | B PANEL | 21.D4
EA006800:1 | WC2111 | AP1100P1 | RED | 20 | 44.B5 | AF0068:00 | B PANEL | 44.B7
EA006800:2 | WC2111 | AP1100N1 | BLK | 20 | 44.B5 | AF0068:01 | B PANEL | 44.B7
FLOATING | WC2111 | AP1100S14 | SH | 20 | 44.B6 | AF0068:48 | B PANEL | 44.B7
EA007300:1 | WC2112 | AP1100P2 | RED | 20 | 44.B5 | AF0073:00 | B PANEL | 44.B7
EA007300:2 | WC2112 | AP1100N2 | BLK | 20 | 44.B5 | AF0073:01 | B PANEL | 44.B7
FLOATING | WC2112 | AP1100S15 | SH | 20 | 44.C6 | AF0073:48 | B PANEL | 44.B7
EA006801:1 | WC2113 | AP1100P3 | RED | 20 | 44.C5 | AF0068:02 | B PANEL | 44.C7
EA006801:2 | WC2113 | AP1100N3 | BLK | 20 | 44.C5 | AF0068:03 | B PANEL | 44.C7
FLOATING | WC2113 | AP1100S16 | SH | 20 | 44.C6 | AF0068:50 | B PANEL | 44.C7
EA007301:1 | WC2114 | AP1100P4 | RED | 20 | 44.C5 | AF0073:02 | B PANEL | 44.C7
EA007301:2 | WC2114 | AP1100N4 | BLK | 20 | 44.C5 | AF0073:03 | B PANEL | 44.C7
FLOATING | WC2114 | AP1100S17 | SH | 20 | 44.D6 | AF0073:50 | B PANEL | 44.C7
EA006802:1 | WC2115 | AP1100P5 | RED | 20 | 44.D5 | AF0068:04 | B PANEL | 44.D7
EA006802:2 | WC2115 | AP1100N5 | BLK | 20 | 44.D5 | AF0068:05 | B PANEL | 44.D7
FLOATING | WC2115 | AP1100S18 | SH | 20 | 44.D6 | AF0068:52 | B PANEL | 44.D7
EA007302:1 | WC2116 | AP1100P6 | RED | 20 | 44.D5 | AF0073:04 | B PANEL | 44.D7
EA007302:2 | WC2116 | AP1100N6 | BLK | 20 | 44.D5 | AF0073:05 | B PANEL | 44.D7
FLOATING | WC2116 | AP1100S19 | SH | 20 | 44.D6 | AF0073:52 | B PANEL | 44.D7
EA006803:1 | WC2117 | AP1100P7 | RED | 20 | 45.B5 | AF0068:06 | B PANEL | 45.B7
EA006803:2 | WC2117 | AP1100N7 | BLK | 20 | 45.B5 | AF0068:07 | B PANEL | 45.B7
FLOATING | WC2117 | AP1100S20 | SH | 20 | 45.B6 | AF0068:54 | B PANEL | 45.B7
EA007303:1 | WC2118 | AP1100P8 | RED | 20 | 45.B5 | AF0073:06 | B PANEL | 45.B7
EA007303:2 | WC2118 | AP1100N8 | BLK | 20 | 45.B5 | AF0073:07 | B PANEL | 45.B7
FLOATING | WC2118 | AP1100S21 | SH | 20 | 45.B6 | AF0073:54 | B PANEL | 45.B7
EA006804:1 | WC2119 | AP1100P9 | RED | 20 | 45.B5 | AF0068:08 | B PANEL | 45.B7
EA006804:2 | WC2119 | AP1100N9 | BLK | 20 | 45.B5 | AF0068:09 | B PANEL | 45.B7
FLOATING | WC2119 | AP1100S22 | SH | 20 | 45.C6 | AF0068:56 | B PANEL | 45.B7
EA007304:1 | WC2120 | AP1100P10 | RED | 20 | 45.C5 | AF0073:08 | B PANEL | 45.C7
EA007304:2 | WC2120 | AP1100N10 | BLK | 20 | 45.C5 | AF0073:09 | B PANEL | 45.C7
FLOATING | WC2120 | AP1100S23 | SH | 20 | 45.C6 | AF0073:56 | B PANEL | 45.C7
EA006805:1 | WC2121 | AP1100P11 | RED | 20 | 45.C5 | AF0068:10 | B PANEL | 45.C7
EA006805:2 | WC2121 | AP1100N11 | BLK | 20 | 45.C5 | AF0068:11 | B PANEL | 45.C7
FLOATING | WC2121 | AP1100S24 | SH | 20 | 45.D6 | AF0068:58 | B PANEL | 45.C7
EA007305:1 | WC2122 | AP1100P12 | RED | 20 | 45.D5 | AF0073:10 | B PANEL | 45.D7
EA007305:2 | WC2122 | AP1100N12 | BLK | 20 | 45.D5 | AF0073:11 | B PANEL | 45.D7
FLOATING | WC2122 | AP1100S25 | SH | 20 | 45.D6 | AF0073:58 | B PANEL | 45.D7
EA007306:3 | WC2129 | TE21201 | RED | 20 | 50.D5 | AF0073:45 | B PANEL | 50.D7
EA007306:2 | WC2129 | TE21202 | WHT | 20 | 50.D5 | AF0073:29 | B PANEL | 50.D7
EA007306:1 | WC2129 | TE21203 | BLK | 20 | 50.D5 | AF0073:28 | B PANEL | 50.D7
FLOATING | WC2129 | TE2120S1 | SH | 20 | 50.D5 | AF0073:60 | B PANEL | 50.D7
EA007200:1 | WC4035 | IT6211P | RED | 20 | 113.B5 | AF0072:32 | B PANEL | 113.B6
EA007200:2 | WC4035 | IT6211N | BLK | 20 | 113.B5 | AF0072:00 | B PANEL | 113.B6
FLOATING | WC4035 | IT6211S1 | SH | 20 | 113.B5 | AF0072:48 | B PANEL | 113.B6
EA006501:1 | WC4043 | IT6212P | RED | 20 | 114.B5 | AF0065:36 | B PANEL | 114.B6
EA006501:2 | WC4043 | IT6212N | BLK | 20 | 114.B5 | AF0065:04 | B PANEL | 114.B6
FLOATING | WC4043 | IT6212S1 | SH | 20 | 114.B5 | AF0065:52 | B PANEL | 114.B6
EA007503:1 | WC4101 | PDT15001 | RED | 20 | 46.D5 | AF0075:44 | B PANEL | 46.D7
EA007503:2 | WC4101 | PDT15002 | BLK | 20 | 46.D5 | AF0075:12 | B PANEL | 46.D7
FLOATING | WC4101 | PDT1500S1 | SH | 20 | 46.D6 | AF0075:60 | B PANEL | 46.D7
EA007202:1 | WC4117 | PT21201 | RED | 20 | 54.A5 | AF0072:40 | B PANEL | 54.A7
EA007202:2 | WC4117 | PT21202 | BLK | 20 | 54.A5 | AF0072:08 | B PANEL | 54.A7
FLOATING | WC4117 | PT2120S1 | SH | 20 | 54.A5 | AF0072:56 | B PANEL | 54.A7
EA007502:1 | WC4118 | PT21261 | RED | 20 | 52.B5 | AF0075:40 | B PANEL | 52.B7
EA007502:2 | WC4118 | PT21262 | BLK | 20 | 52.B5 | AF0075:08 | B PANEL | 52.B7
FLOATING | WC4118 | PT2126S1 | SH | 20 | 52.B5 | AF0075:56 | B PANEL | 52.B7
EA006500:1 | WC4120 | PT11201 | RED | 20 | 46.A5 | AF0065:32 | B PANEL | 46.A7
EA006500:2 | WC4120 | PT11202 | BLK | 20 | 46.A5 | AF0065:00 | B PANEL | 46.A7
FLOATING | WC4120 | PT1120S1 | SH | 20 | 46.A6 | AF0065:48 | B PANEL | 46.A7
EA006400:1 | WC4121 | PT21211 | RED | 20 | 52.A5 | AF0064:32 | B PANEL | 52.A7
EA006400:2 | WC4121 | PT21212 | BLK | 20 | 52.A5 | AF0064:00 | B PANEL | 52.A7
FLOATING | WC4121 | PT2121S1 | SH | 20 | 52.A5 | AF0064:48 | B PANEL | 52.A7
EA006401:1 | WC4122 | PT21301 | RED | 20 | 52.C5 | AF0064:36 | B PANEL | 52.C7
EA006401:2 | WC4122 | PT21302 | BLK | 20 | 52.C5 | AF0064:04 | B PANEL | 52.C7
FLOATING | WC4122 | PT2130S1 | SH | 20 | 52.C5 | AF0064:52 | B PANEL | 52.C7
EA007501:1 | WC4123 | PT21311 | RED | 20 | 52.C5 | AF0075:36 | B PANEL | 52.C7
EA007501:2 | WC4123 | PT21312 | BLK | 20 | 52.C5 | AF0075:04 | B PANEL | 52.C7
FLOATING | WC4123 | PT2131S1 | SH | 20 | 52.D5 | AF0075:52 | B PANEL | 52.C7
EA006602:1 | WC4181 | FCE21301 | RED | 20 | 51.A5 | AF0066:04 | B PANEL | 51.A7
EA006602:2 | WC4181 | FCE21302 | BLK | 20 | 51.A5 | AF0066:20 | B PANEL | 51.A7
FLOATING | WC4181 | FCE2130S3 | SH | 20 | 51.A5 | AF0066:52 | B PANEL | 51.A7
EA007400:1 | WC4182 | FCE21305 | RED | 20 | 51.A5 | AF0074:00 | B PANEL | 51.A7
EA007400:2 | WC4182 | FCE21306 | BLK | 20 | 51.A5 | AF0074:16 | B PANEL | 51.A7
FLOATING | WC4182 | FCE2130S4 | SH | 20 | 51.B5 | AF0074:48 | B PANEL | 51.A7
EA006604:1 | WC4190 | FCE14201 | RED | 20 | 41.A5 | AF0066:08 | B PANEL | 41.A7
EA006604:2 | WC4190 | FCE14202 | BLK | 20 | 41.A5 | AF0066:24 | B PANEL | 41.A7
FLOATING | WC4190 | FCE1420S3 | SH | 20 | 41.A5 | AF0066:56 | B PANEL | 41.A7
EA006605:1 | WC4193 | FCE14401 | RED | 20 | 42.A5 | AF0066:10 | B PANEL | 42.A7
EA006605:2 | WC4193 | FCE14402 | BLK | 20 | 42.A5 | AF0066:26 | B PANEL | 42.A7
FLOATING | WC4193 | FCE1440S4 | SH | 20 | 42.A5 | AF0066:58 | B PANEL | 42.A7
EA007203:1 | WC4219 | PT64001 | RED | 20 | 49.A5 | AF0072:44 | B PANEL | 49.A7
EA007203:2 | WC4219 | PT64002 | BLK | 20 | 49.A5 | AF0072:12 | B PANEL | 49.A7
FLOATING | WC4219 | PT6400S1 | SH | 20 | 49.A6 | AF0072:60 | B PANEL | 49.A7
EA006503:1 | WC4624 | UA1200J13 | RED | 20 | 25.B4 | AF0065:12 | B PANEL | 25.B7
EA006503:2 | WC4624 | UA1200J11 | BLK | 20 | 25.B4 | AF0065:28 | B PANEL | 25.B7
FLOATING | WC4624 | UA1200S2 | SH | 20 | 25.B4 | AF0065:60 | B PANEL | 25.B7
EA120702:1 | SC | PS44012 | WHT | 20 | 90.A5 | KA4401:11 | COMP & GEARBOX | 90.A6
EA120702:2 | SC | PS44013 | WHT | 20 | 90.A5 | KA4401:A1 | COMP & GEARBOX | 90.A6
EA120707:1 | SC | PS46012 | WHT | 20 | 84.A5 | AF1207:39 | COMP & GEARBOX | 84.A7
EA120707:1 | SC | PS46012 | WHT | 20 | 84.A5 | KA4601:11 | COMP & GEARBOX | 84.A6
EA120707:2 | SC | PS46013 | WHT | 20 | 84.A5 | KA4601:A1 | COMP & GEARBOX | 84.A6
GR0142: | SC | GR0142 | GRN/YEL | 14 | 6.C5 | PEG0410:5 | COMP & GEARBOX | 6.C4
GR0143: | SC | GR0143 | GRN/YEL | 14 | 6.C4 | PEG0410:6 | COMP & GEARBOX | 6.C4
EA121005:1 | WC4153 | PT44101 | RED | 20 | 90.B5 | AF1210:42 | COMP & GEARBOX | 90.B7
EA121005:2 | WC4153 | PT44102 | BLK | 20 | 90.B5 | AF1210:10 | COMP & GEARBOX | 90.B7
FLOATING | WC4153 | PT4410S2 | SH | 20 | 90.B5 | AF1210:58 | COMP & GEARBOX | 90.B7
EA120500:1 | WC4154 | PT44301 | RED | 20 | 90.B5 | AF1205:32 | COMP & GEARBOX | 90.B7
EA120500:2 | WC4154 | PT44302 | BLK | 20 | 90.B5 | AF1205:00 | COMP & GEARBOX | 90.B7
FLOATING | WC4154 | PT4430S2 | SH | 20 | 90.C5 | AF1205:48 | COMP & GEARBOX | 90.B7
EA121100:1 | WC4155 | PDT44101 | RED | 20 | 90.C5 | AF1211:32 | COMP & GEARBOX | 90.C7
EA121100:2 | WC4155 | PDT44102 | BLK | 20 | 90.C5 | AF1211:00 | COMP & GEARBOX | 90.C7
FLOATING | WC4155 | PDT4410S2 | SH | 20 | 90.C5 | AF1211:48 | COMP & GEARBOX | 90.C7
EA027604:1 | WC4168 | 027640 | RED | 20 | 84.B5 | AF0276:40 | COMP & GEARBOX | 84.B7
EA027604:2 | WC4168 | 027608 | BLK | 20 | 84.B5 | AF0276:08 | COMP & GEARBOX | 84.B7
FLOATING | WC4168 | 027656 | SH | 20 | 84.B5 | AF0276:56 | COMP & GEARBOX | 84.B7
EA120501:1 | WC4169 | 120536 | RED | 20 | 84.B5 | AF1205:36 | COMP & GEARBOX | 84.B7
EA120501:2 | WC4169 | 120504 | BLK | 20 | 84.B5 | AF1205:04 | COMP & GEARBOX | 84.B7
FLOATING | WC4169 | 120552 | SH | 20 | 84.C5 | AF1205:52 | COMP & GEARBOX | 84.B7
EA01701P:1 | SC | LON0P | WHT | 20 | 103.A5 | XT0172:13 | FIRE SYSTEM | 103.A6
EA01701P:2 | SC | LON0N | WHT | 20 | 103.A5 | XT0172:14 | FIRE SYSTEM | 103.A6
EA01702P:1 | SC | LON2P | WHT | 14 | 103.D5 | XT0172:17 | FIRE SYSTEM | 103.D6
EA01702P:2 | SC | LON2N | WHT | 14 | 103.D5 | XT0172:18 | FIRE SYSTEM | 103.D6
EA0178P:1 | SC | FU0170 | WHT | 14 | 101.A5 | XT0172:4 | FIRE SYSTEM | 101.A6
EA0178P:2 | SC | 0V | WHT | 14 | 101.A5 | XT0172:5 | FIRE SYSTEM | 101.A6
SolarTools ver. 24.0.84.21725 (Mar 20, 2026)
Report date: 3/25/2026 3:24 PM

## TCP
TCP
CONTROL CONSOLE DOOR
Project # | J0080
Project Name | MEDCO CORRIDOR DAYUNG GTC-301
Revision | A.6
Controls DE | D.GRANT
Phone:
Controls ME | G.CATO
Phone:
From | [5 empty] | To
Device ID | Cable (W) Conductor (SC) Jumper Clip (JC) | Wire No. | Wire ID | Gauge/Size | Page/Zone | Device ID | Location | Page/Zone
AF0201:00 | SC | TCP13NO | WHT | 20 | 17.A3 | SH0400:NO | TCP | 17.A1
AF0201:01 | SC | TCP14NO | WHT | 20 | 17.A3 | SH0401:NO | TCP | 17.A1
AF0201:02 | SC | TCP15NO | WHT | 20 | 17.B3 | SH0402:NO | TCP | 17.B1
AF0201:03 | SC | TCP16NO | WHT | 20 | 17.B3 | SH0403:NO | TCP | 17.B1
AF0201:04 | SC | TCP17A2 | WHT | 20 | 17.C3 | SA0400:B-B1 | TCP | 17.C1
AF0201:05 | SC | TCP17B2 | WHT | 20 | 17.C3 | SA0400:W-B1 | TCP | 17.C1
AF0201:06 | SC | TCP17C2 | WHT | 20 | 18.A7 | SA0400:B-A3 | TCP | 18.A1
AF0201:08 | SC | TCP23NC | WHT | 20 | 17.D3 | SB0401:NC | TCP | 17.D1
AF0201:09 | SC | TCP24NO | WHT | 20 | 17.D3 | SB0402:NO | TCP | 17.D1
AF0201:10 | SC | TCP25NO | WHT | 20 | 17.A7 | SB0403:NO | TCP | 17.A5
AF0201:11 | SC | TCP26NO | WHT | 20 | 17.A7 | SB0404:NO | TCP | 17.A5
AF0201:12 | SC | TCP29NO | WHT | 20 | 19.D3 | SB0405:NO | TCP | 19.D1
AF0201:13 | SC | TCP28NC | WHT | 20 | 19.C3 | SB0406:NC | TCP | 19.C1
AF0201:14 | SC | TCP31NO | WHT | 20 | 19.A6 | SB0407:NO | TCP | 19.A5
AF0201:15 | SC | TCP32NO | WHT | 20 | 19.A6 | SB0408:NO | TCP | 19.A5
AF0201:16 | SC | TCP30NO | WHT | 20 | 19.D3 | SH0408:NO | TCP | 19.D1
AF0201:17 | SC | TCP19NO | WHT | 20 | 19.A3 | SH0404:NO | TCP | 19.A1
AF0201:18 | SC | TCP20NO | WHT | 20 | 19.B3 | SH0405:NO | TCP | 19.B1
AF0201:19 | SC | TCP21NO | WHT | 20 | 19.B3 | SH0406:NO | TCP | 19.B1
AF0201:20 | SC | TCP22NO | WHT | 20 | 19.C3 | SH0407:NO | TCP | 19.C1
AF0201:32 | SC | TCP13C | WHT | 20 | 17.A3 | SH0400:C | TCP | 17.A1
AF0201:33 | SC | TCP14C | WHT | 20 | 17.A3 | SH0401:C | TCP | 17.A1
AF0201:34 | SC | TCP15C | WHT | 20 | 17.B3 | SH0402:C | TCP | 17.B1
AF0201:35 | SC | TCP16C | WHT | 20 | 17.B3 | SH0403:C | TCP | 17.B1
AF0201:36 | SC | TCP17A1 | WHT | 20 | 17.C3 | SA0400:B-B2 | TCP | 17.C1
AF0201:37 | SC | TCP17B1 | WHT | 20 | 17.C3 | SA0400:W-B2 | TCP | 17.C1
AF0201:38 | SC | TCP17C1 | WHT | 20 | 18.A7 | SA0400:B-A4 | TCP | 18.A1
AF0201:40 | SC | TCP23C | WHT | 20 | 17.D3 | SB0401:C | TCP | 17.D1
AF0201:41 | SC | TCP24C | WHT | 20 | 17.D3 | SB0402:C | TCP | 17.D1
AF0201:42 | SC | TCP25C | WHT | 20 | 17.A7 | SB0403:C | TCP | 17.A5
AF0201:43 | SC | TCP26C | WHT | 20 | 17.A7 | SB0404:C | TCP | 17.A5
AF0201:44 | SC | TCP29C | WHT | 20 | 19.D3 | SB0405:C | TCP | 19.D1
AF0201:45 | SC | TCP28C | WHT | 20 | 19.C3 | SB0406:C | TCP | 19.C1
AF0201:46 | SC | TCP31C | WHT | 20 | 19.A6 | SB0407:C | TCP | 19.A5
AF0201:47 | SC | TCP32C | WHT | 20 | 19.A6 | SB0408:C | TCP | 19.A5
AF0201:48 | SC | TCP30C | WHT | 20 | 19.D3 | SH0408:C | TCP | 19.D1
AF0201:49 | SC | TCP19C | WHT | 20 | 19.A3 | SH0404:C | TCP | 19.A1
AF0201:50 | SC | TCP20C | WHT | 20 | 19.B3 | SH0405:C | TCP | 19.B1
AF0201:51 | SC | TCP21C | WHT | 20 | 19.B3 | SH0406:C | TCP | 19.B1
AF0201:52 | SC | TCP22C | WHT | 20 | 19.C3 | SH0407:C | TCP | 19.C1
AF0201:COM | SC | AU0200N | WHT | 16 | 15.A4 | AU0200:COM | TCP | 15.A3
AF0201:SHLD | SC | AF0201V+L | WHT | 14 | 15.C5 | AF0201:V+L | TCP | 15.C5
AF0201:V+ | SC | AU0200P | WHT | 16 | 15.A4 | AU0200:V+ | TCP | 15.A3
AF0202:00 | SC | TCP01AP | WHT | 20 | 16.A3 | HL0400:A+ | TCP | 16.A1
AF0202:01 | SC | TCP02AP | WHT | 20 | 16.A3 | HL0401:A+ | TCP | 16.A1
AF0202:02 | SC | TCP03AP | WHT | 20 | 16.B3 | HL0402:A+ | TCP | 16.B1
AF0202:03 | SC | TCP04AP | WHT | 20 | 16.B3 | HL0403:A+ | TCP | 16.B1
AF0202:04 | SC | TCP05AP | WHT | 20 | 16.C3 | HL0405C:A+ | TCP | 16.C1
AF0202:05 | SC | TCP06AP | WHT | 20 | 16.C3 | HL0405:A+ | TCP | 16.C1
AF0202:06 | SC | TCP06BP | WHT | 20 | 16.D3 | HL0405:B+ | TCP | 16.D1
AF0202:07 | SC | TCP07AP | WHT | 20 | 16.D3 | HL0406:A+ | TCP | 16.D1
AF0202:09 | SC | TCP08AP | WHT | 20 | 16.A7 | HL0407:A+ | TCP | 16.A5
AF0202:10 | SC | TCP09AP | WHT | 20 | 16.A7 | HL0408:A+ | TCP | 16.A5
AF0202:11 | SC | TCP10AP | WHT | 20 | 16.B7 | HL0409:A+ | TCP | 16.B5
AF0202:12 | SC | TCP11AP | WHT | 20 | 16.B7 | HL0411:A+ | TCP | 16.B5
AF0202:13 | SC | TCP15AP | WHT | 20 | 16.C7 | SH0402:A+ | TCP | 16.C5
AF0202:14 | SC | TCP15BP | WHT | 20 | 16.C7 | SH0402:B+ | TCP | 16.C5
AF0202:15 | SC | TCP16AP | WHT | 20 | 16.D7 | SH0403:A+ | TCP | 16.D5
AF0202:16 | SC | TCP16BP | WHT | 20 | 16.D7 | SH0403:B+ | TCP | 16.D5
AF0202:17 | SC | TCP19AP | WHT | 20 | 19.B6 | SH0404:A+ | TCP | 19.B5
AF0202:18 | SC | TCP20AP | WHT | 20 | 19.B6 | SH0405:A+ | TCP | 19.B5
AF0202:19 | SC | TCP21AP | WHT | 20 | 19.C6 | SH0406:A+ | TCP | 19.C5
AF0202:20 | SC | TCP22AP | WHT | 20 | 19.C6 | SH0407:A+ | TCP | 19.C5
AF0202:21 | SC | TCP30AP | WHT | 20 | 19.D6 | SH0408:A+ | TCP | 19.D5
AF0202:22 | SC | TCP30BP | WHT | 20 | 19.D6 | SH0408:B+ | TCP | 19.D5
AF0202:32 | SC | TCP01A | WHT | 20 | 16.A3 | HL0400:A | TCP | 16.A1
AF0202:33 | SC | TCP02A | WHT | 20 | 16.A3 | HL0401:A | TCP | 16.A1
AF0202:34 | SC | TCP03A | WHT | 20 | 16.B3 | HL0402:A | TCP | 16.B1
AF0202:35 | SC | TCP04A | WHT | 20 | 16.B3 | HL0403:A | TCP | 16.B1
AF0202:36 | SC | TCP05A | WHT | 20 | 16.C3 | HL0405C:A | TCP | 16.C1
AF0202:37 | SC | TCP06A | WHT | 20 | 16.C3 | HL0405:A | TCP | 16.C1
AF0202:38 | SC | TCP06B | WHT | 20 | 16.D3 | HL0405:B | TCP | 16.D1
AF0202:39 | SC | TCP07A | WHT | 20 | 16.D3 | HL0406:A | TCP | 16.D1
AF0202:41 | SC | TCP08A | WHT | 20 | 16.A7 | HL0407:A | TCP | 16.A5
AF0202:42 | SC | TCP09A | WHT | 20 | 16.A7 | HL0408:A | TCP | 16.A5
AF0202:43 | SC | TCP10A | WHT | 20 | 16.B7 | HL0409:A | TCP | 16.B5
AF0202:44 | SC | TCP11A | WHT | 20 | 16.B7 | HL0411:A | TCP | 16.B5
AF0202:45 | SC | TCP15A | WHT | 20 | 16.C7 | SH0402:A | TCP | 16.C5
AF0202:46 | SC | TCP15B | WHT | 20 | 16.C7 | SH0402:B | TCP | 16.C5
AF0202:47 | SC | TCP16A | WHT | 20 | 16.D7 | SH0403:A | TCP | 16.D5
AF0202:48 | SC | TCP16B | WHT | 20 | 16.D7 | SH0403:B | TCP | 16.D5
AF0202:49 | SC | TCP19A | WHT | 20 | 19.B6 | SH0404:A | TCP | 19.B5
AF0202:50 | SC | TCP20A | WHT | 20 | 19.B6 | SH0405:A | TCP | 19.B5
AF0202:51 | SC | TCP21A | WHT | 20 | 19.C6 | SH0406:A | TCP | 19.C5
AF0202:52 | SC | TCP22A | WHT | 20 | 19.C6 | SH0407:A | TCP | 19.C5
AF0202:53 | SC | TCP30A | WHT | 20 | 19.D6 | SH0408:A | TCP | 19.D5
AF0202:54 | SC | TCP30B | WHT | 20 | 19.D6 | SH0408:B | TCP | 19.D5
AF0202:COML | SC | AF0202COM-L | WHT | 14 | 15.C6 | AF0202:SHLD | TCP | 15.C6
AU0200:GND | SC | AU0200G | GRN | 14 | 15.A3 | XT0201:1 | TCP | 15.B7
HL0400:A | SC | TCP01A | WHT | 20 | 16.A1 | HL0400:B | TCP | 16.A1
HL0400:A+ | SC | TCP01AP | WHT | 20 | 16.A1 | HL0400:B+ | TCP | 16.A1
HL0401:A | SC | TCP02A | WHT | 20 | 16.A1 | HL0401:B | TCP | 16.A1
HL0401:A+ | SC | TCP02AP | WHT | 20 | 16.A1 | HL0401:B+ | TCP | 16.A1
HL0402:A | SC | TCP03A | WHT | 20 | 16.B1 | HL0402:B | TCP | 16.B1
HL0402:A+ | SC | TCP03AP | WHT | 20 | 16.B1 | HL0402:B+ | TCP | 16.B1
HL0403:A | SC | TCP04A | WHT | 20 | 16.B1 | HL0403:B | TCP | 16.B1
HL0403:A+ | SC | TCP04AP | WHT | 20 | 16.B1 | HL0403:B+ | TCP | 16.B1
HL0405C:A | SC | TCP05A | WHT | 20 | 16.C1 | HL0405C:B | TCP | 16.C1
HL0405C:A+ | SC | TCP05AP | WHT | 20 | 16.C1 | HL0405C:B+ | TCP | 16.C1
HL0406:A | SC | TCP07A | WHT | 20 | 16.D1 | HL0406:B | TCP | 16.D1
HL0406:A+ | SC | TCP07AP | WHT | 20 | 16.D1 | HL0406:B+ | TCP | 16.D1
HL0407:A | SC | TCP08A | WHT | 20 | 16.A5 | HL0407:B | TCP | 16.A5
HL0407:A+ | SC | TCP08AP | WHT | 20 | 16.A5 | HL0407:B+ | TCP | 16.A5
HL0408:A | SC | TCP09A | WHT | 20 | 16.A5 | HL0408:B | TCP | 16.A5
HL0408:A+ | SC | TCP09AP | WHT | 20 | 16.A5 | HL0408:B+ | TCP | 16.A5
HL0409:A | SC | TCP10A | WHT | 20 | 16.B5 | HL0409:B | TCP | 16.B5
HL0409:A+ | SC | TCP10AP | WHT | 20 | 16.B5 | HL0409:B+ | TCP | 16.B5
HL0410:A | SC | 0V | WHT | 20 | 17.B5 | HL0410:B | TCP | 17.B5
HL0410:A+ | SC | TCP12AP | WHT | 20 | 17.B5 | XT0564:1 B1 | TCP | 17.B5
HL0410:A+ | SC | TCP12AP | WHT | 20 | 17.B5 | HL0410:B+ | TCP | 17.B5
HL0411:A | SC | TCP11A | WHT | 20 | 16.B5 | HL0411:B | TCP | 16.B5
HL0411:A+ | SC | TCP11AP | WHT | 20 | 16.B5 | HL0411:B+ | TCP | 16.B5
SB0404:NO | SC | TCP26NO | WHT | 20 | 17.A5 | XT0564:1 T1 | TCP | 17.B5
SH0400:A | SC | 0V1 | WHT | 20 | 17.B5 | SH0401:A | TCP | 17.C5
SH0400:A | SC | 0V1 | WHT | 20 | 17.B5 | SH0400:B | TCP | 17.B5
SH0400:A+ | SC | TCP13AP | WHT | 20 | 17.B5 | XT0564:2 B1 | TCP | 17.B5
SH0400:B+ | SC | TCP13BP | WHT | 20 | 17.B5 | XT0564:3 B1 | TCP | 17.B5
SH0401:A | SC | 0V1 | WHT | 20 | 17.C5 | SH0401:B | TCP | 17.C5
SH0401:A+ | SC | TCP14AP | WHT | 20 | 17.C5 | XT0564:5 B1 | TCP | 17.C5
SH0401:B+ | SC | TCP14BP | WHT | 20 | 17.C5 | XT0564:4 B1 | TCP | 17.C5
SH0404:A | SC | TCP19A | WHT | 20 | 19.B5 | SH0404:B | TCP | 19.B5
SH0404:A+ | SC | TCP19AP | WHT | 20 | 19.B5 | SH0404:B+ | TCP | 19.B5
SH0405:A | SC | TCP20A | WHT | 20 | 19.B5 | SH0405:B | TCP | 19.B5
SH0405:A+ | SC | TCP20AP | WHT | 20 | 19.B5 | SH0405:B+ | TCP | 19.B5
SH0406:A | SC | TCP21A | WHT | 20 | 19.C5 | SH0406:B | TCP | 19.C5
SH0406:A+ | SC | TCP21AP | WHT | 20 | 19.C5 | SH0406:B+ | TCP | 19.C5
SH0407:A | SC | TCP22A | WHT | 20 | 19.C5 | SH0407:B | TCP | 19.C5
SH0407:A+ | SC | TCP22AP | WHT | 20 | 19.C5 | SH0407:B+ | TCP | 19.C5
XT0564:1 T2 | SC | TCP26NO | WHT | 20 | 17.B5 | XT0564:2 T2 | TCP | 17.B5
XT0564:2 T1 | SC | TCP26NO | WHT | 20 | 17.B5 | XT0564:3 T1 | TCP | 17.B5
XT0564:3 T2 | SC | TCP26NO | WHT | 20 | 17.B5 | XT0564:4 T2 | TCP | 17.C5
XT0564:4 T1 | SC | TCP26NO | WHT | 20 | 17.C5 | XT0564:5 T1 | TCP | 17.C5
SB0400:21 | SC | TCP18B1 | WHT | 20 | 17.D5 | AF0081:37 | A PANEL | 17.D6
SB0400:22 | SC | TCP18B2 | WHT | 20 | 17.D5 | AF0081:05 | A PANEL | 17.D6
GR0200: | SC | IEG02308 | GRN | 14 | 15.A3 | IEG0230:8 | B PANEL | 15.A2
AU0200:L1 | WC0018 | AU0180L2 | ENET | CABLE | 2.C6 | AU0180:L2 | BOP PANEL | 2.B5
AF0202:23 | WC5540 | HA0273P | BLK | 16 | 19.A3 | HA0273:(+) | CONSOLE | 19.A1
AF0202:55 | WC5540 | HA0273N | WHT | 16 | 19.A3 | HA0273:(-) | CONSOLE | 19.A1
AU0200:L2 | WC0020 | AU0200L2 | ENET | CABLE | 2.C6 | BA0001:RJ45 | PLC PANEL | 2.C6
AF0202:COM | SC | 0V1 | WHT | 14 | 15.A5 | XT0562:1 | PWR RAIL | 15.B2
AF0202:V+ | SC | FU0201 | WHT | 14 | 15.A5 | FU0201:LD | PWR RAIL | 15.B3
AU0200:COM | SC | 0V1 | WHT | 14 | 15.A3 | XT0562:1 | PWR RAIL | 15.B2
AU0200:V+ | SC | FU0200 | WHT | 14 | 15.A3 | FU0200:LD | PWR RAIL | 15.A3
HL0410:A | SC | 0V | WHT | 20 | 17.B5 | XT0563:4 | PWR RAIL | 17.B6
SA0401:1 | SC | KA0241A1 | WHT | 20 | 17.C5 | XT0563:5 | PWR RAIL | 17.C6
SA0401:2 | SC | FU0139 | WHT | 20 | 17.C5 | XT0563:6 | PWR RAIL | 17.C6
SB0400:11 | SC | ESTOPB | WHT | 20 | 17.D5 | XT0563:1 | PWR RAIL | 17.D6
SB0400:12 | SC | ESTOPA | WHT | 20 | 17.D5 | XT0563:2 | PWR RAIL | 17.D6
SH0400:B | SC | 0V1 | WHT | 20 | 17.B5 | XT0562:3 | PWR RAIL | 15.B2
XT0564:1 B2 | SC | KA023612 | WHT | 20 | 17.B5 | XT0563:3 | PWR RAIL | 17.B6
SolarTools ver. 24.0.84.21725 (Mar 20, 2026)
Report date: 3/25/2026 3:24 PM

## TURBINE BOX DOOR (JB70)
TURBINE BOX DOOR (JB70)
TURBINE BOX DOOR JB70
Project # | J0080
Project Name | MEDCO CORRIDOR DAYUNG GTC-301
Revision | A.6
Controls DE | D.GRANT
Phone:
Controls ME | G.CATO
Phone:
From | [5 empty] | To
Device ID | Cable (W) Conductor (SC) Jumper Clip (JC) | Wire No. | Wire ID | Gauge/Size | Page/Zone | Device ID | Location | Page/Zone
AT1100:POS | SC | FU1100 | WHT | 16 | 35.D2 | FU1100:LD | TURBINE BOX DOOR (JB70) | 35.D3
AT1100:GND | SC | AT1100G | GRN/YEL | 14 | 35.D2 | XT0800:37 | TURBINE BOX PANEL (JB70) | 35.D4
AT1100:NEG | SC | FL1100N | WHT | 14 | 35.D2 | XT0800:36 | TURBINE BOX PANEL (JB70) | 35.D4
FU1100:LI | SC | FL1100P | WHT | 14 | 35.D3 | XT0800:35 | TURBINE BOX PANEL (JB70) | 35.D4
HL0171:1 | SC | HL01711 | WHT | 20 | 34.B1 | XT0811:7 | TURBINE BOX PANEL (JB70) | 34.B3
HL0171:2 | SC | HL01712 | WHT | 20 | 34.B1 | XT0811:9 | TURBINE BOX PANEL (JB70) | 34.B4
HL0172:1 | SC | HL01721 | WHT | 20 | 34.C1 | XT0811:10 | TURBINE BOX PANEL (JB70) | 34.C3
HL0172:2 | SC | HL01722 | WHT | 20 | 34.C1 | XT0811:12 | TURBINE BOX PANEL (JB70) | 34.C4
HL0173:1 | SC | HL01731 | WHT | 20 | 34.C1 | XT0811:13 | TURBINE BOX PANEL (JB70) | 34.C3
HL0173:2 | SC | HL01732 | WHT | 20 | 34.C1 | XT0811:15 | TURBINE BOX PANEL (JB70) | 34.C4
SA0471:13 | SC | SA047113 | WHT | 20 | 14.A1 | XT0800:27 | TURBINE BOX PANEL (JB70) | 14.A4
SA0471:14 | SC | SA047114 | WHT | 20 | 14.A1 | XT0800:28 | TURBINE BOX PANEL (JB70) | 14.A4
SA0471:23 | SC | SA047123 | WHT | 20 | 14.B1 | XT0800:29 | TURBINE BOX PANEL (JB70) | 14.B4
SA0471:24 | SC | SA047124 | WHT | 20 | 14.B1 | XT0800:30 | TURBINE BOX PANEL (JB70) | 14.B4
SB0170:23 | SC | SB017023 | WHT | 20 | 34.B1 | XT0811:5 | TURBINE BOX PANEL (JB70) | 34.B4
SB0170:24 | SC | SB017024 | WHT | 20 | 34.B1 | XT0811:6 | TURBINE BOX PANEL (JB70) | 34.B4
SB0471:11 | SC | SB047111 | WHT | 20 | 13.D1 | XT0800:21 | TURBINE BOX PANEL (JB70) | 13.D4
SB0471:12 | SC | SB047112 | WHT | 20 | 13.D1 | XT0800:22 | TURBINE BOX PANEL (JB70) | 13.D4
SB0473:23 | SC | SB047323 | WHT | 20 | 13.D1 | XT0800:23 | TURBINE BOX PANEL (JB70) | 13.D4
SB0473:24 | SC | SB047324 | WHT | 20 | 13.D1 | XT0800:24 | TURBINE BOX PANEL (JB70) | 13.D4
SB0474:13 | SC | SB047413 | WHT | 20 | 14.A1 | XT0800:25 | TURBINE BOX PANEL (JB70) | 14.A4
SB0474:14 | SC | SB047414 | WHT | 20 | 14.A1 | XT0800:26 | TURBINE BOX PANEL (JB70) | 14.A4
SH0470:1 | SC | SH047011 | WHT | 20 | 13.B1 | XT0800:7 | TURBINE BOX PANEL (JB70) | 13.B4
SH0470:2 | SC | SH047012 | WHT | 20 | 13.B1 | XT0800:8 | TURBINE BOX PANEL (JB70) | 13.B4
SH0470:3 | SC | SH047013 | WHT | 20 | 13.B1 | XT0800:9 | TURBINE BOX PANEL (JB70) | 13.B4
SH0470:4 | SC | SH047014 | WHT | 20 | 13.B1 | XT0800:10 | TURBINE BOX PANEL (JB70) | 13.B4
SH0470:5 | SC | SH04705 | WHT | 20 | 13.B1 | XT0800:11 | TURBINE BOX PANEL (JB70) | 13.B4
SH0470:6 | SC | SH04706 | WHT | 20 | 13.B1 | XT0800:12 | TURBINE BOX PANEL (JB70) | 13.B4
SH0471:1 | SC | SH047111 | WHT | 20 | 13.A1 | XT0800:3 | TURBINE BOX PANEL (JB70) | 13.A4
SH0471:2 | SC | SH047112 | WHT | 20 | 13.A1 | XT0800:4 | TURBINE BOX PANEL (JB70) | 13.A4
SH0471:3 | SC | SH047113 | WHT | 20 | 13.A1 | XT0800:1 | TURBINE BOX PANEL (JB70) | 13.A4
SH0471:4 | SC | SH047114 | WHT | 20 | 13.A1 | XT0800:2 | TURBINE BOX PANEL (JB70) | 13.A4
SH0471:5 | SC | SH04715 | WHT | 20 | 13.A1 | XT0800:5 | TURBINE BOX PANEL (JB70) | 13.A4
SH0471:6 | SC | SH04716 | WHT | 20 | 13.A1 | XT0800:6 | TURBINE BOX PANEL (JB70) | 13.A4
SH0472:1 | SC | SH047211 | WHT | 20 | 13.C1 | XT0800:15 | TURBINE BOX PANEL (JB70) | 13.C4
SH0472:2 | SC | SH047212 | WHT | 20 | 13.C1 | XT0800:16 | TURBINE BOX PANEL (JB70) | 13.C4
SH0472:3 | SC | FU0139 | WHT | 20 | 13.B1 | XT0800:13 | TURBINE BOX PANEL (JB70) | 13.B4
SH0472:4 | SC | KA0241A1 | WHT | 20 | 13.B1 | XT0800:14 | TURBINE BOX PANEL (JB70) | 13.B4
SH0472:5 | SC | SH04725 | WHT | 20 | 13.C1 | XT0800:17 | TURBINE BOX PANEL (JB70) | 13.C4
SH0472:6 | SC | 0V | WHT | 16 | 13.C1 | XT0800:18 | TURBINE BOX PANEL (JB70) | 13.C4
AT1100:L1 | WC0101 | BA1100DEVICE | ENET | CABLE | 35.D2 | BA1100:DEVICE | TURBINE BOX PANEL (JB70) | 35.C1
SolarTools ver. 24.0.84.21725 (Mar 20, 2026)
Report date: 3/25/2026 3:24 PM

## TURBINE BOX PANEL (JB70)
TURBINE BOX PANEL (JB70)
TURBINE BOX PANEL JB70
Project # | J0080
Project Name | MEDCO CORRIDOR DAYUNG GTC-301
Revision | A.6
Controls DE | D.GRANT
Phone:
Controls ME | G.CATO
Phone:
From | [5 empty] | To
Device ID | Cable (W) Conductor (SC) Jumper Clip (JC) | Wire No. | Wire ID | Gauge/Size | Page/Zone | Device ID | Location | Page/Zone
XT0815:16 | JC | FU0170 | CLIP | --- | 101.A4 | XT0815:17 | TURBINE BOX PANEL (JB70) | 101.B5
XT0815:18 | JC | 0V | CLIP | --- | 101.A4 | XT0815:19 | TURBINE BOX PANEL (JB70) | 101.B5
XT0815:23 | JC | LON1S2 | CLIP | --- | 101.A4 | XT0815:24 | TURBINE BOX PANEL (JB70) | 101.B5
BA0003:V1(-) | SC | FL1100N | WHT | 16 | 5.D2 | XT0800:39 | TURBINE BOX PANEL (JB70) | 5.C4
BA0003:V1(+) | SC | FU0003 | WHT | 16 | 5.D2 | FU0003:LD | TURBINE BOX PANEL (JB70) | 5.D3
BA0004:V1(-) | SC | FL1100N | WHT | 16 | 5.C2 | XT0800:39 | TURBINE BOX PANEL (JB70) | 5.C4
BA0004:V1(+) | SC | FU0004 | WHT | 16 | 5.C2 | FU0004:LD | TURBINE BOX PANEL (JB70) | 5.C3
FU0003:LI | SC | FL1100P | WHT | 16 | 5.D3 | XT0800:38 | TURBINE BOX PANEL (JB70) | 5.C5
FU0004:LI | SC | FL1100P | WHT | 14 | 5.C3 | XT0800:38 | TURBINE BOX PANEL (JB70) | 5.C5
GR1132: | SC | GR1132 | GRN/YEL | 14 | 6.A6 | FRAME | TURBINE BOX PANEL (JB70) | 6.A6
GR1133: | SC | GR1133 | GRN/YEL | 14 | 6.A6 | FRAME | TURBINE BOX PANEL (JB70) | 6.A6
GR1134: | SC | GR1134 | GRN/YEL | 14 | 6.A6 | FRAME | TURBINE BOX PANEL (JB70) | 6.A6
GR1232: | SC | GR1232 | GRN/YEL | 14 | 6.A6 | FRAME | TURBINE BOX PANEL (JB70) | 6.A7
GR1233: | SC | GR1233 | GRN/YEL | 14 | 6.A6 | FRAME | TURBINE BOX PANEL (JB70) | 6.A7
GR1234: | SC | GR1234 | GRN/YEL | 14 | 6.A6 | FRAME | TURBINE BOX PANEL (JB70) | 6.A7
RR0175A: -10K OHM | SC | VD0175A | LEAD | --- | 34.B3 | XT0811:8 | TURBINE BOX PANEL (JB70) | 34.B4
RR0175A: -10K OHM | SC | HL01712 | LEAD | --- | 34.B3 | XT0811:9 | TURBINE BOX PANEL (JB70) | 34.B4
RR0175D: -10K OHM | SC | VD0175D | LEAD | --- | 34.C3 | XT0811:14 | TURBINE BOX PANEL (JB70) | 34.C4
RR0175D: -10K OHM | SC | HL01732 | LEAD | --- | 34.C3 | XT0811:15 | TURBINE BOX PANEL (JB70) | 34.C4
RR0175I: -10K OHM | SC | VD0175I | LEAD | --- | 34.C3 | XT0811:11 | TURBINE BOX PANEL (JB70) | 34.C4
RR0175I: -10K OHM | SC | HL01722 | LEAD | --- | 34.C3 | XT0811:12 | TURBINE BOX PANEL (JB70) | 34.C4
RR0175M: -10K OHM | SC | SB017023 | LEAD | --- | 34.B3 | XT0811:5 | TURBINE BOX PANEL (JB70) | 34.B4
RR0175M: -10K OHM | SC | SB017024 | LEAD | --- | 34.B3 | XT0811:6 | TURBINE BOX PANEL (JB70) | 34.B4
UA1200:J1-10 | SC | FU0212 | WHT | 20 | 25.B2 | XT0805:16 | TURBINE BOX PANEL (JB70) | 25.D3
UA1200:J1-4 | SC | UA1200J14 | WHT | 20 | 25.B2 | XT0805:10 | TURBINE BOX PANEL (JB70) | 25.B3
UA1200:J1-5 | SC | UA1200J15 | WHT | 20 | 25.B2 | XT0805:11 | TURBINE BOX PANEL (JB70) | 25.C3
UA1200:J1-8 | SC | UA1200J | WHT | 20 | 56.B6 | UA1200:J3-5 | TURBINE BOX PANEL (JB70) | 56.B6
UA1200:J1-9 | SC | 0V | WHT | 20 | 25.B2 | XT0805:17 | TURBINE BOX PANEL (JB70) | 25.D3
UA1200:J2-1 | SC | UA1200J21 | WHT | 20 | 25.B2 | XT0805:14 | TURBINE BOX PANEL (JB70) | 25.C3
UA1200:J2-2 | SC | FU0212 | WHT | 20 | 25.B2 | XT0805:15 | TURBINE BOX PANEL (JB70) | 25.C3
UA1200:J2-6 | SC | UA1200J26 | WHT | 20 | 25.B2 | XT0805:12 | TURBINE BOX PANEL (JB70) | 25.C3
UA1200:J2-7 | SC | UA1200J27 | WHT | 20 | 25.B2 | XT0805:13 | TURBINE BOX PANEL (JB70) | 25.C3
UA1200:J3-4 | SC | UA1200G | GRN | 16 | 25.B2 | XT0805:18 | TURBINE BOX PANEL (JB70) | 25.D3
UJ0291:24V(-) | SC | FL1100N | WHT | 16 | 35.C3 | XT0800:36 | TURBINE BOX PANEL (JB70) | 35.D4
VD0175A:- | SC | HL01711 | LEAD | --- | 34.B3 | XT0811:7 | TURBINE BOX PANEL (JB70) | 34.B3
VD0175A:+ | SC | VD0175A | LEAD | --- | 34.B3 | XT0811:8 | TURBINE BOX PANEL (JB70) | 34.B4
VD0175D:- | SC | HL01731 | LEAD | --- | 34.C3 | XT0811:13 | TURBINE BOX PANEL (JB70) | 34.C3
VD0175D:+ | SC | VD0175D | LEAD | --- | 34.C3 | XT0811:14 | TURBINE BOX PANEL (JB70) | 34.C4
VD0175I:- | SC | HL01721 | LEAD | --- | 34.C3 | XT0811:10 | TURBINE BOX PANEL (JB70) | 34.C3
VD0175I:+ | SC | VD0175I | LEAD | --- | 34.C3 | XT0811:11 | TURBINE BOX PANEL (JB70) | 34.C4
XT0800:35 | SC | FL1100P | WHT | 16 | 35.D4 | XT0800:38 | TURBINE BOX PANEL (JB70) | 5.C5
XT0800:36 | SC | FL1100N | WHT | 14 | 35.D4 | XT0800:39 | TURBINE BOX PANEL (JB70) | 5.C4
UA1200:J1-3 | WC4524 | UA1200J13 | RED | 20 | 25.B2 | XT0805:7 | TURBINE BOX PANEL (JB70) | 25.B3
UA1200:J1-1 | WC4524 | UA1200J11 | BLK | 20 | 25.B2 | XT0805:8 | TURBINE BOX PANEL (JB70) | 25.B3
FLOATING | WC4524 | UA1200S | SH | 20 | 25.B2 | XT0805:9 | TURBINE BOX PANEL (JB70) | 25.B3
BA0003:RJ45 | WC9003 | BA0003RJ45 | ENET | CABLE | 2.C4 | BA1211:L1 | TURBINE BOX PANEL (JB70) | 2.C3
BA1100:L1 | WC9211 | BA1211L2 | ENET | CABLE | 2.C2 | BA1211:L2 | TURBINE BOX PANEL (JB70) | 2.C3
XT0800:1 | SC | SH047113 | WHT | 20 | 13.A4 | SH0471:3 | TURBINE BOX DOOR (JB70) | 13.A1
XT0800:10 | SC | SH047014 | WHT | 20 | 13.B4 | SH0470:4 | TURBINE BOX DOOR (JB70) | 13.B1
XT0800:11 | SC | SH04705 | WHT | 20 | 13.B4 | SH0470:5 | TURBINE BOX DOOR (JB70) | 13.B1
XT0800:12 | SC | SH04706 | WHT | 20 | 13.B4 | SH0470:6 | TURBINE BOX DOOR (JB70) | 13.B1
XT0800:13 | SC | FU0139 | WHT | 20 | 13.B4 | SH0472:3 | TURBINE BOX DOOR (JB70) | 13.B1
XT0800:14 | SC | KA0241A1 | WHT | 20 | 13.B4 | SH0472:4 | TURBINE BOX DOOR (JB70) | 13.B1
XT0800:15 | SC | SH047211 | WHT | 20 | 13.C4 | SH0472:1 | TURBINE BOX DOOR (JB70) | 13.C1
XT0800:16 | SC | SH047212 | WHT | 20 | 13.C4 | SH0472:2 | TURBINE BOX DOOR (JB70) | 13.C1
XT0800:17 | SC | SH04725 | WHT | 20 | 13.C4 | SH0472:5 | TURBINE BOX DOOR (JB70) | 13.C1
XT0800:18 | SC | 0V | WHT | 16 | 13.C4 | SH0472:6 | TURBINE BOX DOOR (JB70) | 13.C1
XT0800:2 | SC | SH047114 | WHT | 20 | 13.A4 | SH0471:4 | TURBINE BOX DOOR (JB70) | 13.A1
XT0800:21 | SC | SB047111 | WHT | 20 | 13.D4 | SB0471:11 | TURBINE BOX DOOR (JB70) | 13.D1
XT0800:22 | SC | SB047112 | WHT | 20 | 13.D4 | SB0471:12 | TURBINE BOX DOOR (JB70) | 13.D1
XT0800:23 | SC | SB047323 | WHT | 20 | 13.D4 | SB0473:23 | TURBINE BOX DOOR (JB70) | 13.D1
XT0800:24 | SC | SB047324 | WHT | 20 | 13.D4 | SB0473:24 | TURBINE BOX DOOR (JB70) | 13.D1
XT0800:25 | SC | SB047413 | WHT | 20 | 14.A4 | SB0474:13 | TURBINE BOX DOOR (JB70) | 14.A1
XT0800:26 | SC | SB047414 | WHT | 20 | 14.A4 | SB0474:14 | TURBINE BOX DOOR (JB70) | 14.A1
XT0800:27 | SC | SA047113 | WHT | 20 | 14.A4 | SA0471:13 | TURBINE BOX DOOR (JB70) | 14.A1
XT0800:28 | SC | SA047114 | WHT | 20 | 14.A4 | SA0471:14 | TURBINE BOX DOOR (JB70) | 14.A1
XT0800:29 | SC | SA047123 | WHT | 20 | 14.B4 | SA0471:23 | TURBINE BOX DOOR (JB70) | 14.B1
XT0800:3 | SC | SH047111 | WHT | 20 | 13.A4 | SH0471:1 | TURBINE BOX DOOR (JB70) | 13.A1
XT0800:30 | SC | SA047124 | WHT | 20 | 14.B4 | SA0471:24 | TURBINE BOX DOOR (JB70) | 14.B1
XT0800:35 | SC | FL1100P | WHT | 14 | 35.D4 | FU1100:LI | TURBINE BOX DOOR (JB70) | 35.D3
XT0800:36 | SC | FL1100N | WHT | 14 | 35.D4 | AT1100:NEG | TURBINE BOX DOOR (JB70) | 35.D2
XT0800:37 | SC | AT1100G | GRN/YEL | 14 | 35.D4 | AT1100:GND | TURBINE BOX DOOR (JB70) | 35.D2
XT0800:4 | SC | SH047112 | WHT | 20 | 13.A4 | SH0471:2 | TURBINE BOX DOOR (JB70) | 13.A1
XT0800:5 | SC | SH04715 | WHT | 20 | 13.A4 | SH0471:5 | TURBINE BOX DOOR (JB70) | 13.A1
XT0800:6 | SC | SH04716 | WHT | 20 | 13.A4 | SH0471:6 | TURBINE BOX DOOR (JB70) | 13.A1
XT0800:7 | SC | SH047011 | WHT | 20 | 13.B4 | SH0470:1 | TURBINE BOX DOOR (JB70) | 13.B1
XT0800:8 | SC | SH047012 | WHT | 20 | 13.B4 | SH0470:2 | TURBINE BOX DOOR (JB70) | 13.B1
XT0800:9 | SC | SH047013 | WHT | 20 | 13.B4 | SH0470:3 | TURBINE BOX DOOR (JB70) | 13.B1
XT0811:10 | SC | HL01721 | WHT | 20 | 34.C3 | HL0172:1 | TURBINE BOX DOOR (JB70) | 34.C1
XT0811:12 | SC | HL01722 | WHT | 20 | 34.C4 | HL0172:2 | TURBINE BOX DOOR (JB70) | 34.C1
XT0811:13 | SC | HL01731 | WHT | 20 | 34.C3 | HL0173:1 | TURBINE BOX DOOR (JB70) | 34.C1
XT0811:15 | SC | HL01732 | WHT | 20 | 34.C4 | HL0173:2 | TURBINE BOX DOOR (JB70) | 34.C1
XT0811:5 | SC | SB017023 | WHT | 20 | 34.B4 | SB0170:23 | TURBINE BOX DOOR (JB70) | 34.B1
XT0811:6 | SC | SB017024 | WHT | 20 | 34.B4 | SB0170:24 | TURBINE BOX DOOR (JB70) | 34.B1
XT0811:7 | SC | HL01711 | WHT | 20 | 34.B3 | HL0171:1 | TURBINE BOX DOOR (JB70) | 34.B1
XT0811:9 | SC | HL01712 | WHT | 20 | 34.B4 | HL0171:2 | TURBINE BOX DOOR (JB70) | 34.B1
BA1100:DEVICE | WC0101 | BA1100DEVICE | ENET | CABLE | 35.C1 | AT1100:L1 | TURBINE BOX DOOR (JB70) | 35.D2
SolarTools ver. 24.0.84.21725 (Mar 20, 2026)
Report date: 3/25/2026 3:24 PM

## VIBRATION
VIBRATION
CONTROL CONSOLE
Project # | J0080
Project Name | MEDCO CORRIDOR DAYUNG GTC-301
Revision | A.6
Controls DE | D.GRANT
Phone:
Controls ME | G.CATO
Phone:
From | [5 empty] | To
Device ID | Cable (W) Conductor (SC) Jumper Clip (JC) | Wire No. | Wire ID | Gauge/Size | Page/Zone | Device ID | Location | Page/Zone
AF0400:12 | SC | XT04001 | GRN | 16 | 27.B6 | XT0400:1 | VIBRATION | 27.C6
AF0410:32 | SC | XT04001 | GRN | 16 | 27.B5 | XT0400:1 | VIBRATION | 27.C6
AF0410:53 | SC | 0V | WHT | 16 | 27.B5 | XT0110:2 | VIBRATION | 27.A5
AF0410:54 | SC | AF0410N | WHT | 16 | 27.B5 | AF0420:53 | VIBRATION | 27.B5
AF0410:55 | SC | FU0113 | WHT | 16 | 27.B5 | FU0113:LD | VIBRATION | 27.A4
AF0410:56 | SC | AF0410P | WHT | 16 | 27.B5 | AF0420:55 | VIBRATION | 27.B5
AF0420:09 | SC | 042009 | WHT | 16 | 59.D6 | AF0420:10 | VIBRATION | 59.D6
AF0420:32 | SC | XT04001 | GRN | 16 | 27.B5 | XT0400:1 | VIBRATION | 27.C6
AF0420:54 | SC | AF0420N | WHT | 16 | 27.B5 | AF0430:53 | VIBRATION | 27.B4
AF0420:56 | SC | AF0420P | WHT | 16 | 27.B5 | AF0430:55 | VIBRATION | 27.B4
AF0430:32 | SC | XT04002 | GRN | 16 | 27.B4 | XT0400:2 | VIBRATION | 27.C3
AF0430:54 | SC | AF0430N | WHT | 16 | 27.B4 | AF0450:53 | VIBRATION | 27.B3
AF0430:56 | SC | AF0430P | WHT | 16 | 27.B4 | AF0450:55 | VIBRATION | 27.B3
AF0450:32 | SC | XT04002 | GRN | 16 | 27.B3 | XT0400:2 | VIBRATION | 27.C3
AF0500:12 | SC | XT05001 | GRN | 16 | 31.B3 | XT0500:1 | VIBRATION | 31.C2
AF0510:32 | SC | XT05001 | GRN | 16 | 31.B2 | XT0500:1 | VIBRATION | 31.C2
AF0510:54 | SC | AF0510N | WHT | 16 | 31.B2 | AF0520:53 | VIBRATION | 31.B1
AF0510:56 | SC | AF0510P | WHT | 16 | 31.B2 | AF0520:55 | VIBRATION | 31.B1
AF0520:32 | SC | XT05001 | GRN | 16 | 31.B1 | XT0500:1 | VIBRATION | 31.C2
AF0600:12 | SC | XT06001 | GRN | 16 | 29.B4 | XT0600:1 | VIBRATION | 29.C4
AF0610:32 | SC | XT06001 | GRN | 16 | 29.B3 | XT0600:1 | VIBRATION | 29.C4
AF0610:54 | SC | AF0610N | WHT | 16 | 29.B3 | AF0620:53 | VIBRATION | 29.B2
AF0610:56 | SC | AF0610P | WHT | 16 | 29.B3 | AF0620:55 | VIBRATION | 29.B2
AF0620:32 | SC | XT06001 | GRN | 16 | 29.B2 | XT0600:1 | VIBRATION | 29.C4
AF0700:12 | SC | XT07001 | GRN | 16 | 30.B4 | XT0700:1 | VIBRATION | 30.C4
AF0710:32 | SC | XT07001 | GRN | 16 | 30.B3 | XT0700:1 | VIBRATION | 30.C4
AF0710:54 | SC | AF0720N | WHT | 16 | 30.B3 | AF0720:53 | VIBRATION | 30.B3
AF0710:56 | SC | AF0720P | WHT | 16 | 30.B3 | AF0720:55 | VIBRATION | 30.B3
AF0720:32 | SC | XT07002 | GRN | 16 | 30.B3 | XT0700:2 | VIBRATION | 30.C3
AF0900:12 | SC | XT09001 | GRN | 16 | 28.B6 | XT0900:1 | VIBRATION | 28.C6
AF0910:32 | SC | XT09001 | GRN | 16 | 28.B5 | XT0900:1 | VIBRATION | 28.C6
AF0910:54 | SC | AF0910N | WHT | 16 | 28.B5 | AF0920:53 | VIBRATION | 28.B5
AF0910:56 | SC | AF0910P | WHT | 16 | 28.B5 | AF0920:55 | VIBRATION | 28.B5
AF0920:32 | SC | XT09001 | GRN | 16 | 28.B5 | XT0900:1 | VIBRATION | 28.C6
AF0920:54 | SC | AF0920N | WHT | 16 | 28.B5 | AF0940:53 | VIBRATION | 28.B3
AF0920:56 | SC | AF0920P | WHT | 16 | 28.B5 | AF0940:55 | VIBRATION | 28.B3
AF0940:32 | SC | XT09002 | GRN | 16 | 28.B3 | XT0900:2 | VIBRATION | 28.C3
FU0110:LD | SC | FU0110 | WHT | 14 | 27.A4 | FU0113:LI | VIBRATION | 27.A4
FU0110:LI | SC | FU0136 | WHT | 14 | 27.A4 | XT0110:1 | VIBRATION | 27.A5
GR0144: | SC | GR0144 | GRN/YEL | 14 | 6.B4 | FG0008:1 | VIBRATION | 6.B4
GR0400: | SC | GR0400 | GRN/YEL | 14 | 6.B5 | FG0012:1 | VIBRATION | 6.B4
IEG0280:2 | SC | XT07003 | GRN | 14 | 30.C6 | XT0700:3 | VIBRATION | 30.C5
AF0450:L2 | WC0041 | AF0450L2 | ENET | CABLE | 2.A3 | AF0910:L1 | VIBRATION | 2.B3
AF0420:L2 | WC0042 | AF0420L2 | ENET | CABLE | 2.A4 | AF0430:L1 | VIBRATION | 2.A4
AF0430:L2 | WC0043 | AF0430L2 | ENET | CABLE | 2.A4 | AF0450:L1 | VIBRATION | 2.A3
AF0410:L2 | WC0045 | AF0410L2 | ENET | CABLE | 2.A5 | AF0420:L1 | VIBRATION | 2.A4
AF0510:L2 | WC0051 | AF0510L2 | ENET | CABLE | 2.B2 | AF0520:L1 | VIBRATION | 2.B3
AF0610:L2 | WC0061 | AF0610L2 | ENET | CABLE | 2.B6 | AF0620:L1 | VIBRATION | 2.B5
AF0710:L2 | WC0071 | AF0710L2 | ENET | CABLE | 2.B4 | AF0720:L1 | VIBRATION | 2.B3
AF0910:L2 | WC0091 | AF0910L2 | ENET | CABLE | 2.B3 | AF0920:L1 | VIBRATION | 2.B4
AF0920:L2 | WC0092 | AF0920L2 | ENET | CABLE | 2.B4 | AF0940:L1 | VIBRATION | 2.B4
AF0600:LBUS | WC0610 | AF0610RBUS | BUS | CABLE | 29.B4 | AF0610:RBUS | VIBRATION | 29.B3
AF0610:LBUS | WC0620 | AF0620RBUS | BUS | CABLE | 29.B3 | AF0620:RBUS | VIBRATION | 29.B2
AF0700:LBUS | WC0710 | AF0710RBUS | BUS | CABLE | 30.B4 | AF0710:RBUS | VIBRATION | 30.B3
AF0710:LBUS | WC0720 | AF0720RBUS | CABLE | CABLE | 30.B3 | AF0720:RBUS | VIBRATION | 30.B3
AF0400:13 | WC1125 | 040013 | RED | 20 | 59.A6 | AF0900:05 | VIBRATION | 71.A6
AF0400:15 | WC1125 | 040015 | BLK | 20 | 59.A6 | AF0900:06 | VIBRATION | 71.A6
AF0400:20 | WC1125 | 040020 | SH | 20 | 59.A6 | AF0900:11 | VIBRATION | 71.A6
AF0700:17 | WC1126 | 070017 | RED | 20 | 81.A6 | AF0900:02 | VIBRATION | 71.A6
AF0700:16 | WC1126 | 070016 | BLK | 20 | 81.A6 | AF0900:03 | VIBRATION | 71.A6
AF0700:22 | WC1126 | 070022 | SH | 20 | 81.A6 | AF0900:07 | VIBRATION | 71.A6
AF0400:LBUS | WC8040 | AF0410RBUS | BUS | CABLE | 27.B6 | AF0410:RBUS | VIBRATION | 27.B5
AF0410:LBUS | WC8041 | AF0420RBUS | BUS | CABLE | 27.B5 | AF0420:RBUS | VIBRATION | 27.B5
AF0420:LBUS | WC8042 | AF0430RBUS | BUS | CABLE | 27.B5 | AF0430:RBUS | VIBRATION | 27.B4
AF0430:LBUS | WC8043 | AF0450RBUS | BUS | CABLE | 27.B4 | AF0450:RBUS | VIBRATION | 27.B3
AF0500:LBUS | WC8050 | AF0510RBUS | BUS | CABLE | 31.B3 | AF0510:RBUS | VIBRATION | 31.B2
AF0510:LBUS | WC8051 | AF0520RBUS | BUS | CABLE | 31.B2 | AF0520:RBUS | VIBRATION | 31.B1
AF0900:LBUS | WC8090 | AF0910RBUS | BUS | CABLE | 28.B6 | AF0910:RBUS | VIBRATION | 28.B5
AF0910:LBUS | WC8091 | AF0910LBUS | BUS | CABLE | 28.B5 | AF0920:RBUS | VIBRATION | 28.B5
AF0920:LBUS | WC8092 | AF0920LBUS | BUS | CABLE | 28.B5 | AF0940:RBUS | VIBRATION | 28.B3
XT0110:1 | SC | FU0136 | WHT | 14 | 27.A5 | XT0138:4 | A PANEL | 21.B3
XT0110:2 | SC | 0V | WHT | 12 | 27.A5 | XT0134:4 | A PANEL | 21.B3
XT0110:5 | SC | KA0231A1 | WHT | 16 | 27.B5 | XT0139:4 | A PANEL | 24.D6
IEG0280:0 | SC | IEG0280G | GRN | 8 | 6.D2 | IEG0010:8 | B PANEL | 6.D2
AF0410:L1 | WC0006 | AU0060L2 | ENET | CABLE | 2.A5 | AU0060:L2 | B PANEL | 2.A6
AF0510:53 | SC | 0V | WHT | 16 | 31.B2 | XT0130:2 | COMP & GEARBOX | 31.A5
AF0510:55 | SC | FU0131 | WHT | 16 | 31.B2 | FU0131:LD | COMP & GEARBOX | 31.C1
AF0610:53 | SC | 0V | WHT | 16 | 29.B3 | XT0250:2 | COMP & GEARBOX | 29.A5
AF0610:55 | SC | FU0253 | WHT | 16 | 29.B3 | FU0253:LD | COMP & GEARBOX | 29.C1
AF0710:53 | SC | 0V | WHT | 16 | 30.B3 | XT0280:2 | COMP & GEARBOX | 30.A5
AF0710:55 | SC | FU0283 | WHT | 16 | 30.B3 | FU0283:LD | COMP & GEARBOX | 30.C1
AF0910:53 | SC | 0V | WHT | 16 | 28.B5 | XT0310:2 | COMP & GEARBOX | 28.A5
AF0910:55 | SC | FU0313 | WHT | 16 | 28.B5 | FU0313:LD | COMP & GEARBOX | 28.C1
IEG0280:3 | SC | IEG02803 | GRN | 14 | 30.D6 | AF0276:SH | COMP & GEARBOX | 30.D5
XT0110:1 | SC | FU0136 | WHT | 14 | 27.A5 | FU0310:LI | COMP & GEARBOX | 28.A4
XT0110:2 | SC | 0V | WHT | 16 | 27.A5 | XT0310:2 | COMP & GEARBOX | 28.A5
XT0110:5 | SC | KA0231A1 | WHT | 14 | 27.B5 | XT0130:5 | COMP & GEARBOX | 31.A5
XT0500:2 | SC | IEG01304 | GRN | 14 | 31.C3 | IEG0130:4 | COMP & GEARBOX | 31.C3
XT0600:2 | SC | XT06002 | GRN | 14 | 29.C5 | IEG0130:6 | COMP & GEARBOX | 29.C5
XT0900:4 | SC | AU0320G | GRN | 14 | 28.D2 | AU0320:GND | COMP & GEARBOX | 28.C1
AF0710:L1 | WC0024 | AU0240L2 | ENET | CABLE | 2.B4 | AU0240:L2 | COMP & GEARBOX | 2.B4
AF0510:L1 | WC0027 | AU0270L2 | ENET | CABLE | 2.B2 | AU0270:L2 | COMP & GEARBOX | 2.B2
AF0610:L1 | WC0032 | AU0320L2 | ENET | CABLE | 2.B6 | AU0320:L2 | COMP & GEARBOX | 2.B5
AF0520:L2 | WC0052 | AF0520L2 | ENET | CABLE | 2.B3 | AU1200:L1 | COMP & GEARBOX | 2.B4
AF0620:L2 | WC0062 | AF0620L2 | ENET | CABLE | 2.B5 | AU0240:L1 | COMP & GEARBOX | 2.B4
AF0720:L2 | WC0072 | AF0720L2 | ENET | CABLE | 2.B3 | AU0270:L1 | COMP & GEARBOX | 2.B2
AF0940:L2 | WC0094 | AF0940L2 | ENET | CABLE | 2.B4 | AU0320:L1 | COMP & GEARBOX | 2.B5
AF0940:01 | WC1104 | VE47651 | RED | 20 | 72.A6 | EA09400:1 | COMP & GEARBOX | 72.A5
AF0940:02 | WC1104 | VE47652 | WHT | 20 | 72.A6 | EA09400:2 | COMP & GEARBOX | 72.A5
AF0940:04 | WC1104 | VE47653 | BLK | 20 | 72.A6 | EA09400:3 | COMP & GEARBOX | 72.A5
AF0940:19 | WC1104 | VE4765S1 | SH | 20 | 72.A6 | FLOATING | COMP & GEARBOX | 72.A6
AF0940:05 | WC1109 | VE47551 | RED | 20 | 72.A6 | EA09401:1 | COMP & GEARBOX | 72.A5
AF0940:06 | WC1109 | VE47552 | WHT | 20 | 72.A6 | EA09401:2 | COMP & GEARBOX | 72.A5
AF0940:08 | WC1109 | VE47553 | BLK | 20 | 72.A6 | EA09401:3 | COMP & GEARBOX | 72.A5
AF0940:23 | WC1109 | VE4755S1 | SH | 20 | 72.A6 | FLOATING | COMP & GEARBOX | 72.A6
AF0920:09 | WC1110 | UA47411 | RED | 20 | 71.B6 | EA09202:1 | COMP & GEARBOX | 71.B5
AF0920:10 | WC1110 | UA47412 | WHT | 20 | 71.B6 | EA09202:2 | COMP & GEARBOX | 71.B5
AF0920:12 | WC1110 | UA47413 | BLK | 20 | 71.B6 | EA09202:3 | COMP & GEARBOX | 71.B5
AF0920:27 | WC1110 | UA4741S1 | SH | 20 | 71.B6 | FLOATING | COMP & GEARBOX | 71.B6
AF0920:13 | WC1111 | UA47401 | RED | 20 | 71.B6 | EA09203:1 | COMP & GEARBOX | 71.B5
AF0920:14 | WC1111 | UA47402 | WHT | 20 | 71.B6 | EA09203:2 | COMP & GEARBOX | 71.B5
AF0920:16 | WC1111 | UA47403 | BLK | 20 | 71.B6 | EA09203:3 | COMP & GEARBOX | 71.B5
AF0920:31 | WC1111 | UA4740S1 | SH | 20 | 71.B6 | FLOATING | COMP & GEARBOX | 71.C6
AF0910:09 | WC1112 | UA47611 | RED | 20 | 71.C6 | EA09102:1 | COMP & GEARBOX | 71.C5
AF0910:10 | WC1112 | UA47612 | WHT | 20 | 71.C6 | EA09102:2 | COMP & GEARBOX | 71.C5
AF0910:12 | WC1112 | UA47613 | BLK | 20 | 71.C6 | EA09102:3 | COMP & GEARBOX | 71.C5
AF0910:27 | WC1112 | UA4761S1 | SH | 20 | 71.C6 | FLOATING | COMP & GEARBOX | 71.C6
AF0910:13 | WC1113 | UA47601 | RED | 20 | 71.C6 | EA09103:1 | COMP & GEARBOX | 71.C5
AF0910:14 | WC1113 | UA47602 | WHT | 20 | 71.C6 | EA09103:2 | COMP & GEARBOX | 71.C5
AF0910:16 | WC1113 | UA47603 | BLK | 20 | 71.C6 | EA09103:3 | COMP & GEARBOX | 71.C5
AF0910:31 | WC1113 | UA4760S1 | SH | 20 | 71.C6 | FLOATING | COMP & GEARBOX | 71.C6
AF0940:09 | WC1114 | UA47521 | RED | 20 | 71.D6 | EA09402:1 | COMP & GEARBOX | 71.D5
AF0940:10 | WC1114 | UA47522 | WHT | 20 | 71.D6 | EA09402:2 | COMP & GEARBOX | 71.D5
AF0940:12 | WC1114 | UA47523 | BLK | 20 | 71.D6 | EA09402:3 | COMP & GEARBOX | 71.D5
AF0940:27 | WC1114 | UA4752S1 | SH | 20 | 71.D6 | FLOATING | COMP & GEARBOX | 71.D6
AF0400:01 | WC1228 | UA12631 | RED | 20 | 58.A6 | EA040000:1 | COMP & GEARBOX | 58.A5
AF0400:02 | WC1228 | UA12632 | WHT | 20 | 58.A6 | EA040000:2 | COMP & GEARBOX | 58.A5
AF0400:03 | WC1228 | UA12633 | BLK | 20 | 58.A6 | EA040000:3 | COMP & GEARBOX | 58.A5
AF0400:07 | WC1228 | UA1263S1 | SH | 20 | 58.A6 | FLOATING | COMP & GEARBOX | 58.A5
AF0410:01 | WC1229 | UA12111 | RED | 20 | 58.A6 | EA041000:1 | COMP & GEARBOX | 58.A5
AF0410:02 | WC1229 | UA12112 | WHT | 20 | 58.A6 | EA041000:2 | COMP & GEARBOX | 58.A5
AF0410:04 | WC1229 | UA12113 | BLK | 20 | 58.A6 | EA041000:3 | COMP & GEARBOX | 58.A5
AF0410:19 | WC1229 | UA1211S1 | SH | 20 | 58.A6 | FLOATING | COMP & GEARBOX | 58.B5
AF0410:05 | WC1230 | UA12101 | RED | 20 | 58.B6 | EA041001:1 | COMP & GEARBOX | 58.B5
AF0410:06 | WC1230 | UA12102 | WHT | 20 | 58.B6 | EA041001:2 | COMP & GEARBOX | 58.B5
AF0410:08 | WC1230 | UA12103 | BLK | 20 | 58.B6 | EA041001:3 | COMP & GEARBOX | 58.B5
AF0410:23 | WC1230 | UA1210S1 | SH | 20 | 58.B6 | FLOATING | COMP & GEARBOX | 58.B5
AF0410:09 | WC1231 | UA12211 | RED | 20 | 58.B6 | EA041002:1 | COMP & GEARBOX | 58.B5
AF0410:10 | WC1231 | UA12212 | WHT | 20 | 58.B6 | EA041002:2 | COMP & GEARBOX | 58.B5
AF0410:12 | WC1231 | UA12213 | BLK | 20 | 58.B6 | EA041002:3 | COMP & GEARBOX | 58.B5
AF0410:27 | WC1231 | UA1221S1 | SH | 20 | 58.B6 | FLOATING | COMP & GEARBOX | 58.C5
AF0410:13 | WC1232 | UA12201 | RED | 20 | 58.C6 | EA041003:1 | COMP & GEARBOX | 58.C5
AF0410:14 | WC1232 | UA12202 | WHT | 20 | 58.C6 | EA041003:2 | COMP & GEARBOX | 58.C5
AF0410:16 | WC1232 | UA12203 | BLK | 20 | 58.C6 | EA041003:3 | COMP & GEARBOX | 58.C5
AF0410:31 | WC1232 | UA1220S1 | SH | 20 | 58.C6 | FLOATING | COMP & GEARBOX | 58.C5
AF0420:01 | WC1233 | UA12311 | RED | 20 | 58.C6 | EA042000:1 | COMP & GEARBOX | 58.C5
AF0420:02 | WC1233 | UA12312 | WHT | 20 | 58.C6 | EA042000:2 | COMP & GEARBOX | 58.C5
AF0420:04 | WC1233 | UA12313 | BLK | 20 | 58.C6 | EA042000:3 | COMP & GEARBOX | 58.C5
AF0420:19 | WC1233 | UA1231S1 | SH | 20 | 58.C6 | FLOATING | COMP & GEARBOX | 58.D5
AF0420:05 | WC1234 | UA12301 | RED | 20 | 58.D6 | EA042001:1 | COMP & GEARBOX | 58.D5
AF0420:06 | WC1234 | UA12302 | WHT | 20 | 58.D6 | EA042001:2 | COMP & GEARBOX | 58.D5
AF0420:08 | WC1234 | UA12303 | BLK | 20 | 58.D6 | EA042001:3 | COMP & GEARBOX | 58.D5
AF0420:23 | WC1234 | UA1230S1 | SH | 20 | 58.D6 | FLOATING | COMP & GEARBOX | 58.D5
AF0450:09 | WC1235 | UA12621 | RED | 20 | 58.D6 | EA045002:1 | COMP & GEARBOX | 58.D5
AF0450:10 | WC1235 | UA12622 | WHT | 20 | 58.D6 | EA045002:2 | COMP & GEARBOX | 58.D5
AF0450:12 | WC1235 | UA12623 | BLK | 20 | 58.D6 | EA045002:3 | COMP & GEARBOX | 58.D5
AF0450:27 | WC1235 | UA1262S1 | SH | 20 | 58.D6 | FLOATING | COMP & GEARBOX | 58.D5
AF0400:04 | WC1236 | UA12731 | RED | 20 | 59.A6 | EA040001:1 | COMP & GEARBOX | 59.A5
AF0400:05 | WC1236 | UA12732 | WHT | 20 | 59.A6 | EA040001:2 | COMP & GEARBOX | 59.A5
AF0400:06 | WC1236 | UA12733 | BLK | 20 | 59.A6 | EA040001:3 | COMP & GEARBOX | 59.A5
AF0400:11 | WC1236 | UA1273S1 | SH | 20 | 59.A6 | FLOATING | COMP & GEARBOX | 59.A6
AF0430:01 | WC1237 | UA12411 | RED | 20 | 59.B6 | EA043000:1 | COMP & GEARBOX | 59.B5
AF0430:02 | WC1237 | UA12412 | WHT | 20 | 59.B6 | EA043000:2 | COMP & GEARBOX | 59.B5
AF0430:04 | WC1237 | UA12413 | BLK | 20 | 59.B6 | EA043000:3 | COMP & GEARBOX | 59.B5
AF0430:19 | WC1237 | UA1241S1 | SH | 20 | 59.B6 | FLOATING | COMP & GEARBOX | 59.B6
AF0430:05 | WC1238 | UA12401 | RED | 20 | 59.B6 | EA043001:1 | COMP & GEARBOX | 59.B5
AF0430:06 | WC1238 | UA12402 | WHT | 20 | 59.B6 | EA043001:2 | COMP & GEARBOX | 59.B5
AF0430:08 | WC1238 | UA12403 | BLK | 20 | 59.B6 | EA043001:3 | COMP & GEARBOX | 59.B5
AF0430:23 | WC1238 | UA1240S1 | SH | 20 | 59.B6 | FLOATING | COMP & GEARBOX | 59.B6
AF0430:09 | WC1239 | UA12511 | RED | 20 | 59.C6 | EA043002:1 | COMP & GEARBOX | 59.C5
AF0430:10 | WC1239 | UA12512 | WHT | 20 | 59.C6 | EA043002:2 | COMP & GEARBOX | 59.C5
AF0430:12 | WC1239 | UA12513 | BLK | 20 | 59.C6 | EA043002:3 | COMP & GEARBOX | 59.C5
AF0430:27 | WC1239 | UA1251S1 | SH | 20 | 59.C6 | FLOATING | COMP & GEARBOX | 59.C6
AF0430:13 | WC1240 | UA12501 | RED | 20 | 59.C6 | EA043003:1 | COMP & GEARBOX | 59.C5
AF0430:14 | WC1240 | UA12502 | WHT | 20 | 59.C6 | EA043003:2 | COMP & GEARBOX | 59.C5
AF0430:16 | WC1240 | UA12503 | BLK | 20 | 59.C6 | EA043003:3 | COMP & GEARBOX | 59.C5
AF0430:31 | WC1240 | UA1250S1 | SH | 20 | 59.C6 | FLOATING | COMP & GEARBOX | 59.C6
AF0450:13 | WC1241 | UA12721 | RED | 20 | 59.C6 | EA045003:1 | COMP & GEARBOX | 59.C5
AF0450:14 | WC1241 | UA12722 | WHT | 20 | 59.C6 | EA045003:2 | COMP & GEARBOX | 59.C5
AF0450:16 | WC1241 | UA12723 | BLK | 20 | 59.C6 | EA045003:3 | COMP & GEARBOX | 59.C5
AF0450:31 | WC1241 | UA1272S1 | SH | 20 | 59.C6 | FLOATING | COMP & GEARBOX | 59.D6
AF0420:11 | WC1243 | VE12041 | RED | 20 | 59.D6 | EA042002:1 | COMP & GEARBOX | 59.D5
AF0420:12 | WC1243 | VE12042 | BLK | 20 | 59.D6 | EA042002:2 | COMP & GEARBOX | 59.D5
AF0420:27 | WC1243 | VE1204S1 | SH | 20 | 59.D6 | FLOATING | COMP & GEARBOX | 59.D6
AF0450:01 | WC1244 | VE12141 | RED | 20 | 59.D6 | EA045000:1 | COMP & GEARBOX | 59.D5
AF0450:02 | WC1244 | VE12142 | WHT | 20 | 59.D6 | EA045000:2 | COMP & GEARBOX | 59.D5
AF0450:04 | WC1244 | VE12143 | BLK | 20 | 59.D6 | EA045000:3 | COMP & GEARBOX | 59.D5
AF0450:19 | WC1244 | VE1214S1 | SH | 20 | 59.D6 | FLOATING | COMP & GEARBOX | 59.D6
AF0600:01 | WC1247 | UA45731 | RED | 20 | 75.A6 | EA06000:1 | COMP & GEARBOX | 75.A5
AF0600:02 | WC1247 | UA45732 | WHT | 20 | 75.A6 | EA06000:2 | COMP & GEARBOX | 75.A5
AF0600:03 | WC1247 | UA45733 | BLK | 20 | 75.A6 | EA06000:3 | COMP & GEARBOX | 75.A5
AF0600:07 | WC1247 | UA4573S1 | SH | 20 | 75.A6 | FLOATING | COMP & GEARBOX | 75.A6
AF0610:01 | WC1248 | UA45611 | RED | 20 | 75.B6 | EA06100:1 | COMP & GEARBOX | 75.B5
AF0610:02 | WC1248 | UA45612 | WHT | 20 | 75.B6 | EA06100:2 | COMP & GEARBOX | 75.B5
AF0610:04 | WC1248 | UA45613 | BLK | 20 | 75.B6 | EA06100:3 | COMP & GEARBOX | 75.B5
AF0610:19 | WC1248 | UA4561S1 | SH | 20 | 75.B6 | FLOATING | COMP & GEARBOX | 75.B6
AF0610:05 | WC1249 | UA45601 | RED | 20 | 75.B6 | EA06101:1 | COMP & GEARBOX | 75.B5
AF0610:06 | WC1249 | UA45602 | WHT | 20 | 75.B6 | EA06101:2 | COMP & GEARBOX | 75.B5
AF0610:08 | WC1249 | UA45603 | BLK | 20 | 75.B6 | EA06101:3 | COMP & GEARBOX | 75.B5
AF0610:23 | WC1249 | UA4560S1 | SH | 20 | 75.B6 | FLOATING | COMP & GEARBOX | 75.B6
AF0610:09 | WC1250 | UA45711 | RED | 20 | 75.C6 | EA06102:1 | COMP & GEARBOX | 75.C5
AF0610:10 | WC1250 | UA45712 | WHT | 20 | 75.C6 | EA06102:2 | COMP & GEARBOX | 75.C5
AF0610:12 | WC1250 | UA45713 | BLK | 20 | 75.C6 | EA06102:3 | COMP & GEARBOX | 75.C5
AF0610:27 | WC1250 | UA4571S1 | SH | 20 | 75.C6 | FLOATING | COMP & GEARBOX | 75.C6
AF0610:13 | WC1251 | UA45701 | RED | 20 | 75.C6 | EA06103:1 | COMP & GEARBOX | 75.C5
AF0610:14 | WC1251 | UA45702 | WHT | 20 | 75.C6 | EA06103:2 | COMP & GEARBOX | 75.C5
AF0610:16 | WC1251 | UA45703 | BLK | 20 | 75.C6 | EA06103:3 | COMP & GEARBOX | 75.C5
AF0610:31 | WC1251 | UA4570S1 | SH | 20 | 75.C6 | FLOATING | COMP & GEARBOX | 75.C6
AF0500:01 | WC1252 | UA44731 | RED | 20 | 87.A6 | EA05000:1 | COMP & GEARBOX | 87.A5
AF0500:02 | WC1252 | UA44732 | WHT | 20 | 87.A6 | EA05000:2 | COMP & GEARBOX | 87.A5
AF0500:03 | WC1252 | UA44733 | BLK | 20 | 87.A6 | EA05000:3 | COMP & GEARBOX | 87.A5
AF0500:07 | WC1252 | UA4473S1 | SH | 20 | 87.A6 | FLOATING | COMP & GEARBOX | 87.A6
AF0510:01 | WC1253 | UA44611 | RED | 20 | 87.B6 | EA05100:1 | COMP & GEARBOX | 87.B5
AF0510:02 | WC1253 | UA44612 | WHT | 20 | 87.B6 | EA05100:2 | COMP & GEARBOX | 87.B5
AF0510:04 | WC1253 | UA44613 | BLK | 20 | 87.B6 | EA05100:3 | COMP & GEARBOX | 87.B5
AF0510:19 | WC1253 | UA4416S1 | SH | 20 | 87.B6 | FLOATING | COMP & GEARBOX | 87.B6
AF0510:05 | WC1254 | UA44601 | RED | 20 | 87.B6 | EA05101:1 | COMP & GEARBOX | 87.B5
AF0510:06 | WC1254 | UA44602 | WHT | 20 | 87.B6 | EA05101:2 | COMP & GEARBOX | 87.B5
AF0510:08 | WC1254 | UA44603 | BLK | 20 | 87.B6 | EA05101:3 | COMP & GEARBOX | 87.B5
AF0510:23 | WC1254 | UA4460S1 | SH | 20 | 87.B6 | FLOATING | COMP & GEARBOX | 87.B6
AF0510:09 | WC1255 | UA44711 | RED | 20 | 87.C6 | EA05102:1 | COMP & GEARBOX | 87.C5
AF0510:10 | WC1255 | UA44712 | WHT | 20 | 87.C6 | EA05102:2 | COMP & GEARBOX | 87.C5
AF0510:12 | WC1255 | UA44713 | BLK | 20 | 87.C6 | EA05102:3 | COMP & GEARBOX | 87.C5
AF0510:27 | WC1255 | UA4471S1 | SH | 20 | 87.C6 | FLOATING | COMP & GEARBOX | 87.C6
AF0510:13 | WC1256 | UA44701 | RED | 20 | 87.C6 | EA05103:1 | COMP & GEARBOX | 87.C5
AF0510:14 | WC1256 | UA44702 | WHT | 20 | 87.C6 | EA05103:2 | COMP & GEARBOX | 87.C5
AF0510:16 | WC1256 | UA44703 | BLK | 20 | 87.C6 | EA05103:3 | COMP & GEARBOX | 87.C5
AF0510:31 | WC1256 | UA4470S1 | SH | 20 | 87.C6 | FLOATING | COMP & GEARBOX | 87.C6
AF0520:01 | WC1257 | UA44621 | RED | 20 | 87.C6 | EA05200:1 | COMP & GEARBOX | 87.C5
AF0520:02 | WC1257 | UA44622 | WHT | 20 | 87.C6 | EA05200:2 | COMP & GEARBOX | 87.C5
AF0520:04 | WC1257 | UA44623 | BLK | 20 | 87.C6 | EA05200:3 | COMP & GEARBOX | 87.C5
AF0520:19 | WC1257 | UA4462S1 | SH | 20 | 87.C6 | FLOATING | COMP & GEARBOX | 87.D6
AF0620:01 | WC1259 | UA45621 | RED | 20 | 75.C6 | EA06200:1 | COMP & GEARBOX | 75.C5
AF0620:02 | WC1259 | UA45622 | WHT | 20 | 75.C6 | EA06200:2 | COMP & GEARBOX | 75.C5
AF0620:04 | WC1259 | UA45623 | BLK | 20 | 75.C6 | EA06200:3 | COMP & GEARBOX | 75.C5
AF0620:19 | WC1259 | UA4562S1 | SH | 20 | 75.C6 | FLOATING | COMP & GEARBOX | 75.D6
AF0700:01 | WC1260 | UA46731 | RED | 20 | 81.A6 | EA07000:1 | COMP & GEARBOX | 81.A5
AF0700:02 | WC1260 | UA46732 | WHT | 20 | 81.A6 | EA07000:2 | COMP & GEARBOX | 81.A5
AF0700:03 | WC1260 | UA46733 | BLK | 20 | 81.A6 | EA07000:3 | COMP & GEARBOX | 81.A5
AF0700:07 | WC1260 | UA4673S1 | SH | 20 | 81.A6 | FLOATING | COMP & GEARBOX | 81.A6
AF0710:01 | WC1261 | UA46611 | RED | 20 | 81.B6 | EA07100:1 | COMP & GEARBOX | 81.B5
AF0710:02 | WC1261 | UA46612 | WHT | 20 | 81.B6 | EA07100:2 | COMP & GEARBOX | 81.B5
AF0710:04 | WC1261 | UA46613 | BLK | 20 | 81.B6 | EA07100:3 | COMP & GEARBOX | 81.B5
AF0710:19 | WC1261 | UA4661S1 | SH | 20 | 81.B6 | FLOATING | COMP & GEARBOX | 81.B6
AF0710:05 | WC1262 | UA46601 | RED | 20 | 81.B6 | EA07101:1 | COMP & GEARBOX | 81.B5
AF0710:06 | WC1262 | UA46602 | WHT | 20 | 81.B6 | EA07101:2 | COMP & GEARBOX | 81.B5
AF0710:08 | WC1262 | UA46603 | BLK | 20 | 81.B6 | EA07101:3 | COMP & GEARBOX | 81.B5
AF0710:23 | WC1262 | UA4660S1 | SH | 20 | 81.B6 | FLOATING | COMP & GEARBOX | 81.B6
AF0710:09 | WC1263 | UA46711 | RED | 20 | 81.C6 | EA07102:1 | COMP & GEARBOX | 81.C5
AF0710:10 | WC1263 | UA46712 | WHT | 20 | 81.C6 | EA07102:2 | COMP & GEARBOX | 81.C5
AF0710:12 | WC1263 | UA46713 | BLK | 20 | 81.C6 | EA07102:3 | COMP & GEARBOX | 81.C5
AF0710:27 | WC1263 | UA4671S1 | SH | 20 | 81.C6 | FLOATING | COMP & GEARBOX | 81.C6
AF0710:13 | WC1264 | UA46701 | RED | 20 | 81.C6 | EA07103:1 | COMP & GEARBOX | 81.C5
AF0710:14 | WC1264 | UA46702 | WHT | 20 | 81.C6 | EA07103:2 | COMP & GEARBOX | 81.C5
AF0710:16 | WC1264 | UA46703 | BLK | 20 | 81.C6 | EA07103:3 | COMP & GEARBOX | 81.C5
AF0710:31 | WC1264 | UA4670S1 | SH | 20 | 81.C6 | FLOATING | COMP & GEARBOX | 81.C6
AF0720:01 | WC1265 | UA46621 | RED | 20 | 81.C6 | EA07200:1 | COMP & GEARBOX | 81.C5
AF0720:02 | WC1265 | UA46622 | WHT | 20 | 81.C6 | EA07200:2 | COMP & GEARBOX | 81.C5
AF0720:04 | WC1265 | UA46623 | BLK | 20 | 81.C6 | EA07200:3 | COMP & GEARBOX | 81.C5
AF0720:19 | WC1265 | UA4662S1 | SH | 20 | 81.C6 | FLOATING | COMP & GEARBOX | 81.D6
SolarTools ver. 24.0.84.21725 (Mar 20, 2026)
Report date: 3/25/2026 3:24 PM

## Panel Errors
Panel Errors
Project # | J0080
Project Name | MEDCO CORRIDOR DAYUNG GTC-301
Revision | A.6
Controls DE | D.GRANT
Phone:
Controls ME | G.CATO
Phone:
From | [6 empty] | To
Device ID | Location | Cable (W) Conductor (SC) Jumper Clip (JC) | Wire ID | Wire No. | Gauge/Size | Page/Zone | Device ID | Location | Page/Zone
FU1101:LI | JB70 | SC | WHT | UJ0291P | 16 | 35.C2 | XT0291:1 | JB70 | 35.C2
FU1212:LI | JB70 | SC | WHT | UJ0291P | 16 | 35.B2 | XT0291:1 | JB70 | 35.C2
GR1100: | PANEL | SC | GRN | GR1100 | 14 | 6.A6 | IEG1200:5 | JB70 | 6.A7
GR1235: | JB70 | SC | GRN | IEG12004 | 14 | 6.B6 | IEG1200:4 | JB70 | 6.B6
IEG0010:2 | B PANEL | SC | GRN | IEG0110G | 8 | 6.B2 | IEG0110:0 | PANEL | 6.B2
IEG0010:4 | B PANEL | SC | GRN | IEG0310G | 8 | 6.C2 | IEG0310:0 | PANEL | 6.C2
IEG0010:6 | B PANEL | SC | GRN | IEG0250G | 8 | 6.D2 | IEG0250:0 | PANEL | 6.D2
IEG0110:1 | PANEL | SC | GRN | IEG01101 | 14 | 27.C6 | XT0400:3 | JB70 | 27.C6
IEG0257:1 | BOP PANEL | SC | GRN | IEG0140 | 14 | 6.B3 | IEG0140: | PANEL | 6.B4
IEG0257:3 | BOP PANEL | SC | GRN | IEG0180 | 14 | 6.B4 | IEG0180: | PANEL | 6.B4
XT0900:3 | VIBRATION | SC | GRN | IEG03102 | 14 | 28.C6 | IEG0310:2 | PANEL | 28.C7
FLOATING | PANEL | WC4077 | SH | PT5253S | 20 | 98.A1 | XT0841:3 | JB77 | 98.A4
FLOATING | PANEL | WC4078 | SH | PT5270S | 20 | 98.A1 | XT0841:6 | JB77 | 98.A4
FLOATING | PANEL | WC4079 | SH | PT5260S | 20 | 98.B1 | XT0841:9 | JB77 | 98.B4
FLOATING | PANEL | WC4510 | SH | FT5265S | 20 | 99.A2 | XT0843:3 | JB77 | 99.A4
FLOATING | PANEL | WC4511 | SH | FT5275S | 20 | 99.B2 | XT0843:6 | JB77 | 99.B4
FLOATING | PANEL | WC4512 | SH | FT5208S | 20 | 99.C2 | XT0843:9 | JB77 | 99.C4
FLOATING | PANEL | WC4513 | SH | FT5209S | 20 | 99.C2 | XT0843:12 | JB77 | 99.C4
FLOATING | PANEL | WC4580 | SH | PDT5250S | 20 | 98.C1 | XT0841:12 | JB77 | 98.C4
FLOATING | PANEL | WC4581 | SH | PDT5230S | 20 | 98.C1 | XT0841:15 | JB77 | 98.C4
FLOATING | PANEL | WC4582 | SH | PDT5200S | 20 | 98.D1 | XT0841:18 | JB77 | 98.D4
EA01754:1 | PANEL | SC | WHT | SV66111 | 20 | 104.A5 | KA6510:11 | FIRE SYSTEM | 104.A6
EA01754:2 | PANEL | SC | WHT | SV66112 | 20 | 104.A5 | AT0175:12 | FIRE SYSTEM | 104.A6
IEG0310:1 | PANEL | SC | GRN | GR1200 | 14 | 6.C3 | GR1200: | COMP & GEARBOX | 6.C4
IEG0310:4 | PANEL | SC | GRN | GR0240 | 14 | 6.C4 | GR0240: | COMP & GEARBOX | 6.C5
FU0291:LI | JB70 | SC | WHT | FL1100P | 14 | 35.C3 | XT0800:35 | TURBINE BOX PANEL (JB70) | 35.D4
SA0170:13 | JB70 | SC | WHT | SA017013 | 20 | 34.A1 | XT0811:2 | TURBINE BOX PANEL (JB70) | 34.A4
SA0170:14 | JB70 | SC | WHT | SA017014 | 20 | 34.A1 | XT0811:1 | TURBINE BOX PANEL (JB70) | 34.A4
SA0170:23 | JB70 | SC | WHT | SA017023 | 20 | 34.A1 | XT0811:4 | TURBINE BOX PANEL (JB70) | 34.A4
SA0170:24 | JB70 | SC | WHT | AT01754P1 | 20 | 34.A1 | XT0811:3 | TURBINE BOX PANEL (JB70) | 34.A4
SB0472:11 | JB70 | SC | WHT | ESTOPA | 20 | 14.B1 | XT0800:31 | TURBINE BOX PANEL (JB70) | 14.B4
SB0472:12 | JB70 | SC | WHT | ESTOP | 20 | 14.B1 | XT0800:32 | TURBINE BOX PANEL (JB70) | 14.B4
SB0472:21 | JB70 | SC | WHT | SB047221 | 20 | 14.C1 | XT0800:33 | TURBINE BOX PANEL (JB70) | 14.C4
SB0472:22 | JB70 | SC | WHT | SB047222 | 20 | 14.C1 | XT0800:34 | TURBINE BOX PANEL (JB70) | 14.C4
XT0291:1 | JB70 | SC | WHT | UJ0291P | 16 | 35.C2 | UJ0291:OUT1(+) | TURBINE BOX PANEL (JB70) | 35.C3
XT0291:2 | JB70 | SC | WHT | UV0291N | 16 | 35.C2 | BA1100:NEG | TURBINE BOX PANEL (JB70) | 35.C1
XT0291:2 | JB70 | SC | WHT | UV0291N | 16 | 35.C2 | UJ0291:OUT1(-) | TURBINE BOX PANEL (JB70) | 35.C3
HA0472:BLK-1 | JB70 | WC5072 | 1 | 0V | 18 | 34.D1 | XT0800:20 | TURBINE BOX PANEL (JB70) | 34.D4
HA0472:BLK-2 | JB70 | WC5072 | 2 | HA04722 | 18 | 34.D1 | XT0800:19 | TURBINE BOX PANEL (JB70) | 34.D4
SolarTools ver. 24.0.84.21725 (Mar 20, 2026)
Report date: 3/25/2026 3:24 PM

## Cable Part Numbers
Cable Part Numbers |  |  | SolarTools ver. 24.0.84.21725 (Mar 20, 2026)
Project # | J0080
Report date: 3/25/2026 3:25 PM
Project Name | MEDCO CORRIDOR DAYUNG GTC-301
Revision | A.6
Controls DE | D.GRANT
Phone:
Controls ME | G.CATO
Phone:
Device ID |  | Part Number |  | Description
WC8059 |  | 2684693-54 |  | CABLE, EXTENSION, BACKPLANE
WC0101 |  | 1302073-36 |  | CABLE, COMMUNICATION CABLE - 36 INCHES
WC4524 |  | 1022941-12 |  | TPE, 1 PAIR TWISTED SHIELDED
WC5072 |  | PART OF 1103208-100 |  | CABLE, 2 CONDUCTOR UNSHIELDED PART OF HORN
WC0001 |  | 1302073-36 |  | CABLE, ETHERNET - 36 INCHES
WC0003 |  | 1302073-36 |  | CABLE, ETHERNET - 36 INCHES
WC0006 |  | 1302073-36 |  | CABLE, ETHERNET - 36 INCHES
WC0007 |  | 1302073-36 |  | CABLE, ETHERNET - 36 INCHES
WC0008 |  | 1302073-36 |  | CABLE, ETHERNET - 36 INCHES
WC0009 |  | 1302073-36 |  | CABLE, ETHERNET - 36 INCHES
WC0012 |  | 1302073-36 |  | CABLE, ETHERNET - 36 INCHES
WC0014 |  | 1302073-36 |  | CABLE, ETHERNET - 36 INCHES
WC0017 |  | 1302073-36 |  | CABLE, ETHERNET - 36 INCHES
WC0018 |  | 1302073-36 |  | CABLE, ETHERNET - 36 INCHES
WC0020 |  | 1302073-36 |  | CABLE, ETHERNET - 36 INCHES
WC0024 |  | 1302073-36 |  | CABLE, ETHERNET - 36 INCHES
WC0027 |  | 1302073-36 |  | CABLE, ETHERNET - 36 INCHES
WC0032 |  | 1302073-36 |  | CABLE, ETHERNET - 36 INCHES
WC0041 |  | 1302073-36 |  | CABLE, ETHERNET - 36 INCHES
WC0042 |  | 1302073-36 |  | CABLE, ETHERNET - 36 INCHES
WC0043 |  | 1302073-36 |  | CABLE, ETHERNET - 36 INCHES
WC0045 |  | 1302073-36 |  | CABLE, ETHERNET - 36 INCHES
WC0051 |  | 1302073-36 |  | CABLE, ETHERNET - 36 INCHES
WC0052 |  | 1302073-36 |  | CABLE, ETHERNET - 36 INCHES
WC0060 |  | 2684693-40 |  | CABLE, SYTSTEM FUNCTION
WC0061 |  | 1302073-36 |  | CABLE, ETHERNET - 36 INCHES
WC0062 |  | 1302073-36 |  | CABLE, ETHERNET - 36 INCHES
WC0071 |  | 1302073-36 |  | CABLE, ETHERNET - 36 INCHES
WC0072 |  | 1302073-36 |  | CABLE, ETHERNET - 36 INCHES
WC0091 |  | 1302073-36 |  | CABLE, ETHERNET - 36 INCHES
WC0092 |  | 1302073-36 |  | CABLE, ETHERNET - 36 INCHES
WC0094 |  | 1302073-36 |  | CABLE, ETHERNET - 36 INCHES
WC0190 |  | 1302073-36 |  | CABLE, ETHERNET - 36 INCHES
WC0610 |  | 1322418-90 |  | CABLE, SYTSTEM FUNCTION
WC0620 |  | 1322418-90 |  | CABLE, SYTSTEM FUNCTION
WC0680 |  | 1302073-36 |  | CABLE
WC0710 |  | 1322418-90 |  | CABLE, SYTSTEM FUNCTION
WC1104 |  | 1022941-13 |  | TPE, 1 TRIAD TWISTED SHIELDED
WC1109 |  | 1022941-13 |  | TPE, 1 TRIAD TWISTED SHIELDED
WC1110 |  | 1022941-13 |  | TPE, 1 TRIAD TWISTED SHIELDED
WC1111 |  | 1022941-13 |  | TPE, 1 TRIAD TWISTED SHIELDED
WC1112 |  | 1022941-13 |  | TPE, 1 TRIAD TWISTED SHIELDED
WC1113 |  | 1022941-13 |  | TPE, 1 TRIAD TWISTED SHIELDED
WC1114 |  | 1022941-13 |  | TPE, 1 TRIAD TWISTED SHIELDED
WC1125 |  | 1022941-12 |  | TPE, 1 PAIR TWISTED SHIELDED
WC1126 |  | 1022941-12 |  | TPE, 1 PAIR TWISTED SHIELDED
WC1228 |  | 1022941-13 |  | TPE, 1 TRIAD TWISTED SHIELDED
WC1229 |  | 1022941-13 |  | TPE, 1 TRIAD TWISTED SHIELDED
WC1230 |  | 1022941-13 |  | TPE, 1 TRIAD TWISTED SHIELDED
WC1231 |  | 1022941-13 |  | TPE, 1 TRIAD TWISTED SHIELDED
WC1232 |  | 1022941-13 |  | TPE, 1 TRIAD TWISTED SHIELDED
WC1233 |  | 1022941-13 |  | TPE, 1 TRIAD TWISTED SHIELDED
WC1234 |  | 1022941-13 |  | TPE, 1 TRIAD TWISTED SHIELDED
WC1235 |  | 1022941-13 |  | TPE, 1 TRIAD TWISTED SHIELDED
WC1236 |  | 1022941-13 |  | TPE, 1 TRIAD TWISTED SHIELDED
WC1237 |  | 1022941-13 |  | TPE, 1 TRIAD TWISTED SHIELDED
WC1238 |  | 1022941-13 |  | TPE, 1 TRIAD TWISTED SHIELDED
WC1239 |  | 1022941-13 |  | TPE, 1 TRIAD TWISTED SHIELDED
WC1240 |  | 1022941-13 |  | TPE, 1 TRIAD TWISTED SHIELDED
WC1241 |  | 1022941-13 |  | TPE, 1 TRIAD TWISTED SHIELDED
WC1243 |  | 1022941-12 |  | TPE, 1 PAIR TWISTED SHIELDED
WC1244 |  | 1022941-13 |  | TPE, 1 TRIAD TWISTED SHIELDED
WC1247 |  | 1022941-13 |  | TPE, 1 TRIAD TWISTED SHIELDED
WC1248 |  | 1022941-13 |  | TPE, 1 TRIAD TWISTED SHIELDED
WC1249 |  | 1022941-13 |  | TPE, 1 TRIAD TWISTED SHIELDED
WC1250 |  | 1022941-13 |  | TPE, 1 TRIAD TWISTED SHIELDED
WC1251 |  | 1022941-13 |  | TPE, 1 TRIAD TWISTED SHIELDED
WC1252 |  | 1022941-13 |  | TPE, 1 TRIAD TWISTED SHIELDED
WC1253 |  | 1022941-13 |  | TPE, 1 TRIAD TWISTED SHIELDED
WC1254 |  | 1022941-13 |  | TPE, 1 TRIAD TWISTED SHIELDED
WC1255 |  | 1022941-13 |  | TPE, 1 TRIAD TWISTED SHIELDED
WC1256 |  | 1022941-13 |  | TPE, 1 TRIAD TWISTED SHIELDED
WC1257 |  | 1022941-13 |  | TPE, 1 TRIAD TWISTED SHIELDED
WC1259 |  | 1022941-13 |  | TPE, 1 TRIAD TWISTED SHIELDED
WC1260 |  | 1022941-13 |  | TPE, 1 TRIAD TWISTED SHIELDED
WC1261 |  | 1022941-13 |  | TPE, 1 TRIAD TWISTED SHIELDED
WC1262 |  | 1022941-13 |  | TPE, 1 TRIAD TWISTED SHIELDED
WC1263 |  | 1022941-13 |  | TPE, 1 TRIAD TWISTED SHIELDED
WC1264 |  | 1022941-13 |  | TPE, 1 TRIAD TWISTED SHIELDED
WC1265 |  | 1022941-13 |  | TPE, 1 TRIAD TWISTED SHIELDED
WC2067 |  | 1022941-13 |  | TPE, 1 TRIAD TWISTED SHIELDED
WC2068 |  | 1022941-13 |  | TPE, 1 TRIAD TWISTED SHIELDED
WC2069 |  | 1022941-13 |  | TPE, 1 TRIAD TWISTED SHIELDED
WC2070 |  | 1022941-13 |  | TPE, 1 TRIAD TWISTED SHIELDED
WC2071 |  | 1022941-13 |  | TPE, 1 TRIAD TWISTED SHIELDED
WC2072 |  | 1022941-13 |  | TPE, 1 TRIAD TWISTED SHIELDED
WC2073 |  | 1022941-13 |  | TPE, 1 TRIAD TWISTED SHIELDED
WC2074 |  | 1022941-13 |  | TPE, 1 TRIAD TWISTED SHIELDED
WC2075 |  | 1022941-13 |  | TPE, 1 TRIAD TWISTED SHIELDED
WC2076 |  | 1022941-13 |  | TPE, 1 TRIAD TWISTED SHIELDED
WC2077 |  | 1022941-13 |  | TPE, 1 TRIAD TWISTED SHIELDED
WC2078 |  | 1022941-13 |  | TPE, 1 TRIAD TWISTED SHIELDED
WC2079 |  | 1022941-13 |  | TPE, 1 TRIAD TWISTED SHIELDED
WC2090 |  | 1022941-13 |  | TPE, 1 TRIAD TWISTED SHIELDED
WC2100 |  | 1022941-13 |  | TPE, 1 TRIAD TWISTED SHIELDED
WC2108 |  | 1022941-13 |  | TPE, 1 TRIAD TWISTED SHIELDED
WC2111 |  | 1022941-12 |  | TPE, 1 PAIR TWISTED SHIELDED
WC2112 |  | 1022941-12 |  | TPE, 1 PAIR TWISTED SHIELDED
WC2113 |  | 1022941-12 |  | TPE, 1 PAIR TWISTED SHIELDED
WC2114 |  | 1022941-12 |  | TPE, 1 PAIR TWISTED SHIELDED
WC2115 |  | 1022941-12 |  | TPE, 1 PAIR TWISTED SHIELDED
WC2116 |  | 1022941-12 |  | TPE, 1 PAIR TWISTED SHIELDED
WC2117 |  | 1022941-12 |  | TPE, 1 PAIR TWISTED SHIELDED
WC2118 |  | 1022941-12 |  | TPE, 1 PAIR TWISTED SHIELDED
WC2119 |  | 1022941-12 |  | TPE, 1 PAIR TWISTED SHIELDED
WC2120 |  | 1022941-12 |  | TPE, 1 PAIR TWISTED SHIELDED
WC2121 |  | 1022941-12 |  | TPE, 1 PAIR TWISTED SHIELDED
WC2122 |  | 1022941-12 |  | TPE, 1 PAIR TWISTED SHIELDED
WC2123 |  | 1022941-13 |  | TPE, 1 TRIAD TWISTED SHIELDED
WC2126 |  | 1022941-13 |  | TPE, 1 TRIAD TWISTED SHIELDED
WC2127 |  | 1022941-13 |  | TPE, 1 TRIAD TWISTED SHIELDED
WC2128 |  | 1022941-13 |  | TPE, 1 TRIAD TWISTED SHIELDED
WC2129 |  | 1022941-13 |  | TPE, 1 TRIAD TWISTED SHIELDED
WC2140 |  | 1022941-13 |  | TPE, 1 TRIAD TWISTED SHIELDED
WC2141 |  | 1022941-13 |  | TPE, 1 TRIAD TWISTED SHIELDED
WC2142 |  | 1022941-13 |  | TPE, 1 TRIAD TWISTED SHIELDED
WC2143 |  | 1022941-13 |  | TPE, 1 TRIAD TWISTED SHIELDED
WC2144 |  | 1022941-13 |  | TPE, 1 TRIAD TWISTED SHIELDED
WC2145 |  | 1022941-13 |  | TPE, 1 TRIAD TWISTED SHIELDED
WC2156 |  | 1022941-13 |  | TPE, 1 TRIAD TWISTED SHIELDED
WC2157 |  | 1022941-13 |  | TPE, 1 TRIAD TWISTED SHIELDED
WC2162 |  | 1022941-13 |  | TPE, 1 TRIAD TWISTED SHIELDED
WC2163 |  | 1022941-13 |  | TPE, 1 TRIAD TWISTED SHIELDED
WC2164 |  | 1022941-13 |  | TPE, 1 TRIAD TWISTED SHIELDED
WC2165 |  | 1022941-13 |  | TPE, 1 TRIAD TWISTED SHIELDED
WC2166 |  | 1022941-13 |  | TPE, 1 TRIAD TWISTED SHIELDED
WC2180 |  | 1022941-13 |  | TPE, 1 TRIAD TWISTED SHIELDED
WC2254 |  | 1022941-13 |  | TPE, 1 TRIAD TWISTED SHIELDED
WC2255 |  | 1022941-13 |  | TPE, 1 TRIAD TWISTED SHIELDED
WC2600 |  | 1022941-13 |  | TPE, 1 TRIAD TWISTED SHIELDED
WC2603 |  | 1022941-13 |  | TPE, 1 TRIAD TWISTED SHIELDED
WC2614 |  | 1022941-13 |  | TPE, 1 TRIAD TWISTED SHIELDED
WC2615 |  | 1022941-13 |  | TPE, 1 TRIAD TWISTED SHIELDED
WC4025 |  | 1022941-12 |  | TPE, 1 PAIR TWISTED SHIELDED
WC4026 |  | 1022941-12 |  | TPE, 1 PAIR TWISTED SHIELDED
WC4027 |  | 1022941-12 |  | TPE, 1 PAIR TWISTED SHIELDED
WC4028 |  | 1022941-12 |  | TPE, 1 PAIR TWISTED SHIELDED
WC4029 |  | 1022941-12 |  | TPE, 1 PAIR TWISTED SHIELDED
WC4030 |  | 1022941-12 |  | TPE, 1 PAIR TWISTED SHIELDED
WC4031 |  | 1022941-12 |  | TPE, 1 PAIR TWISTED SHIELDED
WC4032 |  | 1022941-12 |  | TPE, 1 PAIR TWISTED SHIELDED
WC4034 |  | 1022941-12 |  | TPE, 1 PAIR TWISTED SHIELDED
WC4035 |  | 1022941-12 |  | TPE, 1 PAIR TWISTED SHIELDED
WC4037 |  | 1022941-12 |  | TPE, 1 PAIR TWISTED SHIELDED
WC4040 |  | 1022941-12 |  | TPE, 1 PAIR TWISTED SHIELDED
WC4041 |  | 1022941-12 |  | TPE, 1 PAIR TWISTED SHIELDED
WC4042 |  | 1022941-12 |  | TPE, 1 PAIR TWISTED SHIELDED
WC4043 |  | 1022941-12 |  | TPE, 1 PAIR TWISTED SHIELDED
WC4044 |  | 1022941-12 |  | TPE, 1 PAIR TWISTED SHIELDED
WC4045 |  | 1022941-12 |  | TPE, 1 PAIR TWISTED SHIELDED
WC4046 |  | 1022941-12 |  | TPE, 1 PAIR TWISTED SHIELDED
WC4047 |  | 1022941-12 |  | TPE, 1 PAIR TWISTED SHIELDED
WC4049 |  | 1022941-12 |  | TPE, 1 PAIR TWISTED SHIELDED
WC4050 |  | 1022941-12 |  | TPE, 1 PAIR TWISTED SHIELDED
WC4051 |  | 1022941-12 |  | TPE, 1 PAIR TWISTED SHIELDED
WC4052 |  | 1022941-12 |  | TPE, 1 PAIR TWISTED SHIELDED
WC4055 |  | 1022941-12 |  | TPE, 1 PAIR TWISTED SHIELDED
WC4057 |  | 1022941-12 |  | TPE, 1 PAIR TWISTED SHIELDED
WC4058 |  | 1022941-12 |  | TPE, 1 PAIR TWISTED SHIELDED
WC4067 |  | 1022941-12 |  | TPE, 1 PAIR TWISTED SHIELDED
WC4068 |  | 1022941-12 |  | TPE, 1 PAIR TWISTED SHIELDED
WC4069 |  | 1022941-12 |  | TPE, 1 PAIR TWISTED SHIELDED
WC4070 |  | 1022941-12 |  | TPE, 1 PAIR TWISTED SHIELDED
WC4071 |  | 1022941-12 |  | TPE, 1 PAIR TWISTED SHIELDED
WC4072 |  | 1022941-12 |  | TPE, 1 PAIR TWISTED SHIELDED
WC4073 |  | 1022941-12 |  | TPE, 1 PAIR TWISTED SHIELDED
WC4074 |  | 1022941-12 |  | TPE, 1 PAIR TWISTED SHIELDED
WC4101 |  | 1022941-12 |  | TPE, 1 PAIR TWISTED SHIELDED
WC4112 |  | 1022941-12 |  | TPE, 1 PAIR TWISTED SHIELDED
WC4117 |  | 1022941-12 |  | TPE, 1 PAIR TWISTED SHIELDED
WC4118 |  | 1022941-12 |  | TPE, 1 PAIR TWISTED SHIELDED
WC4120 |  | 1022941-12 |  | TPE, 1 PAIR TWISTED SHIELDED
WC4121 |  | 1022941-12 |  | TPE, 1 PAIR TWISTED SHIELDED
WC4122 |  | 1022941-12 |  | TPE, 1 PAIR TWISTED SHIELDED
WC4123 |  | 1022941-12 |  | TPE, 1 PAIR TWISTED SHIELDED
WC4133 |  | 1022941-12 |  | TPE, 1 PAIR TWISTED SHIELDED
WC4136 |  | 1022941-12 |  | TPE, 1 PAIR TWISTED SHIELDED
WC4138 |  | 1022941-12 |  | TPE, 1 PAIR TWISTED SHIELDED
WC4153 |  | 1022941-12 |  | TPE, 1 PAIR TWISTED SHIELDED
WC4154 |  | 1022941-12 |  | TPE, 1 PAIR TWISTED SHIELDED
WC4155 |  | 1022941-12 |  | TPE, 1 PAIR TWISTED SHIELDED
WC4164 |  | 1022941-12 |  | TPE, 1 PAIR TWISTED SHIELDED
WC4165 |  | 1022941-12 |  | TPE, 1 PAIR TWISTED SHIELDED
WC4166 |  | 1022941-12 |  | TPE, 1 PAIR TWISTED SHIELDED
WC4168 |  | 1022941-12 |  | TPE, 1 PAIR TWISTED SHIELDED
WC4169 |  | 1022941-12 |  | TPE, 1 PAIR TWISTED SHIELDED
WC4171 |  | 1022941-12 |  | TPE, 1 PAIR TWISTED SHIELDED
WC4181 |  | 1022941-12 |  | TPE, 1 PAIR TWISTED SHIELDED
WC4182 |  | 1022941-12 |  | TPE, 1 PAIR TWISTED SHIELDED
WC4190 |  | 1022941-12 |  | TPE, 1 PAIR TWISTED SHIELDED
WC4191 |  | 1022941-12 |  | TPE, 1 PAIR TWISTED SHIELDED
WC4193 |  | 1022941-12 |  | TPE, 1 PAIR TWISTED SHIELDED
WC4194 |  | 1022941-12 |  | TPE, 1 PAIR TWISTED SHIELDED
WC4195 |  | 1022941-12 |  | TPE, 1 PAIR TWISTED SHIELDED
WC4219 |  | 1022941-12 |  | TPE, 1 PAIR TWISTED SHIELDED
WC4256 |  | 1022941-12 |  | TPE, 1 PAIR TWISTED SHIELDED
WC4260 |  | 1022941-12 |  | TPE, 1 PAIR TWISTED SHIELDED
WC4562 |  | 1022941-12 |  | TPE, 1 PAIR TWISTED SHIELDED
WC4619 |  | 1022941-12 |  | TPE, 1 PAIR TWISTED SHIELDED
WC4620 |  | 1022941-12 |  | TPE, 1 PAIR TWISTED SHIELDED
WC4623 |  | 1022941-12 |  | TPE, 1 PAIR TWISTED SHIELDED
WC4624 |  | 1022941-12 |  | TPE, 1 PAIR TWISTED SHIELDED
WC4639 |  | 1022941-12 |  | TPE, 1 PAIR TWISTED SHIELDED
WC4640 |  | 1022941-12 |  | TPE, 1 PAIR TWISTED SHIELDED
WC4641 |  | 1022941-12 |  | TPE, 1 PAIR TWISTED SHIELDED
WC4642 |  | 1022941-12 |  | TPE, 1 PAIR TWISTED SHIELDED
WC4660 |  | 1022941-12 |  | TPE, 1 PAIR TWISTED SHIELDED
WC4667 |  | 1022941-12 |  | TPE, 1 PAIR TWISTED SHIELDED
WC4668 |  | 1022941-12 |  | TPE, 1 PAIR TWISTED SHIELDED
WC4669 |  | 1022941-12 |  | TPE, 1 PAIR TWISTED SHIELDED
WC4706 |  | 1022941-12 |  | TPE, 1 PAIR TWISTED SHIELDED
WC4707 |  | 1022941-12 |  | TPE, 1 PAIR TWISTED SHIELDED
WC4708 |  | 1022941-12 |  | TPE, 1 PAIR TWISTED SHIELDED
WC4709 |  | 1022941-12 |  | TPE, 1 PAIR TWISTED SHIELDED
WC5018 |  | 1022941-22 |  | TPE, 1 PAIR TWISTED SHIELDED
WC5118 |  | 1022941-22 |  | TPE, 1 PAIR TWISTED SHIELDED
WC5159 |  | 1022941-12 |  | TPE, 1 PAIR TWISTED SHIELDED
WC5180 |  | 1022941-12 |  | TPE, 1 PAIR TWISTED SHIELDED
WC5500 |  | 1022941-22 |  | TPE, 1 PAIR TWISTED SHIELDED
WC5540 |  | PART OF 1113568-200 |  | CABLE, 2 CONDUCTOR TRIMMED SHIELD PART OF HORN
WC5600 |  | 1022941-22 |  | TPE, 1 PAIR TWISTED SHIELDED
WC8040 |  | 1322418-90 |  | CABLE, SYTSTEM FUNCTION
WC8041 |  | 1322418-90 |  | CABLE, SUPPLIED BY OTHERS
WC8042 |  | 1322418-90 |  | CABLE, SUPPLIED BY OTHERS
WC8043 |  | 1322418-90 |  | CABLE, SUPPLIED BY OTHERS
WC8050 |  | 1322418-90 |  | CABLE, SUPPLIED BY OTHERS
WC8051 |  | 1322418-90 |  | CABLE, SYTSTEM FUNCTION
WC8058 |  | 1322418-31,1322418-40,1322418-72,1322418-73 |  | CABLE, 2-CH TACHOMETER INPUT^DYNAMIX 1444 VIBRATION
WC8058 |  | 2684693-54 |  | CABLE, 2-CH TACHOMETER INPUT^DYNAMIX 1444 VIBRATION
WC8066 |  | 1022941-22 |  | TPE, 1 PAIR TWISTED SHIELDED
WC8067 |  | 1022941-22 |  | TPE, 1 PAIR TWISTED SHIELDED
WC8069 |  | 1022941-22 |  | TPE, 1 PAIR TWISTED SHIELDED
WC8090 |  | 1322418-90 |  | CABLE, SUPPLIED BY OTHERS
WC8091 |  | 1322418-90 |  | CABLE, SUPPLIED BY OTHERS
WC8092 |  | 1322418-90 |  | CABLE, SUPPLIED BY OTHERS
WC9002 |  | 1302073-36 |  | CABLE, ETHERNET - 36 INCHES
WC9003 |  | 1302073-36 |  | CABLE, ETHERNET - 36 INCHES
WC9211 |  | 1302073-36 |  | CABLE, ETHERNET - 36 INCHES

## Part Number List
Part Number List |  | SolarTools ver. 24.0.84.21725 (Mar 20, 2026)
Project # | J0080
Report date: 3/25/2026 3:25 PM
Project Name | MEDCO CORRIDOR DAYUNG GTC-301
Revision | A.6
Controls DE | D.GRANT
Phone:
Controls ME | G.CATO
Phone:
Device ID | Part Number | Description | Location
AF0081 | 2684693-18,2684693-28 | 5094-IB16SXT, 16 DISCRETE INPUT, S | A PANEL
AF0082 | 2684693-17,2684693-23 | 5094-IB16XT, 16 DISCRETE INPUT | A PANEL
AF0083 | 2684693-19,2684693-33 | 5094-IY8XT, 8 ANALOG INPUT,TC/RTD/I&V | A PANEL
AF0084 | 2684693-19,2684693-33 | 5094-IY8XT, 8 ANALOG INPUT,TC/RTD/I&V | A PANEL
AF0085 | 2684693-18,2684693-56 | 5094-IF8IHXT, 8 ANALOG INPUT, ISOLATED | A PANEL
AF0086 | 2684693-18,2684693-56 | 5094-IF8IHXT, 8 ANALOG INPUT, ISOLATED | A PANEL
AF0087 | 2684693-17,2684693-23 | 5094-IB16XT, 16 DISCRETE INPUT | A PANEL
AF0088 | 2684693-18,2684693-56 | 5094-IF8IHXT, 8 ANALOG INPUT, ISOLATED | A PANEL
AF0091 | 2684693-17,2684693-23 | 5094-IB16XT, 16 DISCRETE INPUT | A PANEL
AF0092 | 2684693-17,2684693-24 | 5094-OB16XT, 16 DISCRETE OUTPUT | A PANEL
AF0093 | 2684693-17,2684693-24 | 5094-OB16XT, 16 DISCRETE OUTPUT | A PANEL
AF0094 | 2684693-19,2684693-33 | 5094-IY8XT, 8 ANALOG INPUT,TC/RTD/I&V | A PANEL
AF0095 | 2684693-17,2684693-25 | 5094-OB8XT, 8 DISCRETE OUTPUT | A PANEL
AF0096 | 2684693-21,2684693-36 | 5094-IRT8SXT, 8 RTD/TC ANALOG INPUT, S | A PANEL
AU0080 | 2684693-22 | 5094-AENTRXT, FLEX 5000 I/O | A PANEL
AU0090 | 2684693-22 | 5094-AENTRXT, FLEX 5000 I/O | A PANEL
FL1100 | 1022716-1 | EMI/SURGE FILTER, 24VDC | A PANEL
FU0010 | 1043265-1,1043265-4 | FUSE, 5A | A PANEL
FU0080 | 1043265-1,1043265-5 | FUSE, 10A | A PANEL
FU0081 | 1043265-1,1043265-5 | FUSE, 10A | A PANEL
FU0082 | 1043265-1,1043265-5 | FUSE, 10A | A PANEL
FU0090 | 1043265-1,1043265-5 | FUSE, 10A | A PANEL
FU0091 | 1043265-1,1043265-5 | FUSE, 10A | A PANEL
FU0092 | 1043265-1,1043265-5 | FUSE, 10A | A PANEL
FU0093 | 1043265-1,1043265-5 | FUSE, 10A | A PANEL
FU0136 | 1043265-1,1043265-9 | FUSE, 30A | A PANEL
FU0137 | 1043265-1,1043265-7 | FUSE, 20A | A PANEL
FU0139 | 1043265-1,1043265-4 | FUSE, 5A | A PANEL
GR0131 | 903849C1 | RAIL GROUND, DIN RAIL GROUNDING | A PANEL
GR0132 | 903849C1 | RAIL GROUND, DIN RAIL GROUNDING | A PANEL
GR0133 | 903849C1 | RAIL GROUND, DIN RAIL GROUNDING | A PANEL
GR0134 | 903849c1 | RAIL GROUND, DIN RAIL GROUNDING | A PANEL
KA0130 | 1061979-1 | RELAY, LOWSPEED/OPEN PROBE SETPOINT | A PANEL
KA0131 | 1061979-1 | RELAY, CONTROLLER ACTIVE | A PANEL
KA0132 | 1061979-1 | RELAY, CONTROLLER ACTIVE | A PANEL
KA0133 | 1061979-1 | RELAY, POST LUBE NOT REQUIRED | A PANEL
KA0134 | 1061979-1 | RELAY, BACKUP COMMAND OFF | A PANEL
KA0135 | 1061979-1 | RELAY, AC PRE/POST PUMP DRIVE | A PANEL
KA0136 | 1061979-1 | RELAY, LUBE OIL HEADER^PRESSURE HIGH | A PANEL
KA0137 | 1061979-1 | RELAY, LUBE PUMP INHIBIT | A PANEL
KA0138 | 1061979-1 | RELAY, BACKUP LUBE OIL PUMP OFF | A PANEL
KA0141 | 1061979-1 | RELAY, CONTROLLER ACTIVE | A PANEL
KA0144 | 1061979-1 | RELAY, AC PRE/POST PUMP DRIVE | A PANEL
KA0221 | 1061979-1 | RELAY, PRIMARY GAS FUEL^SHUTOFF VALVE | A PANEL
KA2160 | 1061979-1 | RELAY, CLOSE GAS BLOCK VALVE | A PANEL
KA2161 | 1061979-1 | RELAY, OPEN GAS BLEED VALVE | A PANEL
KA3103 | 1061979-1 | RELAY, LUBE OIL TANK HEATER | A PANEL
KA3220 | 1061979-1 | RELAY, LUBE OIL COOLER FAN | A PANEL
KA6211 | 1061979-1 | RELAY, DRIVER ENCLOSURE^VENT FAN #1 | A PANEL
KA6212 | 1061979-1 | RELAY, DRIVER ENCLOSURE^VENT FAN #2 | A PANEL
KT0140 | 2651077-1 | TIMER RELAY, BACKUP PUMP POST LUBE OFF CYCLE | A PANEL
KT0141 | 2651077-1 | TIMER RELAY, BACKUP POST LUBE CONTINUOUS | A PANEL
KT0142 | 2651077-1 | TIMER RELAY, TOTAL POST LUBE | A PANEL
KT0143 | 2651077-1 | TIMER RELAY, BACKUP PUMP POST LUBE ON CYCLE | A PANEL
KT0144 | 2651077-1 | TIMER RELAY, HEADER PRESSURE HIGH BACKUP PUMP OFF | A PANEL
KT0145 | 2651077-1 | TIMER RELAY, FIRE DETECTED ROLLDOWN LUBE | A PANEL
KT0146 | 2651077-3 | TIMER RELAY, WATCHDOG | A PANEL
PEG0130 | 232941-300 | BUS BAR, PANEL A - POWER EARTH GROUNDING | A PANEL
RR0851 | 981090C1 | RESISTOR, 3.01K OHM | A PANEL
RR0852 | 981089C1 | RESISTOR, 1.0K OHM | A PANEL
XT0080 | 1066730-7,1066730-8,1067996-4 | TERMINAL BLOCK, SPRING, 4 CONDUCTOR,30-12 AWG (0.05-3.31 MM2),NON-IS | A PANEL
XT0085 | 1066730-7,1066730-8,1067996-4 | TERMINAL BLOCK, SPRING, 4 CONDUCTOR,30-12 AWG (0.05-3.31 MM2),NON-IS | A PANEL
XT0090 | 1066730-7,1066730-8,1067996-4 | TERMINAL BLOCK, SPRING, 4 CONDUCTOR,30-12 AWG (0.05-3.31 MM2),NON-IS | A PANEL
XT0134 | 1066730-16,1066730-17,1066730-18 | TERMINAL STRIP, 2 CONDUCTOR | A PANEL
XT0135 | 1066730-7,1066730-8,1067996-4 | TERMINAL BLOCK, SPRING, 4 CONDUCTOR,30-12 AWG (0.05-3.31 MM2),NON-IS | A PANEL
XT0136 | 1066730-7,1066730-8,1067996-4 | TERMINAL BLOCK, SPRING, 4 CONDUCTOR,30-12 AWG (0.05-3.31 MM2),NON-IS | A PANEL
XT0137 | 1066730-7,1066730-8,1067996-4 | TERMINAL BLOCK, SPRING, 4 CONDUCTOR,30-12 AWG (0.05-3.31 MM2),NON-IS | A PANEL
XT0138 | 1066730-16,1066730-17,1066730-18 | TERMINAL STRIP, 2 CONDUCTOR | A PANEL
XT0139 | 1066730-7,1066730-8,1067996-4 | TERMINAL BLOCK, SPRING, 4 CONDUCTOR,30-12 AWG (0.05-3.31 MM2),NON-IS | A PANEL
AF0061 | 2684693-17,2684693-25 | 5094-OB8XT, 8 DISCRETE OUTPUT | B PANEL
AF0062 | 2684693-17,2684693-25 | 5094-OB8XT, 8 DISCRETE OUTPUT | B PANEL
AF0063 | 2684693-17,2684693-23 | 5094-IB16XT, 16 DISCRETE INPUT | B PANEL
AF0064 | 2684693-18,2684693-30 | 5094-IF4IHSXT, 4 ANALOG INPUT, S | B PANEL
AF0065 | 2684693-18,2684693-30 | 5094-IF4IHSXT, 4 ANALOG INPUT, S | B PANEL
AF0066 | 2684693-18,2684693-27 | 5094-OF8IHXT, 8 ANALOG OUTPUT, ISOLATED | B PANEL
AF0067 | 2684693-17,2684693-25 | 5094-OB8XT, 8 DISCRETE OUTPUT | B PANEL
AF0068 | 2684693-21,2684693-36 | 5094-IRT8SXT, 8 RTD/TC ANALOG INPUT, S | B PANEL
AF0071 | 2684693-18,2684693-32 | 5094-IJ2ISXT, 2 FAST COUNTER INPUT, S | B PANEL
AF0072 | 2684693-18,2684693-30 | 5094-IF4IHSXT, 4 ANALOG INPUT, S | B PANEL
AF0073 | 2684693-21,2684693-36 | 5094-IRT8SXT, 8 RTD/TC ANALOG INPUT, S | B PANEL
AF0074 | 2684693-18,2684693-56 | 5094-IF8IHXT, 8 ANALOG INPUT, ISOLATED | B PANEL
AF0075 | 2684693-18,2684693-30 | 5094-IF4IHSXT, 4 ANALOG INPUT, S | B PANEL
AF0076 | 2684693-18,2684693-55 | 5094-OB16SXT, 16 DISCRETE OUTPUT, S | B PANEL
AF0077 | 2684693-19,2684693-33 | 5094-IY8XT, 8 ANALOG INPUT,TC/RTD/I&V | B PANEL
AU0060 | 2684693-22 | 5094-AENTRXT, FLEX 5000 I/O | B PANEL
AU0070 | 2684693-22 | 5094-AENTRXT, FLEX 5000 I/O | B PANEL
FU0060 | 1043265-1,1043265-5 | FUSE, 10A | B PANEL
FU0061 | 1043265-1,1043265-5 | FUSE, 10A | B PANEL
FU0062 | 1043265-1,1043265-5 | FUSE, 10A | B PANEL
FU0063 | 1043265-1,1043265-5 | FUSE, 10A | B PANEL
FU0070 | 1043265-1,1043265-5 | FUSE, 10A | B PANEL
FU0071 | 1043265-1,1043265-5 | FUSE, 10A | B PANEL
FU0210 | 1043265-1,1043265-7 | FUSE, 20A | B PANEL
FU0211 | 1043265-1,1043265-4 | FUSE, 5A | B PANEL
FU0212 | 1043265-1,1043265-3 | FUSE, 2A | B PANEL
GR0231 | 903842C1 | RAIL LUG, DINRAIL GROUNDING | B PANEL
GR0232 | 903842C1 | RAIL LUG, DINRAIL GROUNDING | B PANEL
GR0233 | 903842C1 | RAIL LUG, DINRAIL GROUNDING | B PANEL
IEG0010 | 1099358-200 | BUS BAR, MARSHALLING INSTRUMENT EARTH GROUNDING | B PANEL
IEG0230 | 232941-300 | BUS BAR, PANEL B - INSTRUMENT EARTH GROUNDING | B PANEL
KA0222 | 1061979-1 | RELAY, SECONDARY GAS FUEL^ SHUTOFF VALVE | B PANEL
KA0231 | 1061979-1 | RELAY, CONTROLLER ACTIVE | B PANEL
KA0232 | 1061979-1,1061979-2 | RELAY, CONTROLLER ACTIVE | B PANEL
KA0233 | 1061979-1 | RELAY, CONTROLLER ACTIVE | B PANEL
KA0234 | 1061979-1 | RELAY, CONTROLLER ACTIVE | B PANEL
KA0235 | 1061979-1 | RELAY, NO EMERGENCY ^SHUTDOWN SUMMARY | B PANEL
KA0236 | 1061979-1 | RELAY, NO EMERGENCY ^SHUTDOWN SUMMARY | B PANEL
KA0237 | 1061979-1 | RELAY, NO EMERGENCY^ SHUTDOWN SUMMARY | B PANEL
KA0238 | 1061979-1 | RELAY, NO EMERGENCY SHUTDOWN SUMMARY | B PANEL
KA0239 | 1061979-1 | RELAY, NO EMERGENCY SHUTDOWN SUMMARY | B PANEL
KA0240 | 1061979-1 | RELAY, NO EMERGENCY SHUTDOWN SUMMARY | B PANEL
KA0241 | 1061979-1 | RELAY, BACKUP SYSTEM RESET | B PANEL
KA0242 | 1061979-1 | RELAY, BACKUP SYSTEM RESET | B PANEL
KA0243 | 1061979-1 | RELAY, NO FIRE DETECTED | B PANEL
KA0244 | 1061979-1 | RELAY, NO FIRE DETECTED | B PANEL
KA0245 | 1061979-1 | RELAY, NO GAS DETECTED | B PANEL
KA0246 | 1061979-1 | RELAY, NO FIRE DETECTED | B PANEL
KA0247 | 1061979-1 | RELAY, NO FIRE DETECTED | B PANEL
KA0248 | 1061979-1 | RELAY, NO EMERGENCY SHUTDOWN SUMMARY | B PANEL
KA0249 | 1061979-1 | RELAY, NO GAS DETECTED | B PANEL
KA0250 | 1061979-1 | RELAY, NO EMERGENCY SHUTDOWN SUMMARY | B PANEL
KA1020 | 1061979-1 | RELAY, IGNITION START | B PANEL
XT0060 | 1066730-7,1066730-8,1067996-4 | TERMINAL BLOCK, SPRING, 4 CONDUCTOR,30-12 AWG (0.05-3.31 MM2),NON-IS | B PANEL
XT0070 | 1066730-7,1066730-8,1067996-4 | TERMINAL BLOCK, SPRING, 4 CONDUCTOR,30-12 AWG (0.05-3.31 MM2),NON-IS | B PANEL
XT0233 | 1066730-7,1066730-8,1067996-4 | TERMINAL BLOCK, SPRING, 4 CONDUCTOR,30-12 AWG (0.05-3.31 MM2),NON-IS | B PANEL
XT0235 | 1066730-7,1066730-8,1067996-4 | TERMINAL BLOCK, SPRING, 4 CONDUCTOR,30-12 AWG (0.05-3.31 MM2),NON-IS | B PANEL
XT0236 | 1066730-7,1066730-8,1067996-4 | TERMINAL BLOCK, SPRING, 4 CONDUCTOR,30-12 AWG (0.05-3.31 MM2),NON-IS | B PANEL
XT0237 | 1066730-10,1066730-68,1066730-9 | DIODE TERMINAL STRIP, 4 CONDUCTOR | B PANEL
XT0240 | 1066730-7,1066730-8,1067996-4 | TERMINAL BLOCK, SPRING, 4 CONDUCTOR,30-12 AWG (0.05-3.31 MM2),NON-IS | B PANEL
AF0141 | 2684693-17,2684693-25 | 5094-OB8XT, 8 DISCRETE OUTPUT | BOP PANEL
AF0142 | 2684693-17,2684693-23 | 5094-IB16XT, 16 DISCRETE INPUT | BOP PANEL
AF0143 | 2684693-18,2684693-56 | 5094-IF8IHXT, 8 ANALOG INPUT, ISOLATED | BOP PANEL
AF0144 | 2684693-18,2684693-27 | 5094-OF8IHXT, 8 ANALOG OUTPUT, ISOLATED | BOP PANEL
AF0145 | 2684693-19,2684693-33 | 5094-IY8XT, 8 ANALOG INPUT,TC/RTD/I&V | BOP PANEL
AF0146 | 2684693-17,2684693-25 | 5094-OB8XT, 8 DISCRETE OUTPUT | BOP PANEL
AF0181 | 2684693-17,2684693-25 | 5094-OB8XT, 8 DISCRETE OUTPUT | BOP PANEL
AF0182 | 2684693-17,2684693-23 | 5094-IB16XT, 16 DISCRETE INPUT | BOP PANEL
AF0183 | 2684693-18,2684693-28 | 5094-IB16SXT, 16 DISCRETE INPUT, S | BOP PANEL
AF0184 | 2684693-18,2684693-55 | 5094-OB16SXT, 16 DISCRETE OUTPUT, S | BOP PANEL
AF0185 | 2684693-18,2684693-56 | 5094-IF8IHXT, 8 ANALOG INPUT, ISOLATED | BOP PANEL
AU0140 | 2684693-22 | 5094-AENTRXT, FLEX 5000 I/O | BOP PANEL
AU0180 | 2684693-22 | 5094-AENTRXT, FLEX 5000 I/O | BOP PANEL
FU0140 | 1043265-1,1043265-5 | FUSE, 10A | BOP PANEL
FU0141 | 1043265-1,1043265-5 | FUSE, 10A | BOP PANEL
FU0144 | 1043265-1,1043265-5 | FUSE, 10A | BOP PANEL
FU0180 | 1043265-1,1043265-5 | FUSE, 10A | BOP PANEL
FU0181 | 1043265-1,1043265-5 | FUSE, 10A | BOP PANEL
FU0184 | 1043265-1,1043265-5 | FUSE, 10A | BOP PANEL
FU0570 | 1043265-1,1043265-7 | FUSE, 20A | BOP PANEL
GR0140 | 903849C1 | RAIL GROUND, DIN RAIL GROUNDING | BOP PANEL
GR0180 | 903849C1 | RAIL GROUND, DIN RAIL GROUNDING | BOP PANEL
GR0257 | 903849C1 | RAIL GROUND, DIN RAIL GROUNDING | BOP PANEL
IEG0257 | 232941-300 | BUS BAR, BOP - INSTRUMENT EARTH GROUNDING | BOP PANEL
KA0531 | 1061979-1 | RELAY, NO EMERGENCY SHUTDOWN SUMMARY | BOP PANEL
KA0532 | 1061979-1 | RELAY, NO EMERGENCY SHUTDOWN SUMMARY | BOP PANEL
KA0533 | 1061979-1 | RELAY, NO EMERGENCY SHUTDOWN SUMMARY | BOP PANEL
KA0534 | 1061979-1 | RELAY, NO EMERGENCY SHUTDOWN SUMMARY | BOP PANEL
KA0535 | 1061979-1 | RELAY, CONTROLLER ACTIVE | BOP PANEL
KA0536 | 1061979-1 | RELAY, CONTROLLER ACTIVE | BOP PANEL
KA0537 | 1061979-1 | RELAY, NO EMERGENCY SHUTDOWN SUMMARY | BOP PANEL
KA0540 | 1061979-1 | RELAY, OPEN SUCTION VALVE | BOP PANEL
KA0541 | 1061979-1 | RELAY, OPEN DISCHARGE VALVE | BOP PANEL
KA0550 | 1061979-2 | RELAY, OPEN SUCTION VALVE SAFETY | BOP PANEL
KA0551 | 1061979-2 | RELAY, OPEN DISCHARGE VALVE SAFETY | BOP PANEL
KA0554 | 1061979-2 | RELAY, CLOSE VENT VALVE SAFETY | BOP PANEL
KA0555 | 1061979-2 | RELAY, CLOSE VENT VALVE SAFETY | BOP PANEL
KT0571 | 2651077-1 | TIMER RELAY, LOADING VALVE CLOSED | BOP PANEL
KT0572 | 2651077-1 | TIMER RELAY, SUCTION VALVE CLOSED | BOP PANEL
KT0573 | 2651077-1 | TIMER RELAY, DISCHARGE VALVE CLOSED | BOP PANEL
WC8059 | 2684693-54 |  | BOP PANEL
XT0140 | 1066730-7,1066730-8,1067996-4 | TERMINAL BLOCK, SPRING, 4 CONDUCTOR,30-12 AWG (0.05-3.31 MM2),NON-IS | BOP PANEL
XT0180 | 1066730-7,1066730-8,1067996-4 | TERMINAL BLOCK, SPRING, 4 CONDUCTOR,30-12 AWG (0.05-3.31 MM2),NON-IS | BOP PANEL
XT0570 | 1066730-16,1066730-17,1067996-4 | TERMINAL STRIP, 2 CONDUCTOR | BOP PANEL
XT0572 | 1066730-7,1066730-8,1067996-4 | TERMINAL BLOCK, SPRING, 4 CONDUCTOR,30-12 AWG (0.05-3.31 MM2),NON-IS | BOP PANEL
XT0573 | 1066730-10,1066730-68,1066730-9 | DIODE TERMINAL STRIP, 4 CONDUCTOR | BOP PANEL
AF0241 | 2684693-17,2684693-25 | 5094-OB8XT, 8 DISCRETE OUTPUT | COMP & GEARBOX
AF0242 | 2684693-17,2684693-23 | 5094-IB16XT, 16 DISCRETE INPUT | COMP & GEARBOX
AF0243 | 2684693-18,2684693-56 | 5094-IF8IHXT, 8 ANALOG INPUT, ISOLATED | COMP & GEARBOX
AF0244 | 2684693-18,2684693-30 | 5094-IF4IHSXT, 4 ANALOG INPUT, S | COMP & GEARBOX
AF0245 | 2684693-19,2684693-33 | 5094-IY8XT, 8 ANALOG INPUT,TC/RTD/I&V | COMP & GEARBOX
AF0246 | 2684693-19,2684693-33 | 5094-IY8XT, 8 ANALOG INPUT,TC/RTD/I&V | COMP & GEARBOX
AF0247 | 2684693-18,2684693-56 | 5094-IF8IHXT, 8 ANALOG INPUT, ISOLATED | COMP & GEARBOX
AF0271 | 2684693-17,2684693-25 | 5094-OB8XT, 8 DISCRETE OUTPUT | COMP & GEARBOX
AF0272 | 2684693-18,2684693-56 | 5094-IF8IHXT, 8 ANALOG INPUT, ISOLATED | COMP & GEARBOX
AF0273 | 2684693-19,2684693-33 | 5094-IY8XT, 8 ANALOG INPUT,TC/RTD/I&V | COMP & GEARBOX
AF0274 | 2684693-19,2684693-33 | 5094-IY8XT, 8 ANALOG INPUT,TC/RTD/I&V | COMP & GEARBOX
AF0275 | 2684693-18,2684693-30 | 5094-IF4IHSXT, 4 ANALOG INPUT, S | COMP & GEARBOX
AF0276 | 2684693-18,2684693-56 | 5094-IF8IHXT, 8 ANALOG INPUT, ISOLATED | COMP & GEARBOX
AF0321 | 2684693-19,2684693-33 | 5094-IY8XT, 8 ANALOG INPUT,TC/RTD/I&V | COMP & GEARBOX
AF1201 | 1043265-1,1043265-5,2684693-17,2684693-25 | 5094-OB8XT, 8 DISCRETE OUTPUT | COMP & GEARBOX
AF1202 | 1066730-7,1066730-8,1067996-4,2684693-17,2684693-23 | 5094-IB16XT, 16 DISCRETE INPUT | COMP & GEARBOX
AF1203 | 2684693-18,2684693-56 | 5094-IF8IHXT, 8 ANALOG INPUT, ISOLATED | COMP & GEARBOX
AF1204 | 1066730-7,1066730-8,1067996-4,2684693-18,2684693-30 | 5094-IF4IHSXT, 4 ANALOG INPUT, S | COMP & GEARBOX
AF1205 | 1066730-7,1066730-8,1067996-4,2684693-18,2684693-30 | 5094-IF4IHSXT, 4 ANALOG INPUT, S | COMP & GEARBOX
AF1206 | 2684693-21,2684693-36 | 5094-IRT8SXT, 8 RTD/TC ANALOG INPUT, S | COMP & GEARBOX
AF1207 | 1322418-11,1322418-20,1322418-70,1322418-71,2684693-18,2684693-28 | 5094-IB16SXT, 16 DISCRETE INPUT, S | COMP & GEARBOX
AF1208 | 2684693-19,2684693-33 | 5094-IY8XT, 8 ANALOG INPUT,TC/RTD/I&V | COMP & GEARBOX
AF1209 | 1066730-7,1066730-8,1067996-4,2684693-19,2684693-33 | 5094-IY8XT, 8 ANALOG INPUT,TC/RTD/I&V | COMP & GEARBOX
AF1210 | 2684693-18,2684693-56 | 5094-IF8IHXT, 8 ANALOG INPUT, ISOLATED | COMP & GEARBOX
AF1211 | 1066730-7,1066730-8,1067996-4,2684693-18,2684693-56 | 5094-IF8IHXT, 8 ANALOG INPUT, ISOLATED | COMP & GEARBOX
AU0240 | 2684693-22 | 5094-AENTRXT, FLEX 5000 I/O | COMP & GEARBOX
AU0270 | 2684693-22 | 5094-AENTRXT, FLEX I/O^COMMUNICATIONS ADAPTER | COMP & GEARBOX
AU0320 | 2684693-22 | 5094-AENTRXT, FLEX 5000 I/O | COMP & GEARBOX
AU1200 | 2684693-50 | 5094-AEN2TR, FLEX 5000 I/O | COMP & GEARBOX
EA007100 | 1014136-1 | SURGE SUPPRESSOR, MODULE (MTL-SD07X) | COMP & GEARBOX
EA024200 | 1014136-2 | SURGE SUPPRESSOR, MODULE (MTL-SD32X) | COMP & GEARBOX
EA024201 | 1014136-2 | SURGE SUPPRESSOR, MODULE (MTL-SD32X) | COMP & GEARBOX
EA024300 | 1014136-2 | SURGE SUPPRESSOR, MODULE (MTL-SD32X) | COMP & GEARBOX
EA024300P | 1014136-2 | SURGE SUPPRESSOR, MODULE (MTL-SD32X) | COMP & GEARBOX
EA024301 | 1014136-2 | SURGE SUPPRESSOR, MODULE (MTL-SD32X) | COMP & GEARBOX
EA024302 | 1014136-2 | SURGE SUPPRESSOR, MODULE (MTL-SD32X) | COMP & GEARBOX
EA024303 | 1014136-2 | SURGE SUPPRESSOR, MODULE (MTL-SD32X) | COMP & GEARBOX
EA024305 | 1014136-2 | SURGE SUPPRESSOR, MODULE (MTL-SD32X) | COMP & GEARBOX
EA024307 | 1014136-2 | SURGE SUPPRESSOR, MODULE (MTL-SD32X) | COMP & GEARBOX
EA024400 | 1014136-2 | SURGE SUPPRESSOR, MODULE (MTL-SD32X) | COMP & GEARBOX
EA024401 | 1014136-2 | SURGE SUPPRESSOR, MODULE (MTL-SD32X) | COMP & GEARBOX
EA024403 | 1014136-2 | SURGE SUPPRESSOR, MODULE (MTL-SD32X) | COMP & GEARBOX
EA024503 | 1014136-4 | SURGE SUPPRESSOR, MODULE (MTL-SDRTD) | COMP & GEARBOX
EA024504 | 1014136-4 | SURGE SUPPRESSOR, MODULE (MTL-SDRTD) | COMP & GEARBOX
EA024505 | 1014136-4 | SURGE SUPPRESSOR, MODULE (MTL-SDRTD) | COMP & GEARBOX
EA024506 | 1014136-4 | SURGE SUPPRESSOR, MODULE (MTL-SDRTD) | COMP & GEARBOX
EA024701 | 1014136-2 | SURGE SUPPRESSOR, MODULE (MTL-SD32X) | COMP & GEARBOX
EA024702 | 1014136-2 | SURGE SUPPRESSOR, MODULE (MTL-SD32X) | COMP & GEARBOX
EA024703 | 1014136-2 | SURGE SUPPRESSOR, MODULE (MTL-SD32X) | COMP & GEARBOX
EA027200 | 1014136-2 | SURGE SUPPRESSOR, MODULE (MTL-SD32X) | COMP & GEARBOX
EA027200P | 1014136-2 | SURGE SUPPRESSOR, MODULE (MTL-SD32X) | COMP & GEARBOX
EA027201 | 1014136-2 | SURGE SUPPRESSOR, MODULE (MTL-SD32X) | COMP & GEARBOX
EA027202 | 1014136-2 | SURGE SUPPRESSOR, MODULE (MTL-SD32X) | COMP & GEARBOX
EA027203 | 1014136-2 | SURGE SUPPRESSOR, MODULE (MTL-SD32X) | COMP & GEARBOX
EA027207 | 1014136-2 | SURGE SUPPRESSOR, MODULE (MTL-SD32X) | COMP & GEARBOX
EA027500 | 1014136-2 | SURGE SUPPRESSOR, MODULE (MTL-SD32X) | COMP & GEARBOX
EA027501 | 1014136-2 | SURGE SUPPRESSOR, MODULE (MTL-SD32X) | COMP & GEARBOX
EA027503 | 1014136-2 | SURGE SUPPRESSOR, MODULE (MTL-SD32X) | COMP & GEARBOX
EA027602 | 1014136-2 | SURGE SUPPRESSOR, MODULE (MTL-SD32X) | COMP & GEARBOX
EA027603 | 1014136-2 | SURGE SUPPRESSOR, MODULE (MTL-SD32X) | COMP & GEARBOX
EA040000 | 1014136-3 | SURGE SUPPRESSOR, MODULE (MTL-SD32T3) | COMP & GEARBOX
EA040001 | 1014136-3 | SURGE SUPPRESSOR, MODULE (MTL-SD32T3) | COMP & GEARBOX
EA041000 | 1014136-3 | SURGE SUPPRESSOR, MODULE (MTL-SD32T3) | COMP & GEARBOX
EA041001 | 1014136-3 | SURGE SUPPRESSOR, MODULE (MTL-SD32T3) | COMP & GEARBOX
EA041002 | 1014136-3 | SURGE SUPPRESSOR, MODULE (MTL-SD32T3) | COMP & GEARBOX
EA041003 | 1014136-3 | SURGE SUPPRESSOR, MODULE (MTL-SD32T3) | COMP & GEARBOX
EA042000 | 1014136-3 | SURGE SUPPRESSOR, MODULE (MTL-SD32T3) | COMP & GEARBOX
EA042001 | 1014136-3 | SURGE SUPPRESSOR, MODULE (MTL-SD32T3) | COMP & GEARBOX
EA042002 | 1014136-3 | SURGE SUPPRESSOR, MODULE (MTL-SD32T3) | COMP & GEARBOX
EA043000 | 1014136-3 | SURGE SUPPRESSOR, MODULE (MTL-SD32T3) | COMP & GEARBOX
EA043001 | 1014136-3 | SURGE SUPPRESSOR, MODULE (MTL-SD32T3) | COMP & GEARBOX
EA043002 | 1014136-3 | SURGE SUPPRESSOR, MODULE (MTL-SD32T3) | COMP & GEARBOX
EA043003 | 1014136-3 | SURGE SUPPRESSOR, MODULE (MTL-SD32T3) | COMP & GEARBOX
EA045000 | 1014136-3 | SURGE SUPPRESSOR, MODULE (MTL-SD32T3) | COMP & GEARBOX
EA045002 | 1014136-3 | SURGE SUPPRESSOR, MODULE (MTL-SD32T3) | COMP & GEARBOX
EA045003 | 1014136-3 | SURGE SUPPRESSOR, MODULE (MTL-SD32T3) | COMP & GEARBOX
EA05000 | 1014136-3 | SURGE SUPPRESSOR, MODULE (MTL-SD32T3) | COMP & GEARBOX
EA05100 | 1014136-3 | SURGE SUPPRESSOR, MODULE (MTL-SD32T3) | COMP & GEARBOX
EA05101 | 1014136-3 | SURGE SUPPRESSOR, MODULE (MTL-SD32T3) | COMP & GEARBOX
EA05102 | 1014136-3 | SURGE SUPPRESSOR, MODULE (MTL-SD32T3) | COMP & GEARBOX
EA05103 | 1014136-3 | SURGE SUPPRESSOR, MODULE (MTL-SD32T3) | COMP & GEARBOX
EA05200 | 1014136-3 | SURGE SUPPRESSOR, MODULE (MTL-SD32T3) | COMP & GEARBOX
EA06000 | 1014136-3 | SURGE SUPPRESSOR, MODULE (MTL-SD32T3) | COMP & GEARBOX
EA06100 | 1014136-3 | SURGE SUPPRESSOR, MODULE (MTL-SD32T3) | COMP & GEARBOX
EA06101 | 1014136-3 | SURGE SUPPRESSOR, MODULE (MTL-SD32T3) | COMP & GEARBOX
EA06102 | 1014136-3 | SURGE SUPPRESSOR, MODULE (MTL-SD32T3) | COMP & GEARBOX
EA06103 | 1014136-3 | SURGE SUPPRESSOR, MODULE (MTL-SD32T3) | COMP & GEARBOX
EA06200 | 1014136-3 | SURGE SUPPRESSOR, MODULE (MTL-SD32T3) | COMP & GEARBOX
EA07000 | 1014136-3 | SURGE SUPPRESSOR, MODULE (MTL-SD32T3) | COMP & GEARBOX
EA07100 | 1014136-3 | SURGE SUPPRESSOR, MODULE (MTL-SD32T3) | COMP & GEARBOX
EA07101 | 1014136-3 | SURGE SUPPRESSOR, MODULE (MTL-SD32T3) | COMP & GEARBOX
EA07102 | 1014136-3 | SURGE SUPPRESSOR, MODULE (MTL-SD32T3) | COMP & GEARBOX
EA07103 | 1014136-3 | SURGE SUPPRESSOR, MODULE (MTL-SD32T3) | COMP & GEARBOX
EA07200 | 1014136-3 | SURGE SUPPRESSOR, MODULE (MTL-SD32T3) | COMP & GEARBOX
EA09102 | 1014136-3 | SURGE SUPPRESSOR, MODULE (MTL-SD32T3) | COMP & GEARBOX
EA09103 | 1014136-3 | SURGE SUPPRESSOR, MODULE (MTL-SD32T3) | COMP & GEARBOX
EA09202 | 1014136-3 | SURGE SUPPRESSOR, MODULE (MTL-SD32T3) | COMP & GEARBOX
EA09203 | 1014136-3 | SURGE SUPPRESSOR, MODULE (MTL-SD32T3) | COMP & GEARBOX
EA09400 | 1014136-3 | SURGE SUPPRESSOR, MODULE (MTL-SD32T3) | COMP & GEARBOX
EA09401 | 1014136-3 | SURGE SUPPRESSOR, MODULE (MTL-SD32T3) | COMP & GEARBOX
EA09402 | 1014136-3 | SURGE SUPPRESSOR, MODULE (MTL-SD32T3) | COMP & GEARBOX
EA120100 | 1014136-2 | SURGE SUPPRESSOR, MODULE (MTL-SD32X) | COMP & GEARBOX
EA120200 | 1014136-2 | SURGE SUPPRESSOR, MODULE (MTL-SD32X) | COMP & GEARBOX
EA120300 | 1014136-2 | SURGE SUPPRESSOR, MODULE (MTL-SD32X) | COMP & GEARBOX
EA120300P | 1014136-2 | SURGE SUPPRESSOR, MODULE (MTL-SD32X) | COMP & GEARBOX
EA120301 | 1014136-2 | SURGE SUPPRESSOR, MODULE (MTL-SD32X) | COMP & GEARBOX
EA120302 | 1014136-2 | SURGE SUPPRESSOR, MODULE (MTL-SD32X) | COMP & GEARBOX
EA120303 | 1014136-2 | SURGE SUPPRESSOR, MODULE (MTL-SD32X) | COMP & GEARBOX
EA120306 | 1014136-2 | SURGE SUPPRESSOR, MODULE (MTL-SD32X) | COMP & GEARBOX
EA120307 | 1014136-2 | SURGE SUPPRESSOR, MODULE (MTL-SD32X) | COMP & GEARBOX
EA120400 | 1014136-2 | SURGE SUPPRESSOR, MODULE (MTL-SD32X) | COMP & GEARBOX
EA120401 | 1014136-2 | SURGE SUPPRESSOR, MODULE (MTL-SD32X) | COMP & GEARBOX
EA120402 | 1014136-2 | SURGE SUPPRESSOR, MODULE (MTL-SD32X) | COMP & GEARBOX
EA120502 | 1014136-2 | SURGE SUPPRESSOR, MODULE (MTL-SD32X) | COMP & GEARBOX
EA120600 | 1014136-4 | SURGE SUPPRESSOR, MODULE (MTL-SDRTD) | COMP & GEARBOX
EA120709 | 1014136-2 | SURGE SUPPRESSOR, MODULE (MTL-SD32X) | COMP & GEARBOX
EA120803 | 1014136-4 | SURGE SUPPRESSOR, MODULE (MTL-SDRTD) | COMP & GEARBOX
EA120804 | 1014136-4 | SURGE SUPPRESSOR, MODULE (MTL-SDRTD) | COMP & GEARBOX
EA120805 | 1014136-4 | SURGE SUPPRESSOR, MODULE (MTL-SDRTD) | COMP & GEARBOX
EA120806 | 1014136-4 | SURGE SUPPRESSOR, MODULE (MTL-SDRTD) | COMP & GEARBOX
EA121002 | 1014136-2 | SURGE SUPPRESSOR, MODULE (MTL-SD32X) | COMP & GEARBOX
EA121003 | 1014136-2 | SURGE SUPPRESSOR, MODULE (MTL-SD32X) | COMP & GEARBOX
EAG0145 | 1054025-201 | BUS BAR, INSTRUMENT EARTH (SHIELDING) | COMP & GEARBOX
EAG0146 | 1054025-201 | BUS BAR, INSTRUMENT EARTH (SHIELDING) | COMP & GEARBOX
EAG0148 | 1014136-1 | SURGE SUPPRESSOR, MODULE (MTL-SD07X) | COMP & GEARBOX
FU0120 | 1043265-1,1043265-5,1066730-7,1066730-8,1067996-4 | FUSE, 10A | COMP & GEARBOX
FU0121 | 1043265-1,1043265-5,1066730-7,1066730-8,1067996-4 | FUSE, 10A | COMP & GEARBOX
FU0122 | 1043265-1,1043265-4,1066730-7,1066730-8,1067996-4 | FUSE, 5A | COMP & GEARBOX
FU0130 | 1043265-1,1043265-7 | FUSE, 20A | COMP & GEARBOX
FU0131 | 1043265-1,1043265-5 | FUSE, 10A | COMP & GEARBOX
FU0240 | 1043265-1,1043265-5 | FUSE, 10A | COMP & GEARBOX
FU0241 | 1043265-1,1043265-5 | FUSE, 10A | COMP & GEARBOX
FU0250 | 1043265-1,1043265-7 | FUSE, 20A | COMP & GEARBOX
FU0253 | 1043265-1,1043265-4,1043265-5 | FUSE, 5A | COMP & GEARBOX
FU0270 | 1043265-1,1043265-5 | FUSE, 10A | COMP & GEARBOX
FU0271 | 1043265-1,1043265-5 | FUSE, 10A | COMP & GEARBOX
FU0280 | 1043265-1,1043265-7 | FUSE, 20A | COMP & GEARBOX
FU0283 | 1043265-1,1043265-4 | FUSE, 5A | COMP & GEARBOX
FU0310 | 1043265-1,1043265-7,1322418-11,1322418-20,1322418-70,1322418-71 | FUSE, 20A | COMP & GEARBOX
FU0313 | 1043265-1,1043265-4,1066730-1,1066730-2,1067996-4 | FUSE, 5A | COMP & GEARBOX
FU0320 | 1043265-1,1043265-5,1066730-1,1066730-2,1067996-4 | FUSE, 10A | COMP & GEARBOX
GR0145 | 903849C1 | RAIL GROUND, DIN RAIL GROUNDING | COMP & GEARBOX
GR0146 | 903849C1 | RAIL GROUND, DIN RAIL GROUNDING | COMP & GEARBOX
GR0240 | 903849C1 | RAIL GROUND, DIN RAIL GROUNDING | COMP & GEARBOX
GR0270 | 903849C1 | RAIL LUG, DIN RAIL GROUNDING | COMP & GEARBOX
GR1200 | 903849C1 | RAIL GROUND, DIN RAIL GROUNDING | COMP & GEARBOX
IEG0130 | 232941-110 | BUS BAR, HP CPSR - INSTRUMENT EARTH GROUNDING | COMP & GEARBOX
KA0120 | 1061979-1,1066730-1,1066730-2,1067996-4 | RELAY, CONTROLLER ACTIVE | COMP & GEARBOX
KA4401 | 1061979-1 | RELAY, CASE DEPRESSURIZED | COMP & GEARBOX
KA4501 | 1061979-1 | RELAY, CASE DEPRESSURIZED | COMP & GEARBOX
KA4601 | 1061979-1 | RELAY, CASE DEPRESSURIZED | COMP & GEARBOX
PEG0410 | 232941-300 | BUS BAR, PE GROUND, SURGE SUPPRESSORS | COMP & GEARBOX
XT0121 | 1061979-1,1066730-7,1066730-8,1067996-4 | TERMINAL BLOCK, SPRING, 4 CONDUCTOR,30-12 AWG (0.05-3.31 MM2),NON-IS | COMP & GEARBOX
XT0130 | 1066730-7,1066730-8,1067996-4 | TERMINAL BLOCK, SPRING, 4 CONDUCTOR,30-12 AWG (0.05-3.31 MM2),NON-IS | COMP & GEARBOX
XT0250 | 1066730-7,1066730-8,1067996-4 | TERMINAL BLOCK, SPRING, 4 CONDUCTOR,30-12 AWG (0.05-3.31 MM2),NON-IS | COMP & GEARBOX
XT0280 | 1066730-67,1066730-7,1066730-8 | TERMINAL BLOCK, SPRING, 4 CONDUCTOR,30-12 AWG (0.05-3.31 MM2),NON-IS | COMP & GEARBOX
XT0281 | 1066730-7 | TERMINAL BLOCK, SPRING, 4 CONDUCTOR,30-12 AWG (0.05-3.31 MM2),NON-IS | COMP & GEARBOX
XT0310 | 1043265-1,1043265-5,1066730-7,1066730-8,1067996-4 | TERMINAL BLOCK, SPRING, 4 CONDUCTOR,30-12 AWG (0.05-3.31 MM2),NON-IS | COMP & GEARBOX
XT0520 | 1066730-16,1066730-17,1066730-18 | TERMINAL STRIP, 2 CONDUCTOR | COMP & GEARBOX
EL0271 | 1022899 | LIGHT, LED, WHITE | CONSOLE
EL0272 | 1022899 | LIGHT, LED, WHITE | CONSOLE
HA0273 | 1113568-200 | HORN, AUDIBLE ALARM | CONSOLE
ZS0271 | 1113474-1 | LIMIT SWITCH, CONSOLE DOOR OPEN | CONSOLE
ZS0273 | 1113474-1 | LIMIT SWITCH, CONSOLE DOOR OPEN | CONSOLE
AT0190 | 1006616-90,1577354-5100 | WORKSTATION, PANEL COMPUTER, TT4000 | CONSOLE DOOR
AT0190K | 1047273-2,1047273-4,1068334 | KEYBOARD, TYPING INTERFACE | CONSOLE DOOR
CCAT0170 | CUSTOMER DEFINED | CUSTOMER CONNECTION, TROUBLE ALARM SIGNAL | CUSTOMER FIRE AND GAS SIGNALS
CCKA0982 | CUSTOMER DEFINED | CUSTOMER CONNECTION, FIRE DETECTED SIGNAL | CUSTOMER FIRE AND GAS SIGNALS
CCKA0984 | CUSTOMER DEFINED | CUSTOMER CONNECTION, GAS DETECTED SIGNAL | CUSTOMER FIRE AND GAS SIGNALS
AT0170 | 1056244-29 | CONTROLLER, EAGLE QUANTUM PREMIER | FIRE CONTROLLER
GR0171 | 903849C1 | RAIL GROUND, DIN RAIL GROUNDING | FIRE CONTROLLER
KA0172 | 1061979-1 | RELAY, FIRE DETECTED (CUSTOMER) | FIRE CONTROLLER
KA0174 | 1061979-1 | RELAY, GAS DETECTED (CUSTOMER) | FIRE CONTROLLER
KA0176 | 1061979-1 | RELAY, VENTILATION REQUIRED | FIRE CONTROLLER
KA0177 | 1061979-1 | RELAY, VENTILATION REQUIRED | FIRE CONTROLLER
UV0170 | 1056244-2 | POWER SUPPLY, EAGLE QUANTUM PREMIER | FIRE CONTROLLER
VD6211 | 960592C1 | DIODE, 15 pF | FIRE CONTROLLER
VD6212 | 960592C1 | DIODE, 15 pF | FIRE CONTROLLER
XT0171 | 1066730-7,1067996-11 | TERMINAL BLOCK, SPRING, 4 CONDUCTOR,30-12 AWG (0.05-3.31 MM2),NON-IS | FIRE CONTROLLER
AT0175 | 1056244-5 | 8 CHANNEL ED I/O, EAGLE QUANTUM PREMIER | FIRE SYSTEM
AT0176 | 1056244-5 | 8 CHANNEL ED I/O, EAGLE QUANTUM PREMIER | FIRE SYSTEM
AT0178 | 1056244-5 | 8 CHANNEL ED I/O, EAGLE QUANTUM PREMIER | FIRE SYSTEM
FU0170 | 1043265-1,1043265-7 | FUSE, 20A | FIRE SYSTEM
GR0170 | 903849C1 | RAIL GROUND, DIN RAIL GROUNDING | FIRE SYSTEM
GR0172 | 903849C1 | RAIL GROUND, DIN RAIL GROUNDING | FIRE SYSTEM
KA0178 | 1061979-1,1061979-2 | RELAY, LOCAL HORN CONTROL (EQP) | FIRE SYSTEM
KA0875 | 1061979-1,1061979-2 | RELAY, LOCAL HORN CONTROL (PLC) | FIRE SYSTEM
KA6510 | 1061979-1,1061979-2 | RELAY, FIRE SYSTEM AUTO/INHIBIT | FIRE SYSTEM
KA6511 | 1061979-1,1061979-2 | RELAY, FIRE SYSTEM AUTO/INHIBIT | FIRE SYSTEM
RR0175S5 | 912137C1 | RESISTOR, 10K OHM | FIRE SYSTEM
RR0176S3 | 912137C1 | RESISTOR, 10K OHM | FIRE SYSTEM
RR0176S4 | 912137C1 | RESISTOR, 10K OHM | FIRE SYSTEM
RR0176S5 | 912137C1 | RESISTOR, 10K OHM | FIRE SYSTEM
RR0176S6 | 912137C1 | RESISTOR, 10K OHM | FIRE SYSTEM
RR0176S7 | 912137C1 | RESISTOR, 10K OHM | FIRE SYSTEM
RR0178 | 912137C1 | RESISTOR, 10K OHM | FIRE SYSTEM
VD0178 | 960592C1 | DIODE, 15 pF | FIRE SYSTEM
XT0170 | 1066730-68,1066730-7,1066730-8 | TERMINAL BLOCK, SPRING, 4 CONDUCTOR,30-12 AWG (0.05-3.31 MM2),NON-IS | FIRE SYSTEM
XT0172 | 1066730-68,1066730-7,1066730-8 | TERMINAL BLOCK, SPRING, 4 CONDUCTOR,30-12 AWG (0.05-3.31 MM2),NON-IS | FIRE SYSTEM
CCKA2160 | CUSTOMER DEFINED | CUSTOMER CONNECTION, CLOSE GAS BLOCK VALVE | GAS FUEL BLOCK BLEED VALVE
CCKA2161 | CUSTOMER DEFINED | CUSTOMER CONNECTION, OPEN GAS BLEED VALVE | GAS FUEL BLOCK BLEED VALVE
GR0950 | 903849C1 | RAIL GROUND, DIN RAIL GROUNDING | HEATER PANEL
GR0951 | 903849C1 | RAIL GROUND, DIN RAIL GROUNDING | HEATER PANEL
H0950 | 2299353 | HEATER, SPACE, CONTROL CONSOLE | HEATER PANEL
H0951 | 2299353 | HEATER, SPACE, CONTROL CONSOLE | HEATER PANEL
QS0950 | 1087368 | CIRCUIT BREAKER, DOUBLE POLE - RAIL MOUNTABLE | HEATER PANEL
TS0950 | 1007704 | THERMOSTAT, CONTROL CONSOLE^SPACE HEATER CONTROL | HEATER PANEL
XT0950 | 1066730-7 | TERMINAL BLOCK, SPRING, 4 CONDUCTOR,30-12 AWG (0.05-3.31 MM2),NON-IS | HEATER PANEL
XT09500 | 1066730-7 | TERMINAL BLOCK, SPRING, 4 CONDUCTOR,30-12 AWG (0.05-3.31 MM2),NON-IS | HEATER PANEL
FU0291 | 1043265-1,1043265-4 | FUSE, 5A | JB70
FU1101 | 1043265-3 | FUSE, 2A | JB70
FU1212 | 1043265-1,1043265-3 | FUSE, 2A | JB70
GR1235 | 903849C1 | RAIL GROUND, DIN RAIL GROUNDING | JB70
HA0472 | 1051861-2,1054813,1103208-101 | HORN, AUDIBLE ALARM | JB70
IEG1200 | 232941-200 | BUS BAR, INSTRUMENT EARTH GROUNDING | JB70
SA0170 | 1064851-7 | SELECTOR SWITCH, FIRE SYSTEM AUTO/INHIBIT | JB70
SB0472 | 1064851-5 | PUSHBUTTON SWITCH, EMERGENCY STOP | JB70
XT0291 | 1066730-7 | TERMINAL BLOCK, SPRING, 4 CONDUCTOR,30-12 AWG (0.05-3.31 MM2),NON-IS | JB70
XT0400 | 1066730-1,1066730-2,1067996-4 | TERMINAL STRIP, 4 CONDUCTOR | JB70
UA4740 | 190816-45,190817-51 | PROXIMITOR, LOW SPEED SHAFT^(COUPLING END X-AXIS) | JB73
UA4741 | 190816-45,190817-51 | PROXIMITOR, LOW SPEED SHAFT^(COUPLING END Y-AXIS) | JB73
UA4752 | 190817-51 | PROXIMITOR, LOW SPEED SHAFT^(AXIAL) | JB73
UA4760 | 190816-45,190817-51 | PROXIMITOR, HIGH SPEED SHAFT^(COUPLING END X-AXIS) | JB73
UA4761 | 190816-45,190817-51 | PROXIMITOR, HIGH SPEED SHAFT^(COUPLING END Y-AXIS) | JB73
XT0830 | 1066730-7,1066730-8,1067996-11 | TERMINAL BLOCK, SPRING, 4 CONDUCTOR,30-12 AWG (0.05-3.31 MM2),NON-IS | JB73
XT0831 | 1066730-7,1066730-8,1067996-11 | TERMINAL BLOCK, SPRING, 4 CONDUCTOR,30-12 AWG (0.05-3.31 MM2),NON-IS | JB73
XT0844 | DRIVER COMMON | TERMINAL STRIP, SYSTEM FUNCTION (USE) | JB73
XT0881 | 1066730-7 | TERMINAL BLOCK, SPRING, 4 CONDUCTOR,30-12 AWG (0.05-3.31 MM2),NON-IS | JB73
XT0882 | DRIVER COMMON | TERMINAL STRIP, SYSTEM FUNCTION (USE) | JB73
XT0883 | 1066730-7 | TERMINAL BLOCK, SPRING, 4 CONDUCTOR,30-12 AWG (0.05-3.31 MM2),NON-IS | JB73
XT0885 | DRIVER COMMON | TERMINAL STRIP, SYSTEM FUNCTION (USE) | JB73
XT4875 | DRIVEN COMMON | TERMINAL STRIP, HP COMPRESSOR CASE PRESSURE | JB75
XT4876 | DRIVEN COMMON | TERMINAL STRIP, LP COMPRESSOR CASE PRESSURE | JB76
XT0841 | DRIVER COMMON | TERMINAL STRIP, SYSTEM FUNCTION (USE) | JB77
XT0842 | DRIVER COMMON | TERMINAL STRIP, SYSTEM FUNCTION (USE) | JB77
XT0843 | DRIVER COMMON | TERMINAL STRIP, SYSTEM FUNCTION (USE) | JB77
XT0844 | DRIVER COMMON | TERMINAL STRIP, 4 CONDUCTOR | JB77
XT0845 | 1066730-7 | TERMINAL BLOCK, SPRING, 4 CONDUCTOR,30-12 AWG (0.05-3.31 MM2),NON-IS | JB77
XT0884 | 1066730-7 | TERMINAL BLOCK, SPRING, 4 CONDUCTOR,30-12 AWG (0.05-3.31 MM2),NON-IS | JB77
XT0891 | 1066730-7 | TERMINAL BLOCK, SPRING, 4 CONDUCTOR,30-12 AWG (0.05-3.31 MM2),NON-IS | JB77
XT0892 | DRIVER COMMON | TERMINAL STRIP, SYSTEM FUNCTION (USE) | JB77
XT0893 | DRIVER COMMON | TERMINAL STRIP, SYSTEM FUNCTION (USE) | JB77
XT0894 | 1066730-7 | TERMINAL BLOCK, SPRING, 4 CONDUCTOR,30-12 AWG (0.05-3.31 MM2),NON-IS | JB77
XT0895 | DRIVER COMMON | TERMINAL STRIP, SYSTEM FUNCTION (USE) | JB77
XT4877 | DRIVEN COMMON | TERMINAL STRIP, LP COMPRESSOR CASE PRESSURE | JB77
BUOSM | REFERENCE |  | PANEL
CC7562 | CUSTOMER DEFINED | EXTERNAL SETPOINT, DISCHARGE PRESSURE | PANEL
CCPEG0410 | < no partnumber assigned > | CUSTOMER GROUNDING, POWER EARTH^IMPEDANCE LESS THAN 5 OHMS | PANEL
EA01754 | 1014136-9 | SURGE SUPPRESSOR, MODULE (SD32MXL-HC) | PANEL
GR1100 | 903849C1 | RAIL GROUND, DIN RAIL GROUNDING | PANEL
IEG0110 | 232941-200 | BUS BAR, ENGINE VIBRATION - INSTRUMENT EARTH GROUNDING | PANEL
IEG0140 | 1054025-201 | BUS BAR, INSTRUMENT EARTH (SHIELDING) | PANEL
IEG0180 | 1054025-201 | BUS BAR, INSTRUMENT EARTH (SHIELDING) | PANEL
IEG0250 | 232941-200,903849C1 | RAIL GROUND, LP CPSR - INSTRUMENT EARTH GROUNDING | PANEL
IEG0310 | 232941-200 | BUS BAR, GEARBOX - INSTRUMENT EARTH GROUNDING | PANEL
KA9599 | CUSTOMER DEFINED | CLOCK SYNCHRONIZE | PANEL
SB7510 | CUSTOMER DEFINED | PUSHBUTTON SWITCH, START (REMOTE) | PANEL
SB7511 | CUSTOMER DEFINED | PUSHBUTTON SWITCH, NORMAL STOP (REMOTE) | PANEL
SB7512 | CUSTOMER DEFINED | PUSHBUTTON SWITCH, EMERGENCY STOP (REMOTE) | PANEL
SB7513 | CUSTOMER DEFINED | PUSHBUTTON SWITCH, FAST STOP (REMOTE) | PANEL
AP0601 | 1089241-20 | MODULE, BLANK FILLER | PLC PANEL
AP0602 | 1089241-40 | 1756-EN2TRXT, ETHERNET | PLC PANEL
AP0603 | 1089241-40 | 1756-EN2TRXT, ETHERNET | PLC PANEL
AP0604 | 1089241-41 | 1756-CN2RXT, CONTROLNET BRIDGE | PLC PANEL
AP0605 | 1089241-20 | MODULE, BLANK FILLER | PLC PANEL
AP0606 | 1089241-20 | MODULE, BLANK FILLER | PLC PANEL
AP0607 | 1089241-36 | 1756-EN2TXT, ETHERNET | PLC PANEL
AP0608 | 1089241-20 | MODULE, BLANK FILLER | PLC PANEL
AP0609 | 1089241-40 | 1756-EN2TRXT, ETHERNET | PLC PANEL
AR0600 | 1089241-42 | RACK CHASSIS, 1756-A10XT (10 SLOT) | PLC PANEL
AT0600 | 1089241-43 | 1756-L83EXTS, CONTROLLER^GUARDLOGIX | PLC PANEL
BA0001 | 1271449-1 | MEDIA CONVERTER, ETHERNET-FIBER OPTIC | PLC PANEL
BA0002 | 1271449-1 | MEDIA CONVERTER, ETHERNET-FIBER OPTIC | PLC PANEL
FU0001 | 1043265-1,1043265-3 | FUSE, 2A | PLC PANEL
FU0002 | 1043265-1,1043265-3 | FUSE, 2A | PLC PANEL
GR0234 | 903849C1 | RAIL GROUND, DIN RAIL GROUNDING | PLC PANEL
PC0470 | 2271605-1 | TIMER/COUNTER, ENGINE HOUR / START COUNTER | PLC PANEL
RR06040 | 1046415-30 | RESISTOR, 75 OHM | PLC PANEL
RR06041 | 1046415-30 | RESISTOR, 75 OHM | PLC PANEL
UV0600 | 1089241-28 | POWER SUPPLY, RSLOGIX CHASSIS | PLC PANEL
XT0001 | 1066730-7,1066730-8,1067996-4 | TERMINAL BLOCK, SPRING, 4 CONDUCTOR,30-12 AWG (0.05-3.31 MM2),NON-IS | PLC PANEL
XY06040 | 1046415-100 | Y-TAP, CONTROL NET DISTRIBUTION | PLC PANEL
XY06041 | 1046415-100 | Y-TAP, CONTROL NET DISTRIBUTION | PLC PANEL
EA0011P | 1052514-1 | SURGE PROTECTOR, POWER AND FILTER, 120VDC | POWER PANEL
EA1420 | 1052514-1 | COMPONENT DESCRIPION, SURGE PROTECTOR^POWER AND FILTER, 120VDC | POWER PANEL
EA1440 | 1052514-1 | COMPONENT DESCRIPION, SURGE PROTECTOR^POWER AND FILTER, 120VDC | POWER PANEL
EA2130 | 1052514-1 | COMPONENT DESCRIPION, SURGE PROTECTOR^POWER AND FILTER, 120VDC | POWER PANEL
FU0012 | 1043265-1,1043265-5 | FUSE, 10A | POWER PANEL
FU0013 | 1043265-1,1043265-5 | FUSE, 10A | POWER PANEL
FU0014 | 1043265-1,1043265-5 | FUSE, 10A | POWER PANEL
FU0015 | 1043265-1,1043265-5 | FUSE, 10A | POWER PANEL
FU0017 | 1043265-1,1043265-5 | FUSE, 10A | POWER PANEL
GR0011 | 903849C1 | RAIL GROUND, DIN RAIL GROUNDING | POWER PANEL
QS0011 | 1126803 | CIRCUIT BREAKER, DOUBLE POLE - RAIL MOUNTABLE | POWER PANEL
UJ0131 | 1286570-1 | POWER CONVERTER, AC/DC INPUT TO 28V DC OUTPUT | POWER PANEL
XT0011 | 1066730-16 | TERMINAL STRIP, 2 CONDUCTOR | POWER PANEL
XT0014 | 1247052-1 | BUS BAR, SYSTEM FUNCTION (USE) | POWER PANEL
AT0680 | 1634974-100 | GATEWAY MODULE, TURBOTRONIC GATEWAY | PWR RAIL
FU0190 | 1043265-1,1043265-5 | FUSE, 10A | PWR RAIL
FU0200 | 1043265-1,1043265-5 | FUSE, 10A | PWR RAIL
FU0201 | 1043265-1,1043265-5 | FUSE, 10A | PWR RAIL
FU0273 | 1043265-1,1043265-4 | FUSE, 5A | PWR RAIL
FU0560 | 1043265-1,1043265-7 | FUSE, 20A | PWR RAIL
FU0680 | 1043265-1,1043265-4 | FUSE, 5A | PWR RAIL
XT0560 | 1066730-16,1066730-17,1066730-18 | TERMINAL STRIP, 2 CONDUCTOR | PWR RAIL
XT0561 | 1066730-53,1066730-7,1066730-8,1067996-4 | TERMINAL BLOCK, SPRING, 4 CONDUCTOR,30-12 AWG (0.05-3.31 MM2),NON-IS | PWR RAIL
XT0562 | 1066730-53,1066730-7,1066730-8,1067996-4 | TERMINAL BLOCK, SPRING, 4 CONDUCTOR,30-12 AWG (0.05-3.31 MM2),NON-IS | PWR RAIL
XT0563 | 1066730-7,1066730-8,1067996-4 | TERMINAL BLOCK, SPRING, 4 CONDUCTOR,30-12 AWG (0.05-3.31 MM2),NON-IS | PWR RAIL
XT0680 | 1066730-7,1066730-8,1067996-4 | TERMINAL BLOCK, SPRING, 4 CONDUCTOR,30-12 AWG (0.05-3.31 MM2),NON-IS | PWR RAIL
EA006806 | 1014136-4 | SURGE SUPPRESSOR, MODULE (MTL-SDRTD) | SURGE #1
EA008103 | 1014136-2 | SURGE SUPPRESSOR, MODULE (MTL-SD32X) | SURGE #1
EA008104 | 1014136-2 | SURGE SUPPRESSOR, MODULE (MTL-SD32X) | SURGE #1
EA008104P | 1014136-2 | SURGE SUPPRESSOR, MODULE (MTL-SD32X) | SURGE #1
EA008213 | 1014136-2 | SURGE SUPPRESSOR, MODULE (MTL-SD32X) | SURGE #1
EA008213P | 1014136-2 | SURGE SUPPRESSOR, MODULE (MTL-SD32X) | SURGE #1
EA008300 | 1014136-4 | SURGE SUPPRESSOR, MODULE (MTL-SDRTD) | SURGE #1
EA008301 | 1014136-4 | SURGE SUPPRESSOR, MODULE (MTL-SDRTD) | SURGE #1
EA008303 | 1014136-4 | SURGE SUPPRESSOR, MODULE (MTL-SDRTD) | SURGE #1
EA008304 | 1014136-4 | SURGE SUPPRESSOR, MODULE (MTL-SDRTD) | SURGE #1
EA008305 | 1014136-4 | SURGE SUPPRESSOR, MODULE (MTL-SDRTD) | SURGE #1
EA008306 | 1014136-4 | SURGE SUPPRESSOR, MODULE (MTL-SDRTD) | SURGE #1
EA008400 | 1014136-4 | SURGE SUPPRESSOR, MODULE (MTL-SDRTD) | SURGE #1
EA008401 | 1014136-4 | SURGE SUPPRESSOR, MODULE (MTL-SDRTD) | SURGE #1
EA008500 | 1014136-2 | SURGE SUPPRESSOR, MODULE (MTL-SD32X) | SURGE #1
EA008501 | 1014136-2 | SURGE SUPPRESSOR, MODULE (MTL-SD32X) | SURGE #1
EA008503 | 1014136-2 | SURGE SUPPRESSOR, MODULE (MTL-SD32X) | SURGE #1
EA008504 | 1014136-2 | SURGE SUPPRESSOR, MODULE (MTL-SD32X) | SURGE #1
EA008505 | 1014136-2 | SURGE SUPPRESSOR, MODULE (MTL-SD32X) | SURGE #1
EA008506 | 1014136-2 | SURGE SUPPRESSOR, MODULE (MTL-SD32X) | SURGE #1
EA008507 | 1014136-2 | SURGE SUPPRESSOR, MODULE (MTL-SD32X) | SURGE #1
EA008600 | 1014136-2 | SURGE SUPPRESSOR, MODULE (MTL-SD32X) | SURGE #1
EA008602 | 1014136-2 | SURGE SUPPRESSOR, MODULE (MTL-SD32X) | SURGE #1
EA008603 | 1014136-2 | SURGE SUPPRESSOR, MODULE (MTL-SD32X) | SURGE #1
EA008606 | 1014136-2 | SURGE SUPPRESSOR, MODULE (MTL-SD32X) | SURGE #1
EA008700 | 1014136-2 | SURGE SUPPRESSOR, MODULE (MTL-SD32X) | SURGE #1
EA008701 | 1014136-2 | SURGE SUPPRESSOR, MODULE (MTL-SD32X) | SURGE #1
EA008702 | 1014136-2 | SURGE SUPPRESSOR, MODULE (MTL-SD32X) | SURGE #1
EA008703 | 1014136-2 | SURGE SUPPRESSOR, MODULE (MTL-SD32X) | SURGE #1
EA008704 | 1014136-2 | SURGE SUPPRESSOR, MODULE (MTL-SD32X) | SURGE #1
EA008707 | 1014136-2 | SURGE SUPPRESSOR, MODULE (MTL-SD32X) | SURGE #1
EA008708 | 1014136-2 | SURGE SUPPRESSOR, MODULE (MTL-SD32X) | SURGE #1
EA008800 | 1014136-2 | SURGE SUPPRESSOR, MODULE (MTL-SD32X) | SURGE #1
EA008801 | 1014136-2 | SURGE SUPPRESSOR, MODULE (MTL-SD32X) | SURGE #1
EA009105 | 1014136-2 | SURGE SUPPRESSOR, MODULE (MTL-SD32X) | SURGE #1
EA009204 | 1014136-2 | SURGE SUPPRESSOR, MODULE (MTL-SD32X) | SURGE #1
EA009207 | 1014136-2 | SURGE SUPPRESSOR, MODULE (MTL-SD32X) | SURGE #1
EA009302 | 1014136-4 | SURGE SUPPRESSOR, MODULE (MTL-SDRTD) | SURGE #1
EA009306 | 1014136-2 | SURGE SUPPRESSOR, MODULE (MTL-SD32X) | SURGE #1
EA009315 | 1014136-2 | SURGE SUPPRESSOR, MODULE (MTL-SD32X) | SURGE #1
EA014100 | 1014136-2 | SURGE SUPPRESSOR, MODULE (MTL-SD32X) | SURGE #1
EA014102 | 1014136-2 | SURGE SUPPRESSOR, MODULE (MTL-SD32X) | SURGE #1
EA014103 | 1014136-2 | SURGE SUPPRESSOR, MODULE (MTL-SD32X) | SURGE #1
EA014106 | 1014136-2 | SURGE SUPPRESSOR, MODULE (MTL-SD32X) | SURGE #1
EA014107 | 1014136-2 | SURGE SUPPRESSOR, MODULE (MTL-SD32X) | SURGE #1
EA014200 | 1014136-2 | SURGE SUPPRESSOR, MODULE (MTL-SD32X) | SURGE #1
EA014201 | 1014136-2 | SURGE SUPPRESSOR, MODULE (MTL-SD32X) | SURGE #1
EA014202 | 1014136-2 | SURGE SUPPRESSOR, MODULE (MTL-SD32X) | SURGE #1
EA014203 | 1014136-2 | SURGE SUPPRESSOR, MODULE (MTL-SD32X) | SURGE #1
EA014204 | 1014136-2 | SURGE SUPPRESSOR, MODULE (MTL-SD32X) | SURGE #1
EA014205 | 1014136-2 | SURGE SUPPRESSOR, MODULE (MTL-SD32X) | SURGE #1
EA014206 | 1014136-2 | SURGE SUPPRESSOR, MODULE (MTL-SD32X) | SURGE #1
EA014207 | 1014136-2 | SURGE SUPPRESSOR, MODULE (MTL-SD32X) | SURGE #1
EA014209 | 1014136-2 | SURGE SUPPRESSOR, MODULE (MTL-SD32X) | SURGE #1
EA014210 | 1014136-2 | SURGE SUPPRESSOR, MODULE (MTL-SD32X) | SURGE #1
EA014211 | 1014136-2 | SURGE SUPPRESSOR, MODULE (MTL-SD32X) | SURGE #1
EA014212 | 1014136-2 | SURGE SUPPRESSOR, MODULE (MTL-SD32X) | SURGE #1
EA014213 | 1014136-2 | SURGE SUPPRESSOR, MODULE (MTL-SD32X) | SURGE #1
EA014214 | 1014136-2 | SURGE SUPPRESSOR, MODULE (MTL-SD32X) | SURGE #1
EA014300 | 1014136-2 | SURGE SUPPRESSOR, MODULE (MTL-SD32X) | SURGE #1
EA014302 | 1014136-2 | SURGE SUPPRESSOR, MODULE (MTL-SD32X) | SURGE #1
EA014303 | 1014136-2 | SURGE SUPPRESSOR, MODULE (MTL-SD32X) | SURGE #1
EA014305 | 1014136-2 | SURGE SUPPRESSOR, MODULE (MTL-SD32X) | SURGE #1
EA014400 | 1014136-2 | SURGE SUPPRESSOR, MODULE (MTL-SD32X) | SURGE #1
EA014401 | 1014136-2 | SURGE SUPPRESSOR, MODULE (MTL-SD32X) | SURGE #1
EA014402 | 1014136-2 | SURGE SUPPRESSOR, MODULE (MTL-SD32X) | SURGE #1
EA014500 | 1014136-4 | SURGE SUPPRESSOR, MODULE (MTL-SDRTD) | SURGE #1
EA014502 | 1014136-4 | SURGE SUPPRESSOR, MODULE (MTL-SDRTD) | SURGE #1
EA01451 | 1014136-4 | SURGE SUPPRESSOR, MODULE (MTL-SDRTD) | SURGE #1
EA014600 | 1014136-2 | SURGE SUPPRESSOR, MODULE (MTL-SD32X) | SURGE #1
EA014601 | 1014136-2 | SURGE SUPPRESSOR, MODULE (MTL-SD32X) | SURGE #1
EA014603 | 1014136-2 | SURGE SUPPRESSOR, MODULE (MTL-SD32X) | SURGE #1
EA014605 | 1014136-2 | SURGE SUPPRESSOR, MODULE (MTL-SD32X) | SURGE #1
EA014606 | 1014136-2 | SURGE SUPPRESSOR, MODULE (MTL-SD32X) | SURGE #1
EA01704 | 1014136-2 | SURGE SUPPRESSOR, MODULE (MTL-SD32X) | SURGE #1
EA01704P | 1014136-2 | SURGE SUPPRESSOR, MODULE (MTL-SD32X) | SURGE #1
EA0170P | 1014136-2 | SURGE SUPPRESSOR, MODULE (MTL-SD32X) | SURGE #1
EA0170P2 | 1014136-7 | SURGE SUPPRESSOR, MODULE (MTL-SD07X) | SURGE #1
EA01751 | 1014136-2 | SURGE SUPPRESSOR, MODULE (MTL-SD32X) | SURGE #1
EA01752 | 1014136-2 | SURGE SUPPRESSOR, MODULE (MTL-SD32X) | SURGE #1
EA01753 | 1014136-2 | SURGE SUPPRESSOR, MODULE (MTL-SD32X) | SURGE #1
EA01756 | 1014136-2 | SURGE SUPPRESSOR, MODULE (MTL-SD32X) | SURGE #1
EA01757 | 1014136-2 | SURGE SUPPRESSOR, MODULE (MTL-SD32X) | SURGE #1
EA01758 | 1014136-2 | SURGE SUPPRESSOR, MODULE (MTL-SD32X) | SURGE #1
EA01761 | 1014136-2 | SURGE SUPPRESSOR, MODULE (MTL-SD32X) | SURGE #1
EA01762 | 1014136-2 | SURGE SUPPRESSOR, MODULE (MTL-SD32X) | SURGE #1
EA01768 | 1014136-2 | SURGE SUPPRESSOR, MODULE (MTL-SD32X) | SURGE #1
EA017807 | 1014136-2 | SURGE SUPPRESSOR, MODULE (MTL-SD32X) | SURGE #1
EA01781 | 1014136-2 | SURGE SUPPRESSOR, MODULE (MTL-SD32X) | SURGE #1
EA01782 | 1014136-2 | SURGE SUPPRESSOR, MODULE (MTL-SD32X) | SURGE #1
EA01783 | 1014136-2 | SURGE SUPPRESSOR, MODULE (MTL-SD32X) | SURGE #1
EA01784 | 1014136-2 | SURGE SUPPRESSOR, MODULE (MTL-SD32X) | SURGE #1
EA01785 | 1014136-2 | SURGE SUPPRESSOR, MODULE (MTL-SD32X) | SURGE #1
EA01786 | 1014136-2 | SURGE SUPPRESSOR, MODULE (MTL-SD32X) | SURGE #1
EA0178P2 | 1014136-7 | SURGE SUPPRESSOR, MODULE (MTL-SD32R) | SURGE #1
EA018204 | 1014136-2 | SURGE SUPPRESSOR, MODULE (MTL-SD32X) | SURGE #1
EA018205 | 1014136-2 | SURGE SUPPRESSOR, MODULE (MTL-SD32X) | SURGE #1
EA018209 | 1014136-2 | SURGE SUPPRESSOR, MODULE (MTL-SD32X) | SURGE #1
EA018210 | 1014136-2 | SURGE SUPPRESSOR, MODULE (MTL-SD32X) | SURGE #1
EA018304 | 1014136-2 | SURGE SUPPRESSOR, MODULE (MTL-SD32X) | SURGE #1
EA018305 | 1014136-2 | SURGE SUPPRESSOR, MODULE (MTL-SD32X) | SURGE #1
EA018501 | 1014136-2 | SURGE SUPPRESSOR, MODULE (MTL-SD32X) | SURGE #1
EA018505 | 1014136-2 | SURGE SUPPRESSOR, MODULE (MTL-SD32X) | SURGE #1
EA018506 | 1014136-2 | SURGE SUPPRESSOR, MODULE (MTL-SD32X) | SURGE #1
EA018507 | 1014136-2 | SURGE SUPPRESSOR, MODULE (MTL-SD32X) | SURGE #1
EA024600 | 1014136-4 | SURGE SUPPRESSOR, MODULE (MTL-SDRTD) | SURGE #1
EA024601 | 1014136-4 | SURGE SUPPRESSOR, MODULE (MTL-SDRTD) | SURGE #1
EA027300 | 1014136-4 | SURGE SUPPRESSOR, MODULE (MTL-SDRTD) | SURGE #1
EA027301 | 1014136-4 | SURGE SUPPRESSOR, MODULE (MTL-SDRTD) | SURGE #1
EA027400 | 1014136-4 | SURGE SUPPRESSOR, MODULE (MTL-SDRTD) | SURGE #1
EA027401 | 1014136-4 | SURGE SUPPRESSOR, MODULE (MTL-SDRTD) | SURGE #1
EA027402 | 1014136-4 | SURGE SUPPRESSOR, MODULE (MTL-SDRTD) | SURGE #1
EA027403 | 1014136-4 | SURGE SUPPRESSOR, MODULE (MTL-SDRTD) | SURGE #1
EA03212 | 1014136-4 | SURGE SUPPRESSOR, MODULE (MTL-SDRTD) | SURGE #1
EA03213 | 1014136-4 | SURGE SUPPRESSOR, MODULE (MTL-SDRTD) | SURGE #1
EA03214 | 1014136-4 | SURGE SUPPRESSOR, MODULE (MTL-SDRTD) | SURGE #1
EA03215 | 1014136-4 | SURGE SUPPRESSOR, MODULE (MTL-SDRTD) | SURGE #1
EA03216 | 1014136-4 | SURGE SUPPRESSOR, MODULE (MTL-SDRTD) | SURGE #1
EA03217 | 1014136-4 | SURGE SUPPRESSOR, MODULE (MTL-SDRTD) | SURGE #1
EA120602 | 1014136-4 | SURGE SUPPRESSOR, MODULE (MTL-SDRTD) | SURGE #1
EA120603 | 1014136-4 | SURGE SUPPRESSOR, MODULE (MTL-SDRTD) | SURGE #1
EA120900 | 1014136-4 | SURGE SUPPRESSOR, MODULE (MTL-SDRTD) | SURGE #1
EA120901 | 1014136-4 | SURGE SUPPRESSOR, MODULE (MTL-SDRTD) | SURGE #1
EA6060A | 1014136-2 | SURGE SUPPRESSOR, MODULE (MTL-SD32X) | SURGE #1
EA6060B | 1014136-2 | SURGE SUPPRESSOR, MODULE (MTL-SD32X) | SURGE #1
EAG0147 | 1054025-201 | BUS BAR, INSTRUMENT EARTH (SHIELDING) | SURGE #1
EAG0400 | 1054025-201 | BUS BAR, INSTRUMENT EARTH (SHIELDING) | SURGE #1
GR0148 | 903849C1 | RAIL GROUND, DIN RAIL GROUNDING | SURGE #1
GR0149 | 903849C1 | RAIL GROUND, DIN RAIL GROUNDING | SURGE #1
EA006100 | 1014136-2 | SURGE SUPPRESSOR, MODULE (MTL-SD32X) | SURGE #2
EA006101 | 1014136-2 | SURGE SUPPRESSOR, MODULE (MTL-SD32X) | SURGE #2
EA006102 | 1014136-2 | SURGE SUPPRESSOR, MODULE (MTL-SD32X) | SURGE #2
EA006106 | 1014136-2 | SURGE SUPPRESSOR, MODULE (MTL-SD32X) | SURGE #2
EA006107 | 1014136-2 | SURGE SUPPRESSOR, MODULE (MTL-SD32X) | SURGE #2
EA006200 | 1014136-2 | SURGE SUPPRESSOR, MODULE (MTL-SD32X) | SURGE #2
EA006300 | 1014136-2 | SURGE SUPPRESSOR, MODULE (MTL-SD32X) | SURGE #2
EA006301 | 1014136-2 | SURGE SUPPRESSOR, MODULE (MTL-SD32X) | SURGE #2
EA006302 | 1014136-2 | SURGE SUPPRESSOR, MODULE (MTL-SD32X) | SURGE #2
EA006303 | 1014136-2 | SURGE SUPPRESSOR, MODULE (MTL-SD32X) | SURGE #2
EA006306 | 1014136-2 | SURGE SUPPRESSOR, MODULE (MTL-SD32X) | SURGE #2
EA006307 | 1014136-2 | SURGE SUPPRESSOR, MODULE (MTL-SD32X) | SURGE #2
EA006400 | 1014136-2 | SURGE SUPPRESSOR, MODULE (MTL-SD32X) | SURGE #2
EA006401 | 1014136-2 | SURGE SUPPRESSOR, MODULE (MTL-SD32X) | SURGE #2
EA006500 | 1014136-2 | SURGE SUPPRESSOR, MODULE (MTL-SD32X) | SURGE #2
EA006501 | 1014136-2 | SURGE SUPPRESSOR, MODULE (MTL-SD32X) | SURGE #2
EA006503 | 1014136-2 | SURGE SUPPRESSOR, MODULE (MTL-SD32X) | SURGE #2
EA006602 | 1014136-2 | SURGE SUPPRESSOR, MODULE (MTL-SD32X) | SURGE #2
EA006604 | 1014136-2 | SURGE SUPPRESSOR, MODULE (MTL-SD32X) | SURGE #2
EA006605 | 1014136-2 | SURGE SUPPRESSOR, MODULE (MTL-SD32X) | SURGE #2
EA006700 | 1014136-2 | SURGE SUPPRESSOR, MODULE (MTL-SD32X) | SURGE #2
EA006702 | 1014136-2 | SURGE SUPPRESSOR, MODULE (MTL-SD32X) | SURGE #2
EA006704 | 1014136-2 | SURGE SUPPRESSOR, MODULE (MTL-SD32X) | SURGE #2
EA006705 | 1014136-2 | SURGE SUPPRESSOR, MODULE (MTL-SD32X) | SURGE #2
EA006800 | 1014136-2 | SURGE SUPPRESSOR, MODULE (MTL-SD32X) | SURGE #2
EA006801 | 1014136-2 | SURGE SUPPRESSOR, MODULE (MTL-SD32X) | SURGE #2
EA006802 | 1014136-2 | SURGE SUPPRESSOR, MODULE (MTL-SD32X) | SURGE #2
EA006803 | 1014136-2 | SURGE SUPPRESSOR, MODULE (MTL-SD32X) | SURGE #2
EA006804 | 1014136-2 | SURGE SUPPRESSOR, MODULE (MTL-SD32X) | SURGE #2
EA006805 | 1014136-2 | SURGE SUPPRESSOR, MODULE (MTL-SD32X) | SURGE #2
EA007200 | 1014136-2 | SURGE SUPPRESSOR, MODULE (MTL-SD32X) | SURGE #2
EA007202 | 1014136-2 | SURGE SUPPRESSOR, MODULE (MTL-SD32X) | SURGE #2
EA007203 | 1014136-2 | SURGE SUPPRESSOR, MODULE (MTL-SD32X) | SURGE #2
EA007300 | 1014136-2 | SURGE SUPPRESSOR, MODULE (MTL-SD32X) | SURGE #2
EA007301 | 1014136-2 | SURGE SUPPRESSOR, MODULE (MTL-SD32X) | SURGE #2
EA007302 | 1014136-2 | SURGE SUPPRESSOR, MODULE (MTL-SD32X) | SURGE #2
EA007303 | 1014136-2 | SURGE SUPPRESSOR, MODULE (MTL-SD32X) | SURGE #2
EA007304 | 1014136-2 | SURGE SUPPRESSOR, MODULE (MTL-SD32X) | SURGE #2
EA007305 | 1014136-2 | SURGE SUPPRESSOR, MODULE (MTL-SD32X) | SURGE #2
EA007306 | 1014136-4 | SURGE SUPPRESSOR, MODULE (MTL-SDRTD) | SURGE #2
EA007400 | 1014136-2 | SURGE SUPPRESSOR, MODULE (MTL-SD32X) | SURGE #2
EA007501 | 1014136-2 | SURGE SUPPRESSOR, MODULE (MTL-SD32X) | SURGE #2
EA007502 | 1014136-2 | SURGE SUPPRESSOR, MODULE (MTL-SD32X) | SURGE #2
EA007503 | 1014136-2 | SURGE SUPPRESSOR, MODULE (MTL-SD32X) | SURGE #2
EA007600 | 1014136-2 | SURGE SUPPRESSOR, MODULE (MTL-SD32X) | SURGE #2
EA007611 | 1014136-2 | SURGE SUPPRESSOR, MODULE (MTL-SD32X) | SURGE #2
EA007612 | 1014136-2 | SURGE SUPPRESSOR, MODULE (MTL-SD32X) | SURGE #2
EA008116 | 1014136-2 | SURGE SUPPRESSOR, MODULE (MTL-SD32X) | SURGE #2
EA008117 | 1014136-2 | SURGE SUPPRESSOR, MODULE (MTL-SD32X) | SURGE #2
EA009213 | 1014136-2 | SURGE SUPPRESSOR, MODULE (MTL-SD32X) | SURGE #2
EA009213P | 1014136-2 | SURGE SUPPRESSOR, MODULE (MTL-SD32X) | SURGE #2
EA009501 | 1014136-2 | SURGE SUPPRESSOR, MODULE (MTL-SD32X) | SURGE #2
EA01701P | 1014136-9 | SURGE SUPPRESSOR, MODULE (SD32MXL-HC) | SURGE #2
EA01702P | 1014136-9 | SURGE SUPPRESSOR, MODULE (SD32MXL-HC) | SURGE #2
EA0178P | 1014136-9 | SURGE SUPPRESSOR, MODULE (SD32MXL-HC) | SURGE #2
EA027604 | 1014136-2 | SURGE SUPPRESSOR, MODULE (MTL-SD32X) | SURGE #2
EA120500 | 1014136-2 | SURGE SUPPRESSOR, MODULE (MTL-SD32X) | SURGE #2
EA120501 | 1014136-2 | SURGE SUPPRESSOR, MODULE (MTL-SD32X) | SURGE #2
EA120702 | 1014136-2 | SURGE SUPPRESSOR, MODULE (MTL-SD32X) | SURGE #2
EA120707 | 1014136-2 | SURGE SUPPRESSOR, MODULE (MTL-SD32X) | SURGE #2
EA121005 | 1014136-2 | SURGE SUPPRESSOR, MODULE (MTL-SD32X) | SURGE #2
EA121100 | 1014136-2 | SURGE SUPPRESSOR, MODULE (MTL-SD32X) | SURGE #2
EA2108P | 1014136-2 | SURGE SUPPRESSOR, MODULE (MTL-SD32X) | SURGE #2
GR0142 | 903849C1 | RAIL GROUND, DIN RAIL GROUNDING | SURGE #2
GR0143 | 903849C1 | RAIL GROUND, DIN RAIL GROUNDING | SURGE #2
AF0201 | 2684693-48,2684693-51 | 5094-IB32XT, 32 DISCRETE INPUT | TCP
AF0202 | 2684693-49,2684693-52 | 5094-OB32XT, 32 DISCRETE OUTPUT | TCP
AU0200 | PARTOFTCPASSY | 5094-AENTRXT, FLEX 5000 I/O | TCP
GR0200 | PARTOFTCPASSY | RAIL LUG, DIN RAIL GROUNDING | TCP
HL0400 | PARTOFTCPASSY | LIGHT, READY, GREEN | TCP
HL0401 | PARTOFTCPASSY | LIGHT, STARTING, WHITE | TCP
HL0402 | PARTOFTCPASSY | LIGHT, READY TO LOAD, WHITE | TCP
HL0403 | PARTOFTCPASSY | LIGHT, ON LOAD, WHITE | TCP
HL0405 | PARTOFTCPASSY | LIGHT, LOCAL/AUXILIARY SELECT, WHITE | TCP
HL0405C | PARTOFTCPASSY | LIGHT, CUSTOMER, WHITE | TCP
HL0406 | PARTOFTCPASSY | LIGHT, SPARE, WHITE | TCP
HL0407 | PARTOFTCPASSY | LIGHT, COOLDOWN, WHITE | TCP
HL0408 | PARTOFTCPASSY | LIGHT, STOPPING, WHITE | TCP
HL0409 | PARTOFTCPASSY | LIGHT, ALARM SUMMARY, AMBER | TCP
HL0410 | PARTOFTCPASSY | LIGHT, BACKUP ACTIVE, AMBER | TCP
HL0411 | PARTOFTCPASSY | LIGHT, SHUTDOWN SUMMARY, RED | TCP
SA0400 | 1139718-1,PARTOFTCPASSY | SELECTOR SWITCH, OFF/LOC/AUX/CUST. | TCP
SA0401 | PARTOFTCPASSY | SELECTOR SWITCH, BACKUP SYSTEM RESET | TCP
SB0400 | PARTOFTCPASSY | PUSHBUTTON SWITCH, EMERGENCY STOP | TCP
SB0401 | PARTOFTCPASSY | PUSHBUTTON SWITCH, HORN SILENCE | TCP
SB0402 | PARTOFTCPASSY | PUSHBUTTON SWITCH, ACKNOWLEDGE | TCP
SB0403 | PARTOFTCPASSY | PUSHBUTTON SWITCH, RESET | TCP
SB0404 | PARTOFTCPASSY | PUSHBUTTON SWITCH, LAMP TEST | TCP
SB0405 | PARTOFTCPASSY | PUSHBUTTON SWITCH, START | TCP
SB0406 | PARTOFTCPASSY | PUSHBUTTON SWITCH, NORMAL STOP | TCP
SB0407 | PARTOFTCPASSY | PUSHBUTTON SWITCH, PROCESS SETPOINT DECREASE | TCP
SB0408 | PARTOFTCPASSY | PUSHBUTTON SWITCH, PROCESS SETPOINT INCREASE | TCP
SH0400 | PARTOFTCPASSY | LIGHTED SWITCH, SPARE, WHITE | TCP
SH0401 | PARTOFTCPASSY | LIGHTED SWITCH, SPARE, WHITE | TCP
SH0402 | 1035040-10,PARTOFTCPASSY | LIGHTED SWITCH, OPEN IPC SURGE CONTROL VALVE, WHITE | TCP
SH0403 | 1035040-40,PARTOFTCPASSY | LIGHTED SWITCH, CLOSE IPC SURGE CONTROL VALVE, WHITE | TCP
SH0404 | PARTOFTCPASSY | LIGHTED SWITCH, OPEN LPC SURGE CONTROL VALVE, WHITE | TCP
SH0405 | PARTOFTCPASSY | LIGHTED SWITCH, CLOSE LPC SURGE CONTROL VALVE, WHITE | TCP
SH0406 | PARTOFTCPASSY | LIGHTED SWITCH, OPEN HPC SURGE CONTROL VALVE, WHITE | TCP
SH0407 | PARTOFTCPASSY | LIGHTED SWITCH, CLOSE HPC SURGE CONTROL VALVE, WHITE | TCP
SH0408 | PARTOFTCPASSY | LIGHTED SWITCH, LOAD SET POINT AUTO/MANUAL, WHITE | TCP
XT0201 | 1066730-1 | TERMINAL STRIP, 4 CONDUCTOR | TCP
XT0564 | PARTOFTCPASSY | TERMINAL STRIP, SYSTEM FUNCTION (USE) | TCP
AT1100 | 1577354-4503 | WORKSTATION, VERSA VIEW 1200H | TURBINE BOX DOOR (JB70)
FU1100 | 1043265-1,1043265-5 | FUSE, 10A | TURBINE BOX DOOR (JB70)
HL0171 | 1064851-6 | LIGHT, FIRE SYSTEM AUTO, GREEN | TURBINE BOX DOOR (JB70)
HL0172 | 1064851-6 | LIGHT, FIRE SYSTEM INHIBIT, AMBER | TURBINE BOX DOOR (JB70)
HL0173 | 1064851-6 | LIGHT, FIRE SYSTEM DISCHARGED, RED | TURBINE BOX DOOR (JB70)
SA0471 | 1064851-2 | SELECTOR SWITCH, SPEED/LOAD | TURBINE BOX DOOR (JB70)
SB0170 | 1064851-8 | PUSHBUTTON SWITCH, MANUAL RELEASE | TURBINE BOX DOOR (JB70)
SB0471 | 1035040-854,1064851-1 | PUSHBUTTON SWITCH, HORN SILENCE | TURBINE BOX DOOR (JB70)
SB0473 | 1035040-855,1064851-1 | PUSHBUTTON SWITCH, ACKNOWLEDGE | TURBINE BOX DOOR (JB70)
SB0474 | 1035040-121,1064851-1 | PUSHBUTTON SWITCH, RESET | TURBINE BOX DOOR (JB70)
SH0470 | 1035040-108,1064851-4 | LIGHTED SWITCH, STOP/STOPPING, RED | TURBINE BOX DOOR (JB70)
SH0471 | 1035040-857,1064851-4 | LIGHTED SWITCH, START/STARTING, GREEN | TURBINE BOX DOOR (JB70)
SH0472 | 1035040-859,1064851-4 | LIGHTED SWITCH, BACKUP SYSTEM ACTIVE/RESET, AMBER | TURBINE BOX DOOR (JB70)
BA0003 | 1271449-1 | MEDIA CONVERTER, ETHERNET-FIBER OPTIC | TURBINE BOX PANEL (JB70)
BA0004 | 1271449-1 | MEDIA CONVERTER, ETHERNET-FIBER OPTIC | TURBINE BOX PANEL (JB70)
BA1100 | 1337728-10 | SWITCH, ETAP, DLR INTERFACE | TURBINE BOX PANEL (JB70)
BA1211 | 1337728-11 | SWITCH, ETAP, DLR INTERFACE | TURBINE BOX PANEL (JB70)
FU0003 | 1043265-3 | FUSE, 2A | TURBINE BOX PANEL (JB70)
FU0004 | 1043265-3 | FUSE, 2A | TURBINE BOX PANEL (JB70)
GR1132 | 903849C1 | RAIL GROUND, DIN RAIL GROUNDING | TURBINE BOX PANEL (JB70)
GR1133 | 903849C1 | RAIL GROUND, DIN RAIL GROUNDING | TURBINE BOX PANEL (JB70)
GR1134 | 903849C1 | RAIL GROUND, DIN RAIL GROUNDING | TURBINE BOX PANEL (JB70)
GR1232 | 903849C1 | RAIL GROUND, DIN RAIL GROUNDING | TURBINE BOX PANEL (JB70)
GR1233 | 903849C1 | RAIL GROUND, DIN RAIL GROUNDING | TURBINE BOX PANEL (JB70)
GR1234 | 903849C1 | RAIL GROUND, DIN RAIL GROUNDING | TURBINE BOX PANEL (JB70)
RR0175A | 912137C1 | RESISTOR, 10K OHM | TURBINE BOX PANEL (JB70)
RR0175D | 912137C1 | RESISTOR, 10K OHM | TURBINE BOX PANEL (JB70)
RR0175I | 912137C1 | RESISTOR, 10K OHM | TURBINE BOX PANEL (JB70)
RR0175M | 912137C1 | RESISTOR, 10K OHM | TURBINE BOX PANEL (JB70)
UA1200 | 1053834-40 | SIGNAL CONVERTER, BACKUP OVERSPEED | TURBINE BOX PANEL (JB70)
UJ0291 | 1088442-4 | POWER CONVERTER, DC/DC INPUT TO 24V DC OUTPUT | TURBINE BOX PANEL (JB70)
VD0175A | 960592C1 | DIODE, 15 pF | TURBINE BOX PANEL (JB70)
VD0175D | 960592C1 | DIODE, 15 pF | TURBINE BOX PANEL (JB70)
VD0175I | 960592C1 | DIODE, 15 pF | TURBINE BOX PANEL (JB70)
XT0800 | 1066730-7,1066730-8,1067996-11 | TERMINAL BLOCK, SPRING, 4 CONDUCTOR,30-12 AWG (0.05-3.31 MM2),NON-IS | TURBINE BOX PANEL (JB70)
XT0801 | 1066730-7,1066730-8,1067996-4 | TERMINAL BLOCK, SPRING, 4 CONDUCTOR,30-12 AWG (0.05-3.31 MM2),NON-IS | TURBINE BOX PANEL (JB70)
XT0802 | 1066730-7 | TERMINAL BLOCK, SPRING, 4 CONDUCTOR,30-12 AWG (0.05-3.31 MM2),NON-IS | TURBINE BOX PANEL (JB70)
XT0803 | 1066730-7,1066730-8,1067996-11,1067996-4 | TERMINAL BLOCK, SPRING, 4 CONDUCTOR,30-12 AWG (0.05-3.31 MM2),NON-IS | TURBINE BOX PANEL (JB70)
XT0804 | 1066730-16,1066730-17,1066730-18 | TERMINAL STRIP, 2 CONDUCTOR | TURBINE BOX PANEL (JB70)
XT0805 | 1066730-7,1066730-8,1067996-4 | TERMINAL BLOCK, SPRING, 4 CONDUCTOR,30-12 AWG (0.05-3.31 MM2),NON-IS | TURBINE BOX PANEL (JB70)
XT0806 | 1066730-7,1066730-8,1067996-4 | TERMINAL BLOCK, SPRING, 4 CONDUCTOR,30-12 AWG (0.05-3.31 MM2),NON-IS | TURBINE BOX PANEL (JB70)
XT0809 | 1066730-7,1066730-8,1067996-4 | TERMINAL BLOCK, SPRING, 4 CONDUCTOR,30-12 AWG (0.05-3.31 MM2),NON-IS | TURBINE BOX PANEL (JB70)
XT0811 | 1066730-7,1066730-8,1067996-11,1067996-82 | TERMINAL BLOCK, SPRING, 4 CONDUCTOR,30-12 AWG (0.05-3.31 MM2),NON-IS | TURBINE BOX PANEL (JB70)
XT0813 | 1066730-7,1066730-8,1067996-4 | TERMINAL BLOCK, SPRING, 4 CONDUCTOR,30-12 AWG (0.05-3.31 MM2),NON-IS | TURBINE BOX PANEL (JB70)
XT0814 | 1066730-7,1066730-8,1067996-4 | TERMINAL BLOCK, SPRING, 4 CONDUCTOR,30-12 AWG (0.05-3.31 MM2),NON-IS | TURBINE BOX PANEL (JB70)
XT0815 | 1066730-7,1066730-8,1067996-4 | TERMINAL BLOCK, SPRING, 4 CONDUCTOR,30-12 AWG (0.05-3.31 MM2),NON-IS | TURBINE BOX PANEL (JB70)
XT0820 | 1066730-7,1066730-8,1067996-4 | TERMINAL BLOCK, SPRING, 4 CONDUCTOR,30-12 AWG (0.05-3.31 MM2),NON-IS | TURBINE BOX PANEL (JB70)
XT0821 | 1066730-7,1066730-8,1067996-4 | TERMINAL BLOCK, SPRING, 4 CONDUCTOR,30-12 AWG (0.05-3.31 MM2),NON-IS | TURBINE BOX PANEL (JB70)
XT1862 | 1066730-7,1066730-8,1067996-4 | TERMINAL BLOCK, SPRING, 4 CONDUCTOR,30-12 AWG (0.05-3.31 MM2),NON-IS | TURBINE BOX PANEL (JB70)
AF0400 | 1322418-31,1322418-40,1322418-72,1322418-73 | 1444-TSCX02-02RB, 2-CH TACHOMETER INPUT^DYNAMIX 1444 VIBRATION | VIBRATION
AF0410 | 1322418-11,1322418-20,1322418-70,1322418-71 | 1444-DYN04-01RA, 4-CH VIBRATION INPUT^DYNAMIX 1444 VIBRATION | VIBRATION
AF0420 | 1322418-11,1322418-20,1322418-70,1322418-71 | 1444-DYN04-01RA, 4-CH VIBRATION INPUT^DYNAMIX 1444 VIBRATION | VIBRATION
AF0430 | 1322418-11,1322418-20,1322418-70,1322418-71 | 1444-DYN04-01RA, 4-CH VIBRATION INPUT^DYNAMIX 1444 VIBRATION | VIBRATION
AF0450 | 1322418-11,1322418-20,1322418-70,1322418-71 | 1444-DYN04-01RA, 4-CH VIBRATION INPUT^DYNAMIX 1444 VIBRATION | VIBRATION
AF0500 | 1066730-7,1066730-8,1067996-4,1322418-31,1322418-40,1322418-72,1322418-73 | 1444-TSCX02-02RB, 2-CH TACHOMETER INPUT^DYNAMIX 1444 VIBRATION | VIBRATION
AF0510 | 1066730-7,1066730-8,1067996-4,1322418-11,1322418-20,1322418-70,1322418-71 | 1444-DYN04-01RA, 4-CH VIBRATION INPUT^DYNAMIX 1444 VIBRATION | VIBRATION
AF0520 | 1322418-11,1322418-20,1322418-70,1322418-71 | 1444-DYN04-01RA, 4-CH VIBRATION INPUT^DYNAMIX 1444 VIBRATION | VIBRATION
AF0600 | 1322418-31,1322418-40,1322418-72,1322418-73 | 1444-TSCX02-02RB, 2-CH TACHOMETER INPUT^DYNAMIX 1444 VIBRATION | VIBRATION
AF0610 | 1322418-11,1322418-20,1322418-70,1322418-71 | 1444-DYN04-01RA, 4-CH VIBRATION INPUT^DYNAMIX 1444 VIBRATION | VIBRATION
AF0620 | 1322418-11,1322418-20,1322418-70,1322418-71 | 1444-DYN04-01RA, 4-CH VIBRATION INPUT^DYNAMIX 1444 VIBRATION | VIBRATION
AF0700 | 1322418-31,1322418-40,1322418-72,1322418-73 | 1444-TSCX02-02RB, 2-CH TACHOMETER INPUT^DYNAMIX 1444 VIBRATION | VIBRATION
AF0710 | 1322418-11,1322418-20,1322418-70,1322418-71 | 1444-DYN04-01RA, 4-CH VIBRATION INPUT^DYNAMIX 1444 VIBRATION | VIBRATION
AF0720 | 1322418-11,1322418-20,1322418-70,1322418-71 | 1444-DYN04-01RA, 4-CH VIBRATION INPUT^DYNAMIX 1444 VIBRATION | VIBRATION
AF0900 | 1322418-31,1322418-40,1322418-72,1322418-73 | 1444-TSCX02-02RB, 2-CH TACHOMETER INPUT^DYNAMIX 1444 VIBRATION | VIBRATION
AF0910 | 1322418-11,1322418-20,1322418-70,1322418-71 | 1444-DYN04-01RA, 4-CH VIBRATION INPUT^DYNAMIX 1444 VIBRATION | VIBRATION
AF0920 | 1066730-1,1066730-2,1067996-4,1322418-11,1322418-20,1322418-70,1322418-71 | 1444-DYN04-01RA, 4-CH VIBRATION INPUT^DYNAMIX 1444 VIBRATION | VIBRATION
AF0940 | 1066730-7,1066730-8,1067996-4,1322418-11,1322418-20,1322418-70,1322418-71 | 1444-DYN04-01RA, 4-CH VIBRATION INPUT^DYNAMIX 1444 VIBRATION | VIBRATION
FU0110 | 1043265-1,1043265-7 | FUSE, 20A | VIBRATION
FU0113 | 1043265-1,1043265-4 | FUSE, 5A | VIBRATION
GR0144 | 903849C1 | RAIL GROUND, DIN RAIL GROUNDING | VIBRATION
GR0400 | 903849C1 | RAIL GROUND, DIN RAIL GROUNDING | VIBRATION
IEG0280 | 232941-200 | BUS BAR, IP CPSR - INSTRUMENT EARTH GROUNDING | VIBRATION
XT0110 | 1066730-7,1066730-8,1067996-4 | TERMINAL BLOCK, SPRING, 4 CONDUCTOR,30-12 AWG (0.05-3.31 MM2),NON-IS | VIBRATION
XT0400 | 1066730-1,1066730-2,1067996-4 | TERMINAL STRIP, 4 CONDUCTOR | VIBRATION
XT0500 | 1066730-1,1066730-2,1067996-4,2684693-21,2684693-36 | TERMINAL STRIP, 4 CONDUCTOR | VIBRATION
XT0600 | 1066730-1,1066730-2,1067996-4,[2]2684693-19,[2]2684693-33 | TERMINAL STRIP, 4 CONDUCTOR | VIBRATION
XT0700 | 1066730-1,1066730-2 | TERMINAL STRIP, 4 CONDUCTOR | VIBRATION
XT0900 | 1066730-1,1066730-2,1066730-7,1066730-8,1067996-4 | TERMINAL STRIP, 4 CONDUCTOR | VIBRATION