## Blue Labels
(SHT 1) CONTROL CONSOLE | (SHT 10) PLC PANEL | (SHT 11) A PANEL | (SHT 12) B PANEL | (SHT 13) BOP PANEL | (SHT 14) RIGHT SIDE | (SHT 15) TERMINAL PANEL #1 | (SHT 16) TERMINAL PANEL #3 | (SHT 17) TERMINAL PANEL #2 | (SHT 18) JB200 | (SHT 19) BUOS BOX | (SHT 2) CONSOLE DOORS | (SHT 4) TCP | (SHT 5) PWR RAIL | (SHT 6) FIRE PANEL | (SHT 8) VIB PANEL | (SHT 9) LOW VIB DOOR PANEL
EL0273 | UV0600 | FU0080 | FU0070 | IEG0257 | AU0240 | XT9008 | XT9060 | XT9081 | UJ2000 | UA1200 | AT0190K | HL0411 | AT0680 | XT0170 | AF0400 | FU0130
HA0273 | AT0600 | FU0081 | FU0071 | FU0180 | AF0241 | XT9015 | XT9100 | XT9080 | UJ2001 | XT8042 | AT0190 | HL0410 | FU0680 | KA0176 | AF0410 | FU0131
ZS0273 | AP0601 | FU0082 | XT0070 | FU0181 | AF0242 | XT9120 | GR0060 | GR0080 | FU2000 | GR8042 |  | HL0409 | XT0680 | KA0177 | AF0420 | XT0130
FG0000 | AP0602 | XT0080 | AU0070 | FU0184 | AF0243 | GR0174 | IEG0010 | XT9000AC | FU2001 |  |  | HL0408 | FU0560 | XT0171 | AF0430 | XT0520
| AP0603 | XT0085 | AF0071 | XT0180 | AF0244 | PEG0130 | XT9004 | KA0135 | XT2000 |  |  | HL0407 | FU0200 | GR1132 | AF0450 | KA0120
| AP0606 | AU0080 | AF0072 | AU0180 | AF0245 | XT9240 | XT9024 | KA3103 | GR1421 |  |  | SB0400 | FU0201 | GR1100 | XT0400 | FU0110
| AP0607 | AF0081 | AF0073 | AF0181 | AF0246 | XT9140 | GR0061 | KA6211 | FU1441 |  |  | HL0406 | FU0190 |  |  | FU0113
| AP0608 | AF0082 | AF0074 | AF0182 | AF0247 | XT9141 |  | KA6212 | FU1421 |  |  | HL0405 | FU0273 |  |  | XT0110
| AP0609 | AF0083 | AF0075 | AF0183 | GR0240 | XT9180 |  | XT9017 | XT1444 |  |  | HL0404 | XT0560 |  |  | GR0500
| AR0600 | AF0084 | AF0076 | AF0184 | IEG0130 | GR0175 |  | GR0081 | XT1424 |  |  | HL0403 | XT0561 |  |  | AF0510
| AP0604 | AF0085 | AF0077 | AF0185 | AU1200 |  |  |  | GR1422 |  |  | HL0402 | XT0562 |  |  | AF0520
| AP0605 | AF0086 | GR0233 | GR0180 | AF1201 | [6 empty] | HL0401 | XT0563 |  |  | XT0500
| XT9142 | AF0087 | PC0470 | FU0140 | AF1202 | [6 empty] | HL0400
| GR0470 | AF0088 | XT0237 | FU0141 | AF1203 | [6 empty] | SH0407
|  | GR0134 | XT0240 | FU0142 | AF1204 | [6 empty] | SH0406
|  | AU0090 | KA0235 | FU0143 | AF1205 | [6 empty] | SH0405
|  | AF0091 | KA0236 | FU0570 | XT0250 | [6 empty] | SH0404
|  | AF0092 | KA0237 | XT0140 | FU0240 | [6 empty] | SA0400
|  | AF0093 | KA0238 | XT0570 | FU0241 | [6 empty] | SH0410
|  | AF0094 | KA0239 | KA0535 | FU0250 | [6 empty] | SH0409
|  | AF0095 | KA0240 | KA0536 | GR01202 | [6 empty] | SH0401
|  | AF0096 | KA0248 | KA0531 | AF1210 | [6 empty] | SH0400
|  | XT0136 | KA0250 | KA0532 | AF1209 | [6 empty] | XT0564
|  | KT0140 | KA0241 | KA0533 | AF1208 | [6 empty] | AU0200
|  | KT0141 | KA0242 | KA0534 | AF1207 | [6 empty] | SB0408
|  | KT0142 | KA0243 | KA0537 | AF1206 | [6 empty] | SB0407
|  | KT0143 | KA0244 | KA9000 | FU0120 | [6 empty] | SH0408
|  | KT0144 | KA0246 | KA9001 | FU0121 | [6 empty] | SB0405
|  | KT0145 | KA0247 | KA9002 | FU0122 | [6 empty] | SB0406
|  | KT0146 | KA0245 | KA9003 | FU0272 | [6 empty] | SA0401
|  | KA0144 | KA0249 | KA9004 | FU0275 | [6 empty] | SB0404
|  | KA0136 | KA0231 | KA9005 | FU0278 | [6 empty] | SB0403
|  | KA0137 | KA0232 | KA9006 | GR01201 | [6 empty] | SB0402
|  | KA0138 | KA0233 | KA9007 | IEG0250 | [6 empty] | SB0401
|  | KA2160 | KA0234 | KA9008 | WC8058 | [6 empty] | AF0201
|  | KA2161 | KA1020 | KA9009 | UV0275 | [6 empty] | AF0202
|  | KA0130 | KA0221 | KA7514 | UAITT7510 | [6 empty] | GR0200
|  | KA0131 | KA0222 | KA9012 | UAITT7410
|  | KA0132 | GR0232 | GR0257 | UAIFT-201
|  | KA0141 | FU0060 | AU0140 | UAIZT7631FO
|  | KA0133 | FU0061 | AF0141 | UAIZT7632FC
|  | KA0134 | FU0062 | AF0142 | UAIZT7632FO
|  | GR0133 | FU0063 | AF0143 | UAIIP-201
|  | FU0090 | XT0060 | AF0144 | UAIXVPT-201
|  | FU0091 | AF0068 | AF0145 | UAI7800
|  | FU0092 | AF0067 | AF0146 | UAI7801
|  | FU0093 | AF0066 | GR0140 | UAI7807
|  | XT0090 | AF0065 |  | UAI7808
|  | FU0010 | AF0064 |  | UAI6310
|  | FU0136 | AF0063 |  | UV0272
|  | FU0137 | AF0062 |  | UAI4461
|  | FU0139 | AF0061 |  | UAI4460
|  | FU0211 | AU0060 |  | UAI4471
|  | FU0212 | GR0231 |  | UAI4470
|  | FU0210 | IEG0230 |  | UAI4462
|  | XT0138 |  |  | UAI4472
|  | XT0139 |  |  | UAI5161
|  | XT0134 |  |  | UAI7430
|  | XT0135 |  |  | UAI7541
|  | XT0233 |  |  | UAIFCE7541
|  | XT0235 |  |  | UAI0741
|  | FU2108 |  |  | UAI0742
|  | GR0131 |  |  | UV0273
|  | XT9085 |  |  | UAI0743
|  | QS0011 |  |  | UAI0744
|  | GR0132 |  |  | UAI0745
|  | UJ0131 |  |  | UAI0746
UAI1210
UAI1211
UAI1220
UAI1221
UAI1230
UAI1231
UAI1240
UAI1241
UAI1250
UAI1263
UAI1273
UAI2100
UAI7530
UV0276
UAI3420
UAI3421
UAI5130
UAI5160
UAI5170
UAIFCE5161
UAI0IP202
UAILT3100
UAIPT5104
UAIPT5160
UAIPT5161
UAIPT5170
UAIZT75411
UAIZT75412
UAIPDT7631
UAIZT7631
UAIZT7631FC
UAI7822
UV0278
UAIPT7410
UAIPT7430
UAIPT7431
UAIPT7511
UAIPT7510
UAIPT7530
UAI7811
UAI7812
UAI7813
UAI7814
UAI7815
UAI1251
UV0271
UAI1110
UAI001A
UAI001B
UAI002A
UAI002B
UAI003A
UAI003B
UAI004A
UAI004B
UAI00836
UAI1100
UAI3510
UAI3520
UAI3540
UAI3200
UAI3100
UAI2120
UAI1260
UAI1270

## White Labels
(SHT 11) A PANEL | (SHT 11) A PANEL - (SHT 12) B PANEL | (SHT 12) B PANEL | (SHT 12) B PANEL - (SHT 10) PLC PANEL | (SHT 12) B PANEL - (SHT 4) TCP | (SHT 12) B PANEL - (SHT 16) TERMINAL PANEL #3 | (SHT 13) BOP PANEL | (SHT 13) BOP PANEL - (SHT 16) TERMINAL PANEL #3 | (SHT 19) BUOS BOX | (SHT 18) JB200 | (SHT 9) LOW VIB DOOR PANEL | (SHT 9) LOW VIB DOOR PANEL - (SHT 14) RIGHT SIDE | (SHT 10) PLC PANEL | (SHT 5) PWR RAIL - (SHT 4) TCP | (SHT 14) RIGHT SIDE - JB70 | (SHT 14) RIGHT SIDE | (SHT 14) RIGHT SIDE - (SHT 16) TERMINAL PANEL #3 | (SHT 8) VIB PANEL
AF0083G | IEG023011 | AF0064G | IEG02301 | AU0200G | IEG0230G | AF0143G | IEG0257G | GR8042 | GR1421 | XT05001 | IEG01304 | UV0600G | 0V | IEG01309 | AF0243G | IEG0130G | XT04001
AF0084G | IEG023012 | AF0065G |  | IEG02308 |  | AF0144G |  | UA1200G | GR1422 |  |  |  | 0V1 |  | AF0244G | IEG0250G | XT04002
AF0085G | IEG02302 | AF0071G |  |  |  | AF0184G |  |  | UJ2000G |  |  |  | ESTOPA |  | AF0245G
AF0086G | IEG02303 | AF0072G |  |  |  | AU0140G |  |  | UJ2001G |  |  |  | ESTOPB |  | AF0246G
AF0094G |  | AF0073G |  |  |  | AU0180G | [6 empty] | FU0139 |  | AF1203G
AU0080G |  | AF0074G |  |  |  | IEG02571 | [6 empty] | FU0200 |  | AF1204G
AU0090G |  | AF0075G |  |  |  | IEG02572 | [6 empty] | FU0201 |  | AF1205G
|  | AU0060G |  |  |  | IEG02573 | [6 empty] | KA023612 |  | AF1206G
|  | AU0070G |  |  |  | IEG02574 | [6 empty] | KA0241A1 |  | AF1208G
|  | IEG02304 | [12 empty] | AF1209G
|  | IEG02305 | [12 empty] | AU0240G
|  | IEG02306 | [12 empty] | AU1200G
|  | IEG02309 | [12 empty] | IEG01301
IEG013010
IEG013012
IEG01302
IEG01303
IEG01305
IEG01306
IEG01307
IEG01308
IEG02501
IEG02502

## Heat Shrink Labels
(SHT 11) A PANEL - (SHT 14) RIGHT SIDE | (SHT 11) A PANEL - (SHT 15) TERMINAL PANEL #1 | (SHT 11) A PANEL - (SHT 17) TERMINAL PANEL #2 | (SHT 12) B PANEL - (SHT 14) RIGHT SIDE | (SHT 12) B PANEL - (SHT 17) TERMINAL PANEL #2 | (SHT 12) B PANEL - (SHT 16) TERMINAL PANEL #3 | (SHT 13) BOP PANEL - (SHT 14) RIGHT SIDE | (SHT 13) BOP PANEL - (SHT 15) TERMINAL PANEL #1 | (SHT 19) BUOS BOX | (SHT 9) LOW VIB DOOR PANEL - (SHT 14) RIGHT SIDE | (SHT 14) RIGHT SIDE | (SHT 14) RIGHT SIDE - (SHT 15) TERMINAL PANEL #1 | (SHT 14) RIGHT SIDE - (SHT 8) VIB PANEL | (SHT 15) TERMINAL PANEL #1 - (SHT 8) VIB PANEL
WC2162 | WC4714 | WC2310 | WC2101 | WC4190 | WC4122 | WC2024 | WC8500 | WC4524 | WC1453 | WC2108 | WC4422 | WC1337 | WC4849
WC2226 |  | WC2311 | WC2129 | WC4193 | WC4123 | WC4754 |  |  | WC1454 | WC2450 |  | WC1338
WC2227 |  | WC4112 | WC2200 |  | WC4134 | WC7410 |  |  | WC1455 | WC2451 |  | WC1339
WC2228 |  | WC4191 | WC2201 |  | WC4135 | WC7541 |  |  | WC1456 | WC2452 |  | WC1340
WC2256 |  | WC4194 | WC2301 |  | WC4148 | WC7822 |  |  | WC1457 | WC2453 |  | WC1428
WC2257 |  | WC4195 | WC2401 |  | WC4187 | WC7831 |  |  | WC1458 | WC2454 |  | WC1429
WC2280 |  | WC4610 | WC2501 |  | WC4188 | WC7951 |  |  |  | WC2455 |  | WC1430
WC2354 |  | WC4623 | WC2601 |  | WC4220 | WC7952 |  |  |  | WC2456 |  | WC1431
WC2355 |  | WC4661 | WC6309 |  | WC4226 |  |  |  |  | WC2457 |  | WC1432
WC4660 |  | WC4662 |  |  | WC4256 |  |  |  |  | WC4029 |  | WC1433
|  | WC4720 |  |  | WC4260 |  |  |  |  | WC4068 |  | WC1434
[5 empty] | WC4317 |  |  |  |  | WC4133 |  | WC1436
[5 empty] | WC4321 |  |  |  |  | WC4136
[5 empty] | WC4681 |  |  |  |  | WC4138
[5 empty] | WC4682 |  |  |  |  | WC4153
[5 empty] | WC4724 |  |  |  |  | WC4154
[5 empty] | WC4800 |  |  |  |  | WC4155
[5 empty] | WC4802 |  |  |  |  | WC4268
[5 empty] | WC4901 |  |  |  |  | WC4269
WC4420
WC4421
WC4639
WC4640
WC4641
WC4642
WC7800
WC7801
WC7811
WC7812
WC7815
WC7824

## A PANEL
A PANEL
CONTROL CONSOLE
Project # | J0090
Project Name | NEPTUNE NL - L15
Revision | A.7
Controls DE | R.BARRAZA
Phone:
Controls ME | G.CATO
Phone:
From | [5 empty] | To
Device ID | Cable (W) Conductor (SC) Jumper Clip (JC) | Wire No. | Wire ID | Gauge/Size | Page/Zone | Device ID | Location | Page/Zone
XT0080:1 | JC | 0V | CLIP | --- | 9.D1 | XT0080:2 | A PANEL | 9.D1
XT0080:2 | JC | 0V | CLIP | --- | 9.D1 | XT0080:3 | A PANEL | 9.D1
XT0090:1 | JC | 0V | CLIP | --- | 9.B1 | XT0090:2 | A PANEL | 9.B1
XT0134:1 | JC | 0V | CLIP | --- | 16.B3 | XT0134:2 | A PANEL | 16.B3
XT0134:2 | JC | 0V | CLIP | --- | 16.B3 | XT0134:3 | A PANEL | 16.B3
XT0134:3 | JC | 0V | CLIP | --- | 16.B3 | XT0134:4 | A PANEL | 16.B3
XT0135:1 | JC | 0V | CLIP | --- | 16.B4 | XT0135:2 | A PANEL | 16.B4
XT0135:2 | JC | 0V | CLIP | --- | 16.B4 | XT0135:3 | A PANEL | 16.B4
XT0136:1 | JC | FU0139 | CLIP | --- | 17.A2 | XT0136:2 | A PANEL | 17.A2
XT0138:1 | JC | FU0136 | CLIP | --- | 16.A3 | XT0138:2 | A PANEL | 16.A3
XT0138:2 | JC | FU0136 | CLIP | --- | 16.A3 | XT0138:3 | A PANEL | 16.A3
XT0138:3 | JC | FU0136 | CLIP | --- | 16.A3 | XT0138:4 | A PANEL | 16.B3
XT0139:1 | JC | FU0137 | CLIP | --- | 16.A4 | XT0139:2 | A PANEL | 16.A4
XT0139:2 | JC | FU0137 | CLIP | --- | 16.A4 | XT0139:3 | A PANEL | 16.B4
XT0233:1 | JC | FU0210 | CLIP | --- | 16.C4 | XT0233:2 | A PANEL | 16.C4
XT0233:2 | JC | FU0210 | CLIP | --- | 16.C4 | XT0233:3 | A PANEL | 16.C4
XT0235:1 | JC | 0V | CLIP | --- | 16.D4 | XT0235:2 | A PANEL | 16.D4
XT0235:2 | JC | 0V | CLIP | --- | 16.D4 | XT0235:3 | A PANEL | 16.D4
AF0081:03 | SC | 008103 | WHT | 20 | 19.C7 | KA0130:14 | A PANEL | 19.D6
AF0081:35 | SC | 008135 | WHT | 20 | 19.C7 | KA0130:A1 | A PANEL | 19.C5
AF0081:COM | SC | AU0080N | WHT | 20 | 9.C2 | AU0080:COM | A PANEL | 9.C2
AF0081:V+ | SC | AU0080P | WHT | 20 | 9.C2 | AU0080:V+ | A PANEL | 9.C2
AF0082:COM | SC | 0V | WHT | 14 | 9.D3 | XT0080:2 | A PANEL | 9.D1
AF0082:COM | SC | AF0082N | WHT | 20 | 9.D3 | AF0083:COM | A PANEL | 9.D3
AF0082:V+ | SC | FU0081 | WHT | 14 | 9.D3 | FU0081:LD | A PANEL | 9.D1
AF0082:V+ | SC | AF0082P | WHT | 20 | 9.D3 | AF0083:V+ | A PANEL | 9.D3
AF0083:COM | SC | AF0083N | WHT | 20 | 9.D3 | AF0084:COM | A PANEL | 9.D4
AF0083:SH | SC | AF0083G | GRN | 14 | 9.D3 | AF0084:SH | A PANEL | 9.D4
AF0083:SH | SC | AU0080G | GRN | 14 | 9.D3 | AU0080:GND | A PANEL | 9.C2
AF0083:V+ | SC | AF0083P | WHT | 20 | 9.D3 | AF0084:V+ | A PANEL | 9.D4
AF0084:COM | SC | AF0084N | WHT | 20 | 9.D4 | AF0085:COM | A PANEL | 9.D5
AF0084:SH | SC | AF0084G | GRN | 14 | 9.D4 | AF0085:SH | A PANEL | 9.D5
AF0084:V+ | SC | AF0084P | WHT | 20 | 9.D4 | AF0085:V+ | A PANEL | 9.D5
AF0085:COM | SC | AF0085N | WHT | 20 | 9.D5 | AF0086:COM | A PANEL | 9.D5
AF0085:SH | SC | AF0085G | GRN | 14 | 9.D5 | AF0086:SH | A PANEL | 9.D5
AF0085:V+ | SC | AF0085P | WHT | 20 | 9.D5 | AF0086:V+ | A PANEL | 9.D5
AF0086:COM | SC | AF0086N | WHT | 20 | 9.D5 | AF0087:COM | A PANEL | 9.D6
AF0086:SH | SC | AF0086G | GRN | 14 | 9.D5 | AF0088:SH | A PANEL | 9.D6
AF0086:V+ | SC | AF0086P | WHT | 20 | 9.D5 | AF0087:V+ | A PANEL | 9.D6
AF0087:11 | SC | KA013624 | WHT | 20 | 17.B4 | KA0136:24 | A PANEL | 17.B3
AF0087:43 | SC | KA013621 | WHT | 20 | 17.B4 | KA0136:21 | A PANEL | 17.B3
AF0087:COM | SC | AF0087N | WHT | 20 | 9.D6 | AF0088:COM | A PANEL | 9.D6
AF0087:V+ | SC | AF0087P | WHT | 20 | 9.D6 | AF0088:V+ | A PANEL | 9.D6
AF0091:07 | SC | KA014114 | WHT | 20 | 17.C2 | KA0141:14 | A PANEL | 17.C2
AF0091:08 | SC | UJ0131OK2 | WHT | 20 | 15.B7 | UJ0131:OK2 | A PANEL | 15.B4
AF0091:39 | SC | KA014111 | WHT | 20 | 17.C2 | KA0141:11 | A PANEL | 17.C2
AF0091:40 | SC | UJ0131OK1 | WHT | 20 | 15.B7 | UJ0131:OK1 | A PANEL | 15.B4
AF0091:COM | SC | AF0091N | WHT | 20 | 9.B2 | AF0094:COM | A PANEL | 9.B4
AF0091:COM | SC | AU0090N | WHT | 20 | 9.B2 | AU0090:COM | A PANEL | 9.A2
AF0091:V+ | SC | AF0091P | WHT | 20 | 9.B2 | AF0094:V+ | A PANEL | 9.B4
AF0091:V+ | SC | AU0090P | WHT | 20 | 9.B2 | AU0090:V+ | A PANEL | 9.A2
AF0092:02 | SC | KA0133A1 | WHT | 20 | 59.B7 | KA0133:A1 | A PANEL | 17.C6
AF0092:04 | SC | 009204 | WHT | 20 | 30.A6 | KA2160:A1 | A PANEL | 30.A5
AF0092:06 | SC | KA013114 | WHT | 20 | 59.A7 | KA0131:14 | A PANEL | 17.D4
AF0092:07 | SC | 009207 | WHT | 20 | 30.A6 | KA2161:A1 | A PANEL | 30.B5
AF0092:20 | SC | 009220 | WHT | 20 | 30.A6 | KA2160:A2 | A PANEL | 30.A5
AF0092:23 | SC | 009223 | WHT | 20 | 30.A6 | KA2161:A2 | A PANEL | 30.B5
AF0092:COM | SC | 0V | WHT | 14 | 9.B3 | XT0090:2 | A PANEL | 9.B1
AF0092:V+ | SC | FU0091 | WHT | 14 | 9.B3 | FU0091:LD | A PANEL | 9.B1
AF0093:COM | SC | 0V | WHT | 14 | 9.B3 | XT0090:2 | A PANEL | 9.B1
AF0093:V+ | SC | FU0092 | WHT | 14 | 9.B3 | FU0092:LD | A PANEL | 9.B1
AF0094:00 | SC | 009400 | WHT | 20 | 15.C7 | XT0085:2 | A PANEL | 15.C6
AF0094:01 | SC | 0V | WHT | 20 | 15.C7 | XT0085:3 | A PANEL | 15.C6
AF0094:04 | SC | UJ0131VIN | WHT | 20 | 15.A7 | UJ0131:VIN | A PANEL | 15.B4
AF0094:05 | SC | 0V | WHT | 14 | 15.A7 | XT0135:3 | A PANEL | 16.B4
AF0094:06 | SC | UJ0131IOUT | WHT | 20 | 15.B7 | UJ0131:IOUT | A PANEL | 15.B4
AF0094:07 | SC | 0V | WHT | 14 | 15.B7 | XT0135:3 | A PANEL | 16.B4
AF0094:COM | SC | AF0094N | WHT | 20 | 9.B4 | AF0096:COM | A PANEL | 9.B5
AF0094:SH | SC | AF0094G | GRN | 14 | 9.B4 | AF0096:SH | A PANEL | 9.B5
AF0094:SH | SC | AU0090G | GRN | 14 | 9.B4 | AU0090:GND | A PANEL | 9.A2
AF0094:V+ | SC | AF0094P | WHT | 20 | 9.B4 | AF0096:V+ | A PANEL | 9.B5
AF0095:COM | SC | 0V | WHT | 14 | 9.B5 | XT0090:2 | A PANEL | 9.B1
AF0095:V+ | SC | FU0093 | WHT | 14 | 9.B5 | FU0093:LD | A PANEL | 9.B1
AU0080:COM | SC | 0V | WHT | 14 | 9.C2 | XT0080:1 | A PANEL | 9.D1
AU0080:V+ | SC | FU0080 | WHT | 14 | 9.C2 | FU0080:LD | A PANEL | 9.D1
AU0090:COM | SC | 0V | WHT | 14 | 9.A2 | XT0090:1 | A PANEL | 9.B1
AU0090:V+ | SC | FU0090 | WHT | 14 | 9.A2 | FU0090:LD | A PANEL | 9.B1
FU0010:LI | SC | FU0137 | WHT | 14 | 16.A5 | XT0139:1 | A PANEL | 16.A4
FU0080:LI | SC | FU0137 | WHT | 14 | 9.D1 | FU0081:LI | A PANEL | 9.D1
FU0080:LI | SC | FU0137 | WHT | 14 | 9.D1 | XT0139:2 | A PANEL | 16.A4
FU0081:LI | SC | FU0137 | WHT | 14 | 9.D1 | FU0082:LI | A PANEL | 9.D1
FU0090:LI | SC | FU0137 | WHT | 14 | 9.B1 | XT0139:2 | A PANEL | 16.A4
FU0090:LI | SC | FU0137 | WHT | 14 | 9.B1 | FU0091:LI | A PANEL | 9.B1
FU0091:LI | SC | FU0137 | WHT | 14 | 9.B1 | FU0092:LI | A PANEL | 9.B1
FU0092:LI | SC | FU0137 | WHT | 14 | 9.B1 | FU0093:LI | A PANEL | 9.B1
FU0136:LD | SC | FU0136 | WHT | 10 | 16.A3 | XT0138:1 | A PANEL | 16.A3
FU0136:LI | SC | 24V | WHT | 10 | 16.A3 | UJ0131:OUT(+) | A PANEL | 15.B4
FU0137:LD | SC | FU0137 | WHT | 14 | 16.A4 | XT0139:1 | A PANEL | 16.A4
FU0137:LI | SC | FU0136 | WHT | 14 | 16.A4 | XT0138:1 | A PANEL | 16.A3
FU0139:LD | SC | FU0139 | WHT | 14 | 16.A5 | XT0136:1 | A PANEL | 17.A2
FU0139:LI | SC | FU0137 | WHT | 14 | 16.A5 | XT0139:1 | A PANEL | 16.A4
FU0210:LD | SC | FU0210 | WHT | 14 | 16.C4 | XT0233:1 | A PANEL | 16.C4
FU0210:LI | SC | FU0136 | WHT | 14 | 16.C4 | XT0138:4 | A PANEL | 16.B3
FU0211:LI | SC | FU0137 | WHT | 12 | 16.B4 | XT0139:3 | A PANEL | 16.B4
FU0212:LD | SC | FU0212 | WHT | 16 | 16.C5 | XT0233:4 | A PANEL | 19.D5
FU0212:LI | SC | FU0210 | WHT | 12 | 16.C5 | XT0233:1 | A PANEL | 16.C4
FU2108:LI | SC | FU0210 | WHT | 14 | 50.C6 | XT0233:3 | A PANEL | 16.C4
GR0131: | SC | GR0131 | GRN/YEL | 14 | 5.A4 | FRAME | A PANEL | 5.A3
GR0132: | SC | GR0132 | GRN/YEL | 14 | 5.A4 | FRAME | A PANEL | 5.A3
KA0130:A1 | SC | 008135 | WHT | 20 | 19.C5 | KA0130:11 | A PANEL | 19.D6
KA0131:12 | SC | KA013112 | WHT | 20 | 17.D4 | KA0137:24 | A PANEL | 17.D3
KA0131:A1 | SC | KA0231A1 | WHT | 20 | 17.B6 | KA0132:A1 | A PANEL | 17.B6
KA0131:A1 | SC | KA0231A1 | WHT | 20 | 17.B6 | XT0136:10 | A PANEL | 17.B5
KA0131:A2 | SC | 0V | WHT | 20 | 17.B6 | KA0132:A2 | A PANEL | 17.B6
KA0131:A2 | SC | 0V | WHT | 20 | 17.B6 | KT0145:A2 | A PANEL | 17.B6
KA0132:11 | SC | FU0139 | WHT | 20 | 17.A3 | KA0133:11 | A PANEL | 17.A3
KA0132:11 | SC | FU0139 | WHT | 20 | 17.A3 | KT0145:15 | A PANEL | 17.D2
KA0132:12 | SC | KT0141A1 | WHT | 20 | 17.A3 | KT0142:A1 | A PANEL | 17.A6
KA0132:12 | SC | KT0141A1 | WHT | 20 | 17.A3 | KA0133:12 | A PANEL | 17.A3
KA0132:21 | SC | KA0138A1 | WHT | 20 | 17.D4 | KA0138:A1 | A PANEL | 17.D6
KA0132:22 | SC | KA013222 | WHT | 20 | 17.D4 | KA0137:14 | A PANEL | 17.D3
KA0132:22 | SC | KA013222 | WHT | 20 | 17.D4 | KT0141:18 | A PANEL | 17.D2
KA0132:24 | SC | KA013224 | WHT | 20 | 17.D4 | KA0134:14 | A PANEL | 17.D3
KA0132:A1 | SC | KA0231A1 | WHT | 20 | 17.B6 | KA0141:A1 | A PANEL | 17.C6
KA0132:A2 | SC | 0V | WHT | 20 | 17.B6 | KA0141:A2 | A PANEL | 17.C6
KA0133:11 | SC | FU0139 | WHT | 20 | 17.A3 | KA0134:11 | A PANEL | 17.D3
KA0133:A2 | SC | 0V | WHT | 20 | 17.C6 | KA0134:A2 | A PANEL | 17.C6
KA0133:A2 | SC | 0V | WHT | 20 | 17.C6 | KA0141:A2 | A PANEL | 17.C6
KA0134:11 | SC | FU0139 | WHT | 20 | 17.D3 | KA0136:11 | A PANEL | 17.B4
KA0134:A1 | SC | KA0134A1 | WHT | 20 | 17.C6 | AF0091:12 | A PANEL | 61.C7
KA0134:A2 | SC | 0V | WHT | 20 | 17.C6 | KA0144:A2 | A PANEL | 17.C6
KA0136:11 | SC | FU0139 | WHT | 20 | 17.B4 | KA0137:21 | A PANEL | 17.D3
KA0136:14 | SC | KA013821 | WHT | 20 | 17.B4 | KA0138:21 | A PANEL | 17.B5
KA0136:A1 | SC | KA0136A1 | WHT | 20 | 17.D6 | XT0136:5 | A PANEL | 58.D5
KA0136:A2 | SC | 0V | WHT | 20 | 17.D6 | KA0137:A2 | A PANEL | 17.D6
KA0137:11 | SC | FU0139 | WHT | 20 | 17.D3 | KA0137:21 | A PANEL | 17.D3
KA0137:24 | SC | KA013112 | WHT | 20 | 17.D3 | AF0087:09 | A PANEL | 17.C4
KA0137:A1 | SC | KA0137A1 | WHT | 20 | 17.D6 | KT0142:18 | A PANEL | 17.D2
KA0137:A2 | SC | 0V | WHT | 20 | 17.D6 | KA0138:A2 | A PANEL | 17.D6
KA0138:14 | SC | FU0139 | WHT | 20 | 61.C5 | XT0136:11 | A PANEL | 61.C6
KA0138:24 | SC | KT0144B1 | WHT | 20 | 17.B5 | KT0144:B1 | A PANEL | 17.B6
KA0141:21 | SC | KT0146A1 | WHT | 20 | 17.B2 | KT0146:A1 | A PANEL | 17.B2
KA0141:24 | SC | FU0139 | WHT | 20 | 17.B2 | XT0136:2 | A PANEL | 17.A2
KT0140:15 | SC | FU0139 | WHT | 20 | 17.D1 | KT0142:15 | A PANEL | 17.D2
KT0140:15 | SC | FU0139 | WHT | 20 | 17.A2 | XT0136:2 | A PANEL | 17.A2
KT0140:16 | SC | KT014115 | WHT | 20 | 17.D1 | KT0141:15 | A PANEL | 17.D2
KT0140:18 | SC | KT0143A1 | WHT | 20 | 17.A2 | KT0143:A1 | A PANEL | 17.A6
KT0140:A1 | SC | KT0140A1 | WHT | 20 | 17.A6 | KT0143:16 | A PANEL | 17.A5
KT0140:A2 | SC | 0V | WHT | 20 | 17.A6 | KT0141:A2 | A PANEL | 17.A6
KT0140:A2 | SC | 0V | WHT | 20 | 17.A6 | XT0136:3 | A PANEL | 17.A2
KT0141:18 | SC | KA013222 | WHT | 20 | 17.D2 | KT0144:18 | A PANEL | 17.D2
KT0141:A1 | SC | KT0141A1 | WHT | 20 | 17.A6 | KT0143:15 | A PANEL | 17.A5
KT0141:A1 | SC | KT0141A1 | WHT | 20 | 17.A6 | KT0142:A1 | A PANEL | 17.A6
KT0141:A2 | SC | 0V | WHT | 20 | 17.A6 | KT0142:A2 | A PANEL | 17.A6
KT0142:15 | SC | FU0139 | WHT | 20 | 17.D2 | KT0144:A1 | A PANEL | 17.B6
KT0142:18 | SC | KA0137A1 | WHT | 20 | 17.D2 | KT0145:18 | A PANEL | 17.D2
KT0142:A2 | SC | 0V | WHT | 20 | 17.A6 | KT0143:A2 | A PANEL | 17.A6
KT0143:A2 | SC | 0V | WHT | 20 | 17.A6 | KT0144:A2 | A PANEL | 17.B6
KT0144:15 | SC | FU0139 | WHT | 20 | 17.D2 | KT0145:15 | A PANEL | 17.D2
KT0144:15 | SC | FU0139 | WHT | 20 | 17.D2 | KT0144:A1 | A PANEL | 17.B6
KT0144:A2 | SC | 0V | WHT | 20 | 17.B6 | KT0145:A2 | A PANEL | 17.B6
QS0011:LD-1 | SC | UJ0131P | WHT | 12 | 15.B3 | UJ0131:+ | A PANEL | 15.B4
QS0011:LD-3 | SC | UJ0131N | WHT | 12 | 15.B3 | UJ0131:- | A PANEL | 15.B4
QS0011:LI-2 | SC | 521POS | WHT | 16 | 15.B3 | XT9085:1 | A PANEL | 15.B2
QS0011:LI-4 | SC | 521NEG | WHT | 16 | 15.B3 | XT9085:2 | A PANEL | 15.B2
RR0851: -3.01K OHM | SC | FU0137 | LEAD | --- | 15.C6 | XT0085:1 | A PANEL | 15.C6
RR0851: -3.01K OHM | SC | 009400 | LEAD | --- | 15.C6 | XT0085:2 | A PANEL | 15.C6
RR0852: -1.0K OHM | SC | 0V | LEAD | --- | 15.C6 | XT0085:3 | A PANEL | 15.C6
RR0852: -1.0K OHM | SC | 009400 | LEAD | --- | 15.C6 | XT0085:2 | A PANEL | 15.C6
UJ0131:G | SC | UJ0131G | GRN/YEL | 12 | 15.B4 | FRAME | A PANEL | 15.B4
UJ0131:OUT(-) | SC | 0V | WHT | 14 | 15.B4 | XT0134:1 | A PANEL | 16.B3
XT0085:1 | SC | FU0137 | WHT | 20 | 15.C6 | XT0139:3 | A PANEL | 16.B4
XT0090:1 | SC | 0V | WHT | 14 | 9.B1 | XT0135:2 | A PANEL | 16.B4
XT0134:4 | SC | 0V | WHT | 14 | 16.B3 | XT0235:1 | A PANEL | 16.D4
XT0135:1 | SC | 0V | WHT | 14 | 16.B4 | XT0134:1 | A PANEL | 16.B3
XT0135:1 | SC | 0V | WHT | 14 | 16.B4 | XT0136:3 | A PANEL | 17.A2
XT0135:2 | SC | 0V | WHT | 14 | 16.B4 | XT0080:1 | A PANEL | 9.D1
XT0135:3 | SC | 0V | WHT | 14 | 16.B4 | XT0085:3 | A PANEL | 15.C6
XT0136:1 | SC | FU0139 | WHT | 20 | 17.A2 | XT0136:11 | A PANEL | 61.C6
XT0136:12 | SC | 0V | WHT | 14 | 61.C6 | XT0136:3 | A PANEL | 17.A2
XT0136:4 | SC | FU0139 | WHT | 20 | 58.D5 | XT0136:1 | A PANEL | 17.A2
XT0235:2 | SC | 0V | WHT | 14 | 16.D4 | XT0235:4 | A PANEL | 19.D5
AU0080:L1 | WC0009 | AU0090L2 | ENET | CABLE | 2.A4 | AU0090:L2 | A PANEL | 2.A4
AF0081:00 | SC | UA1200J21 | WHT | 20 | 18.A7 | KA0241:11 | B PANEL | 18.A5
AF0081:01 | SC | KA024314 | WHT | 20 | 18.B7 | KA0243:14 | B PANEL | 18.B6
AF0081:02 | SC | KA024524 | WHT | 20 | 18.B7 | KA0245:24 | B PANEL | 18.B6
AF0081:08 | SC | KA024214 | WHT | 20 | 18.C7 | KA0242:14 | B PANEL | 18.C6
AF0081:09 | SC | KA023924 | WHT | 20 | 18.A7 | KA0239:24 | B PANEL | 18.B6
AF0081:33 | SC | KA024311 | WHT | 20 | 18.B7 | KA0243:11 | B PANEL | 18.B6
AF0081:34 | SC | KA024521 | WHT | 20 | 18.B7 | KA0245:21 | B PANEL | 18.B6
AF0081:41 | SC | KA023921 | WHT | 20 | 18.A7 | KA0239:21 | B PANEL | 18.B6
AF0088:SH | SC | IEG02302 | GRN | 14 | 9.D6 | IEG0230:2 | B PANEL | 9.D6
AF0093:12 | SC | 009312 | WHT | 20 | 27.B7 | PC0470:INP_A | B PANEL | 27.B5
AF0093:28 | SC | 009328 | WHT | 20 | 27.B7 | PC0470:-PWR | B PANEL | 27.B5
AF0093:44 | SC | 009344 | WHT | 20 | 27.B7 | PC0470:+PWR | B PANEL | 27.B5
AF0095:02 | SC | 009502 | WHT | 20 | 47.A7 | KA0221:14 | B PANEL | 47.A6
AF0096:SH | SC | IEG023011 | GRN | 14 | 9.B5 | IEG0230:11 | B PANEL | 9.B6
FU0211:LD | SC | FU0211 | WHT | 14 | 16.B4 | KA1020:14 | B PANEL | 32.A5
FU0212:LD | SC | FU0212 | WHT | 16 | 16.C5 | KA0248:21 | B PANEL | 19.C6
GR0133: | SC | IEG02303 | GRN | 14 | 5.A4 | IEG0230:3 | B PANEL | 5.A4
GR0134: | SC | IEG023012 | GRN | 14 | 5.A5 | IEG0230:12 | B PANEL | 5.A4
KA0134:A1 | SC | KA0134A1 | WHT | 20 | 17.C6 | AF0067:12 | B PANEL | 61.D7
KA0141:21 | SC | KT0146A1 | WHT | 20 | 17.B2 | KA0241:21 | B PANEL | 17.B2
KA0141:24 | SC | FU0139 | WHT | 20 | 17.B2 | KA0241:24 | B PANEL | 17.B2
KA0144:21 | SC | KA014421 | WHT | 20 | 89.A6 | KA0232:22 | B PANEL | 89.A6
KA0144:22 | SC | KA014422 | WHT | 20 | 89.A6 | KA0249:12 | B PANEL | 89.B6
KT0145:A1 | SC | KA024412 | WHT | 20 | 17.B6 | KA0244:12 | B PANEL | 18.D4
KT0146:15 | SC | KT014615 | WHT | 20 | 18.C6 | AF0076:10 | B PANEL | 18.C7
KT0146:18 | SC | KA024214 | WHT | 20 | 18.C6 | KA0231:14 | B PANEL | 18.C6
KT0146:A2 | SC | KT0146A2 | WHT | 20 | 17.B2 | AF0076:29 | B PANEL | 17.B2
KT0146:B1 | SC | KT0146B1 | WHT | 20 | 17.B2 | AF0076:13 | B PANEL | 17.B2
XT0135:1 | SC | 0V | WHT | 20 | 16.B4 | KA1020:24 | B PANEL | 32.A5
XT0136:1 | SC | FU0139 | WHT | 20 | 17.A2 | XT0240:12 | B PANEL | 18.C4
XT0136:10 | SC | KA0231A1 | WHT | 20 | 17.B5 | KA0242:11 | B PANEL | 18.C6
XT0136:3 | SC | 0V | WHT | 14 | 17.A2 | XT0240:10 | B PANEL | 18.D3
XT0136:6 | SC | PS32004 | WHT | 20 | 58.D5 | KA0240:11 | B PANEL | 58.D6
XT0136:7 | SC | SB1300112 | WHT | 20 | 58.D6 | KA0240:14 | B PANEL | 58.D6
XT0139:4 | SC | KA0231A1 | WHT | 20 | 18.D6 | KA0234:A1 | B PANEL | 18.D6
XT0233:1 | SC | FU0210 | WHT | 14 | 16.C4 | FU0060:LI | B PANEL | 10.C1
XT0233:2 | SC | FU0210 | WHT | 14 | 16.C4 | FU0070:LI | B PANEL | 10.B1
XT0235:1 | SC | 0V | WHT | 14 | 16.D4 | XT0070:1 | B PANEL | 10.B1
XT0235:1 | SC | 0V | WHT | 14 | 16.D4 | XT0060:1 | B PANEL | 10.C1
AU0080:L2 | WC0008 | AU0080L2 | ENET | CABLE | 2.A4 | AU0070:L1 | B PANEL | 2.A5
AF0087:10 | SC | ZS61S | WHT | 20 | 85.A6 | XT0170:14 | FIRE PANEL | 85.A6
AF0087:42 | SC | ZS61P | WHT | 20 | 85.A6 | XT0170:13 | FIRE PANEL | 85.A6
AF0093:04 | SC | 009304 | WHT | 20 | 89.A7 | XT0171:2 | FIRE PANEL | 89.A6
AF0093:13 | SC | 009313 | WHT | 20 | 90.A7 | XT0171:6 | FIRE PANEL | 90.A6
AF0093:36 | SC | 009336 | WHT | 20 | 89.A7 | KA0176:14 | FIRE PANEL | 89.A6
AF0093:45 | SC | 009345 | WHT | 20 | 90.A7 | KA0177:14 | FIRE PANEL | 90.A6
KA0144:22 | SC | KA014422 | WHT | 20 | 89.A6 | KA0176:A1 | FIRE PANEL | 89.B5
XT0134:4 | SC | 0V | WHT | 14 | 16.B3 | XT0110:2 | LOW VIB DOOR PANEL | 20.A5
XT0138:4 | SC | FU0136 | WHT | 12 | 16.B3 | XT0110:1 | LOW VIB DOOR PANEL | 20.A5
XT0139:4 | SC | KA0231A1 | WHT | 20 | 18.D6 | XT0110:3 | LOW VIB DOOR PANEL | 20.B5
FU0010:LD | SC | FU0010 | WHT | 14 | 16.A5 | UV0600:(+) | PLC PANEL | 8.B2
XT0135:1 | SC | 0V | WHT | 14 | 16.B4 | UV0600:(-) | PLC PANEL | 8.B2
AU0090:L1 | WC0003 | AP0603L2 | ENET | CABLE | 2.A4 | AP0603:L2 | PLC PANEL | 2.A3
XT0134:2 | SC | 0V | WHT | 14 | 16.B3 | XT0560:2 | PWR RAIL | 11.B2
XT0138:2 | SC | FU0136 | WHT | 12 | 16.A3 | XT0560:1 | PWR RAIL | 11.A2
XT0233:3 | SC | FU0210 | WHT | 14 | 16.C4 | FU0680:LI | PWR RAIL | 6.D2
XT0235:3 | SC | 0V | WHT | 14 | 16.D4 | XT0680:2 | PWR RAIL | 6.D3
XT0138:3 | SC | FU0136 | WHT | 14 | 16.A3 | FU0278:LI | RIGHT SIDE | 98.D6
AF0083:29 | WC2162 | 008329 | RED | 20 | 87.C7 | UAI00836:-7 | RIGHT SIDE | 87.C5
AF0083:13 | WC2162 | 008313 | WHT | 20 | 87.C7 | UAI00836:-5 | RIGHT SIDE | 87.C5
AF0083:12 | WC2162 | 008312 | BLK | 20 | 87.C7 | UAI00836:+6 | RIGHT SIDE | 87.C5
AF0083:60 | WC2162 | 008360 | SH | 20 | 87.C7 | FLOATING | RIGHT SIDE | 87.C6
AF0084:17 | WC2226 | 008417 | RED | 20 | 58.A7 | UAI3200:-7 | RIGHT SIDE | 58.A5
AF0084:01 | WC2226 | 008401 | WHT | 20 | 58.A7 | UAI3200:-5 | RIGHT SIDE | 58.A5
AF0084:00 | WC2226 | 008400 | BLK | 20 | 58.A7 | UAI3200:+6 | RIGHT SIDE | 58.A5
AF0084:48 | WC2226 | 008448 | SH | 20 | 58.A7 | FLOATING | RIGHT SIDE | 58.A6
AF0084:19 | WC2227 | 008419 | RED | 20 | 65.A7 | UAI3100:-7 | RIGHT SIDE | 65.A6
AF0084:03 | WC2227 | 008403 | WHT | 20 | 65.A7 | UAI3100:-5 | RIGHT SIDE | 65.A6
AF0084:02 | WC2227 | 008402 | BLK | 20 | 65.A7 | UAI3100:+6 | RIGHT SIDE | 65.A6
AF0084:50 | WC2227 | 008450 | SH | 20 | 65.A7 | FLOATING | RIGHT SIDE | 65.B6
AF0083:23 | WC2228 | 008323 | RED | 20 | 56.A7 | UAI3520:-7 | RIGHT SIDE | 56.A6
AF0083:07 | WC2228 | 008307 | WHT | 20 | 56.A7 | UAI3520:-5 | RIGHT SIDE | 56.A6
AF0083:06 | WC2228 | 008306 | BLK | 20 | 56.A7 | UAI3520:+6 | RIGHT SIDE | 56.A6
AF0083:54 | WC2228 | 008354 | SH | 20 | 56.A7 | FLOATING | RIGHT SIDE | 56.B6
AF0083:21 | WC2256 | 008321 | RED | 20 | 56.A7 | UAI3510:-7 | RIGHT SIDE | 56.A6
AF0083:05 | WC2256 | 008305 | WHT | 20 | 56.A7 | UAI3510:-5 | RIGHT SIDE | 56.A6
AF0083:04 | WC2256 | 008304 | BLK | 20 | 56.A7 | UAI3510:+6 | RIGHT SIDE | 56.A6
AF0083:52 | WC2256 | 008352 | SH | 20 | 56.A7 | FLOATING | RIGHT SIDE | 56.A6
AF0083:25 | WC2257 | 008325 | RED | 20 | 56.B7 | UAI3540:-7 | RIGHT SIDE | 56.B6
AF0083:09 | WC2257 | 008309 | WHT | 20 | 56.B7 | UAI3540:-5 | RIGHT SIDE | 56.B6
AF0083:08 | WC2257 | 008308 | BLK | 20 | 56.B7 | UAI3540:+6 | RIGHT SIDE | 56.B6
AF0083:56 | WC2257 | 008356 | SH | 20 | 56.B7 | FLOATING | RIGHT SIDE | 56.B6
AF0083:27 | WC2280 | 008327 | RED | 20 | 35.A7 | UAI1110:-7 | RIGHT SIDE | 35.A5
AF0083:11 | WC2280 | 008311 | WHT | 20 | 35.A7 | UAI1110:-5 | RIGHT SIDE | 35.A5
AF0083:10 | WC2280 | 008310 | BLK | 20 | 35.A7 | UAI1110:+6 | RIGHT SIDE | 35.A5
AF0083:58 | WC2280 | 008358 | SH | 20 | 35.A7 | FLOATING | RIGHT SIDE | 35.A6
AF0083:19 | WC2354 | 008319 | RED | 20 | 53.B7 | UAI1260:-7 | RIGHT SIDE | 53.B6
AF0083:03 | WC2354 | 008303 | WHT | 20 | 53.B7 | UAI1260:-5 | RIGHT SIDE | 53.B6
AF0083:02 | WC2354 | 008302 | BLK | 20 | 53.B7 | UAI1260:+6 | RIGHT SIDE | 53.B6
AF0083:50 | WC2354 | 008350 | SH | 20 | 53.B7 | FLOATING | RIGHT SIDE | 53.B6
AF0083:17 | WC2355 | 008317 | RED | 20 | 53.C7 | UAI1270:-7 | RIGHT SIDE | 53.C6
AF0083:01 | WC2355 | 008301 | WHT | 20 | 53.C7 | UAI1270:-5 | RIGHT SIDE | 53.C6
AF0083:00 | WC2355 | 008300 | BLK | 20 | 53.C7 | UAI1270:+6 | RIGHT SIDE | 53.C6
AF0083:48 | WC2355 | 008348 | SH | 20 | 53.C7 | FLOATING | RIGHT SIDE | 53.C6
AF0085:02 | WC4660 | 008502 | RED | 20 | 62.A7 | UAILT3100:8 | RIGHT SIDE | 62.A5
AF0085:18 | WC4660 | 008518 | BLK | 20 | 62.A7 | UAILT3100:-7 | RIGHT SIDE | 62.A5
AF0085:50 | WC4660 | 008550 | SH | 20 | 62.A7 | FW6:1 | RIGHT SIDE | 62.A6
AF0081:05 | SC | TCP18B2 | WHT | 20 | 13.D6 | SB0400:22 | TCP | 13.D5
AF0081:37 | SC | TCP18B1 | WHT | 20 | 13.D6 | SB0400:21 | TCP | 13.D5
AF0095:00 | SC | HA13002 | WHT | 20 | 78.A7 | XT9008:1 | TERMINAL PANEL #1 | 78.A5
AF0095:04 | SC | SV66701 | WHT | 20 | 83.A6 | XT9015:1 | TERMINAL PANEL #1 | 83.A5
AF0095:16 | SC | HA13001 | WHT | 20 | 78.A7 | XT9008:2 | TERMINAL PANEL #1 | 78.A5
AF0095:20 | SC | SV66702 | WHT | 20 | 83.A6 | XT9015:2 | TERMINAL PANEL #1 | 83.A5
AF0086:38 | WC4714 | PDT61801 | RED | 20 | 86.A7 | XT9015:5 | TERMINAL PANEL #1 | 86.A5
AF0086:06 | WC4714 | PDT61802 | BLK | 20 | 86.A7 | XT9015:6 | TERMINAL PANEL #1 | 86.A5
AF0086:54 | WC4714 | PDT6180S | SH | 20 | 86.A7 | XT9015:7 | TERMINAL PANEL #1 | 86.A5
AF0081:04 | SC | SB047222 | WHT | 20 | 26.B7 | XT9080:6 | TERMINAL PANEL #2 | 26.B5
AF0081:07 | SC | SB75122 | WHT | 20 | 28.D7 | XT9080:20 | TERMINAL PANEL #2 | 28.D5
AF0081:36 | SC | SB047221 | WHT | 20 | 26.B7 | XT9080:5 | TERMINAL PANEL #2 | 26.B5
AF0081:39 | SC | SB75121 | WHT | 20 | 28.D7 | XT9080:19 | TERMINAL PANEL #2 | 28.D5
AF0082:00 | SC | PS31502 | WHT | 20 | 60.B7 | XT9081:4 | TERMINAL PANEL #2 | 60.B5
AF0082:02 | SC | PS31702 | WHT | 20 | 60.A7 | XT9081:2 | TERMINAL PANEL #2 | 60.A5
AF0082:11 | SC | SA047514 | WHT | 20 | 26.A7 | XT9080:4 | TERMINAL PANEL #2 | 26.B5
AF0082:32 | SC | PS31501 | WHT | 20 | 60.B7 | XT9081:3 | TERMINAL PANEL #2 | 60.B5
AF0082:34 | SC | PS31701 | WHT | 20 | 60.A7 | XT9081:1 | TERMINAL PANEL #2 | 60.A5
AF0082:43 | SC | SA047513 | WHT | 20 | 26.A7 | XT9080:3 | TERMINAL PANEL #2 | 26.A5
AF0087:00 | SC | SA047524 | WHT | 20 | 26.A7 | XT9080:2 | TERMINAL PANEL #2 | 26.A5
AF0087:05 | SC | SB620024 | WHT | 20 | 27.D7 | XT9080:10 | TERMINAL PANEL #2 | 27.D5
AF0087:32 | SC | SA047523 | WHT | 20 | 26.A7 | XT9080:1 | TERMINAL PANEL #2 | 26.A5
AF0087:37 | SC | SB620023 | WHT | 20 | 27.D7 | XT9080:9 | TERMINAL PANEL #2 | 27.D5
AF0091:09 | SC | UJ2001OK2 | WHT | 20 | 4.C6 | XT9081:22 | TERMINAL PANEL #2 | 4.C6
AF0091:11 | SC | UJ2000OK2 | WHT | 20 | 4.B6 | XT9081:20 | TERMINAL PANEL #2 | 4.B6
AF0091:41 | SC | UJ2001OK1 | WHT | 20 | 4.C6 | XT9081:21 | TERMINAL PANEL #2 | 4.C6
AF0091:43 | SC | UJ2000OK1 | WHT | 20 | 4.B6 | XT9081:19 | TERMINAL PANEL #2 | 4.B6
AF0092:08 | SC | 009208 | WHT | 20 | 64.A7 | KA3103:A1 | TERMINAL PANEL #2 | 64.A5
AF0092:24 | SC | 009224 | WHT | 20 | 64.A7 | KA3103:A2 | TERMINAL PANEL #2 | 64.A5
AF0093:15 | SC | HL62001 | WHT | 20 | 27.D7 | XT9080:11 | TERMINAL PANEL #2 | 27.D5
AF0093:20 | SC | 009320 | WHT | 20 | 89.A7 | KA6211:A2 | TERMINAL PANEL #2 | 89.A6
AF0093:29 | SC | 009329 | WHT | 20 | 90.A7 | KA6212:A2 | TERMINAL PANEL #2 | 90.A6
AF0093:31 | SC | HL62002 | WHT | 20 | 27.D7 | XT9080:12 | TERMINAL PANEL #2 | 27.D5
AF0095:10 | SC | SV10001 | WHT | 20 | 41.C7 | XT9080:33 | TERMINAL PANEL #2 | 41.C5
AF0095:18 | SC | SV21202 | WHT | 20 | 47.A7 | XT9080:36 | TERMINAL PANEL #2 | 47.A5
AF0095:26 | SC | SV10002 | WHT | 20 | 41.C7 | XT9080:34 | TERMINAL PANEL #2 | 41.C5
FU2108:LD | SC | FU2108 | WHT | 14 | 50.C6 | XT9080:40 | TERMINAL PANEL #2 | 50.C5
KA0131:11 | SC | KA0135A1 | WHT | 20 | 17.D4 | KA0135:A1 | TERMINAL PANEL #2 | 17.D6
KA0136:A2 | SC | 0V | WHT | 20 | 17.D6 | KA0135:A2 | TERMINAL PANEL #2 | 17.D6
KA0138:11 | SC | KM3170EP | WHT | 20 | 61.C5 | XT9081:5 | TERMINAL PANEL #2 | 61.C5
KA0144:A1 | SC | KA0135A1 | WHT | 20 | 17.C6 | KA0135:A1 | TERMINAL PANEL #2 | 17.D6
KA0144:A2 | SC | 0V | WHT | 20 | 17.C6 | KA0135:A2 | TERMINAL PANEL #2 | 17.D6
KA2160:11 | SC | KA216011 | WHT | 20 | 30.A5 | XT9080:27 | TERMINAL PANEL #2 | 30.A5
KA2160:14 | SC | KA216014 | WHT | 20 | 30.A5 | XT9080:26 | TERMINAL PANEL #2 | 30.A5
KA2161:11 | SC | KA216111 | WHT | 20 | 30.B5 | XT9080:29 | TERMINAL PANEL #2 | 30.B5
KA2161:14 | SC | KA216114 | WHT | 20 | 30.B5 | XT9080:28 | TERMINAL PANEL #2 | 30.B5
XT0136:12 | SC | 0V | WHT | 14 | 61.C6 | XT9081:6 | TERMINAL PANEL #2 | 61.C5
XT0235:3 | SC | 0V | WHT | 14 | 16.D4 | XT9080:41 | TERMINAL PANEL #2 | 50.C5
AF0083:46 | WC2310 | TE31031 | RED | 20 | 64.C7 | XT9081:13 | TERMINAL PANEL #2 | 64.C5
AF0083:14 | WC2310 | TE31032 | BLK | 20 | 64.C7 | XT9081:14 | TERMINAL PANEL #2 | 64.C5
AF0083:62 | WC2310 | TE3103S | SH | 20 | 64.C7 | XT9081:15 | TERMINAL PANEL #2 | 64.C5
AF0084:36 | WC2311 | TE3103A1 | RED | 20 | 64.C7 | XT9081:16 | TERMINAL PANEL #2 | 64.C5
AF0084:04 | WC2311 | TE3103A2 | BLK | 20 | 64.C7 | XT9081:17 | TERMINAL PANEL #2 | 64.D5
AF0084:52 | WC2311 | TE3103AS | SH | 20 | 64.C7 | XT9081:18 | TERMINAL PANEL #2 | 64.D5
AF0085:38 | WC4112 | PT32001 | RED | 20 | 58.C7 | XT9080:45 | TERMINAL PANEL #2 | 58.C5
AF0085:06 | WC4112 | PT32002 | BLK | 20 | 58.C7 | XT9080:46 | TERMINAL PANEL #2 | 58.C5
AF0085:54 | WC4112 | PT3200S | SH | 20 | 58.C7 | XT9080:47 | TERMINAL PANEL #2 | 58.C5
AF0085:00 | WC4191 | AT1420J33 | RED | 20 | 33.A7 | XT9017:6 | TERMINAL PANEL #2 | 33.B5
AF0085:16 | WC4191 | AT1420J34 | BLK | 20 | 33.A7 | XT9017:7 | TERMINAL PANEL #2 | 33.B5
AF0085:48 | WC4191 | AT1420S3 | SH | 20 | 33.A7 | XT9017:8 | TERMINAL PANEL #2 | 33.B5
AF0086:00 | WC4194 | AT1440J33 | RED | 20 | 34.B7 | XT9017:23 | TERMINAL PANEL #2 | 34.B5
AF0086:16 | WC4194 | AT1440J34 | BLK | 20 | 34.B7 | XT9017:24 | TERMINAL PANEL #2 | 34.B5
AF0086:48 | WC4194 | AT1440S3 | SH | 20 | 34.B7 | XT9017:25 | TERMINAL PANEL #2 | 34.B5
AF0085:14 | WC4195 | AT1440J35 | RED | 20 | 34.A7 | XT9017:20 | TERMINAL PANEL #2 | 34.A5
AF0085:30 | WC4195 | AT1440J36 | BLK | 20 | 34.A7 | XT9017:21 | TERMINAL PANEL #2 | 34.A5
AF0085:62 | WC4195 | AT1440S2 | SH | 20 | 34.A7 | XT9017:22 | TERMINAL PANEL #2 | 34.A5
AF0084:38 | WC4610 | HMT63101 | RED | 20 | 91.A6 | XT9080:48 | TERMINAL PANEL #2 | 91.A5
AF0084:06 | WC4610 | HMT63102 | BLK | 20 | 91.A6 | XT9080:49 | TERMINAL PANEL #2 | 91.A5
AF0084:54 | WC4610 | HMT6310S | SH | 20 | 91.A6 | XT9080:50 | TERMINAL PANEL #2 | 91.A5
AF0085:44 | WC4623 | PDT32401 | RED | 20 | 57.B7 | XT9080:42 | TERMINAL PANEL #2 | 57.B5
AF0085:12 | WC4623 | PDT32402 | BLK | 20 | 57.B7 | XT9080:43 | TERMINAL PANEL #2 | 57.B5
AF0085:60 | WC4623 | PDT3240S | SH | 20 | 57.B7 | XT9080:44 | TERMINAL PANEL #2 | 57.B5
AF0086:12 | WC4661 | FT21082 | WHT | 16 | 50.C7 | XT9080:37 | TERMINAL PANEL #2 | 50.C5
AF0086:28 | WC4661 | FT21083 | BLK | 16 | 50.C7 | XT9080:38 | TERMINAL PANEL #2 | 50.C5
AF0086:60 | WC4661 | FT2108S | SH | 16 | 50.C7 | XT9080:39 | TERMINAL PANEL #2 | 50.C5
AF0086:34 | WC4662 | PT31001 | RED | 20 | 63.A7 | XT9081:8 | TERMINAL PANEL #2 | 63.A5
AF0086:02 | WC4662 | PT31002 | BLK | 20 | 63.A7 | XT9081:10 | TERMINAL PANEL #2 | 63.A5
AF0086:50 | WC4662 | PT3100S | SH | 20 | 63.A7 | XT9081:12 | TERMINAL PANEL #2 | 63.A5
AF0085:42 | WC4720 | PDT11101 | RED | 20 | 38.C7 | XT9080:30 | TERMINAL PANEL #2 | 38.C5
AF0085:10 | WC4720 | PDT11102 | BLK | 20 | 38.C7 | XT9080:31 | TERMINAL PANEL #2 | 38.C5
AF0085:58 | WC4720 | PDT1110S | SH | 20 | 38.C7 | XT9080:32 | TERMINAL PANEL #2 | 38.C5
AF0081:19 | SC | UA1200J27 | WHT | 20 | 19.C7 | XT9004:7 | TERMINAL PANEL #3 | 19.D5
AF0082:13 | SC | PDS62102 | WHT | 20 | 88.A7 | XT9024:2 | TERMINAL PANEL #3 | 88.A5
AF0082:45 | SC | PDS62101 | WHT | 20 | 88.A7 | XT9024:1 | TERMINAL PANEL #3 | 88.A5
KA0130:A2 | SC | UA1200J26 | WHT | 20 | 19.C5 | XT9004:6 | TERMINAL PANEL #3 | 19.C5
XT0233:4 | SC | FU0212 | WHT | 16 | 19.D5 | XT9004:9 | TERMINAL PANEL #3 | 19.D5
XT0235:4 | SC | 0V | WHT | 20 | 19.D5 | XT9004:10 | TERMINAL PANEL #3 | 19.D5
SolarTools ver. 24.0.84.24712 (Jul 31, 2025)
Report date: 4/9/2026 12:37 PM

## B PANEL
B PANEL
CONTROL CONSOLE
Project # | J0090
Project Name | NEPTUNE NL - L15
Revision | A.7
Controls DE | R.BARRAZA
Phone:
Controls ME | G.CATO
Phone:
From | [5 empty] | To
Device ID | Cable (W) Conductor (SC) Jumper Clip (JC) | Wire No. | Wire ID | Gauge/Size | Page/Zone | Device ID | Location | Page/Zone
XT0060:1 | JC | 0V | CLIP | --- | 10.C1 | XT0060:2 | B PANEL | 10.C1
XT0070:1 | JC | 0V | CLIP | --- | 10.B1 | XT0070:2 | B PANEL | 10.B1
XT0240:11 | JC | FU0139 | CLIP | --- | 18.C4 | XT0240:12 | B PANEL | 18.C4
XT0240:9 | JC | 0V | CLIP | --- | 18.D3 | XT0240:10 | B PANEL | 18.D3
AF0061:02 | SC | 006102 | WHT | 20 | 33.B7 | KA0233:14 | B PANEL | 33.B5
AF0061:14 | SC | 006114 | WHT | 20 | 34.B7 | KA0234:14 | B PANEL | 34.B5
AF0061:COM | SC | 0V | WHT | 14 | 10.C2 | XT0060:2 | B PANEL | 10.C1
AF0061:V+ | SC | FU0061 | WHT | 14 | 10.C2 | FU0061:LD | B PANEL | 10.C1
AF0062:00 | SC | 006200 | WHT | 20 | 47.B7 | KA0222:14 | B PANEL | 47.B6
AF0062:COM | SC | 0V | WHT | 14 | 10.C3 | XT0060:2 | B PANEL | 10.C1
AF0062:V+ | SC | FU0062 | WHT | 14 | 10.C3 | FU0062:LD | B PANEL | 10.C1
AF0063:COM | SC | AF0063N | WHT | 20 | 10.C3 | AF0064:COM | B PANEL | 10.B4
AF0063:COM | SC | AU0060N | WHT | 20 | 10.C3 | AU0060:COM | B PANEL | 10.B1
AF0063:V+ | SC | AF0063P | WHT | 20 | 10.C3 | AF0064:V+ | B PANEL | 10.B4
AF0063:V+ | SC | AU0060P | WHT | 20 | 10.C3 | AU0060:V+ | B PANEL | 10.B1
AF0064:COM | SC | AF0064N | WHT | 20 | 10.B4 | AF0065:COM | B PANEL | 10.B4
AF0064:SH | SC | AF0064G | GRN | 14 | 10.B4 | AF0065:SH | B PANEL | 10.B4
AF0064:SH | SC | AU0060G | GRN | 14 | 10.B4 | AU0060:GND | B PANEL | 10.B1
AF0064:V+ | SC | AF0064P | WHT | 20 | 10.B4 | AF0065:V+ | B PANEL | 10.B4
AF0065:COM | SC | AF0065N | WHT | 20 | 10.B4 | AF0066:COM | B PANEL | 10.C5
AF0065:SH | SC | AF0065G | GRN | 14 | 10.B4 | AF0066:SH | B PANEL | 10.C5
AF0065:V+ | SC | AF0065P | WHT | 20 | 10.B4 | AF0066:V+ | B PANEL | 10.C5
AF0066:COM | SC | AF0066N | WHT | 20 | 10.C5 | AF0068:COM | B PANEL | 10.C6
AF0066:SH | SC | AF0066G |  |  | 10.C5 | AF0068:SH | B PANEL | 10.C6
AF0066:V+ | SC | AF0066P | WHT | 20 | 10.C5 | AF0068:V+ | B PANEL | 10.C6
AF0067:COM | SC | 0V | WHT | 14 | 10.C6 | XT0060:2 | B PANEL | 10.C1
AF0067:V+ | SC | FU0063 | WHT | 14 | 10.C6 | FU0063:LD | B PANEL | 10.D1
AF0068:SH | SC | IEG02304 | GRN | 14 | 10.C6 | IEG0230:4 | B PANEL | 10.C7
AF0071:COM | SC | AF0071N | WHT | 20 | 10.B2 | AF0072:COM | B PANEL | 10.A3
AF0071:COM | SC | AU0070N | WHT | 20 | 10.B2 | AU0070:COM | B PANEL | 10.A1
AF0071:SH | SC | AF0071G | GRN | 14 | 10.B2 | AF0072:SH | B PANEL | 10.A3
AF0071:SH | SC | AU0070G | GRN | 14 | 10.B2 | AU0070:GND | B PANEL | 10.A1
AF0071:V+ | SC | AF0071P | WHT | 20 | 10.B2 | AF0072:V+ | B PANEL | 10.A3
AF0071:V+ | SC | AU0070P | WHT | 20 | 10.B2 | AU0070:V+ | B PANEL | 10.A1
AF0072:COM | SC | AF0072N | WHT | 20 | 10.A3 | AF0073:COM | B PANEL | 10.B3
AF0072:SH | SC | AF0072G | GRN | 14 | 10.A3 | AF0073:SH | B PANEL | 10.B3
AF0072:V+ | SC | AF0072P | WHT | 20 | 10.A3 | AF0073:V+ | B PANEL | 10.B3
AF0073:COM | SC | AF0073N | WHT | 20 | 10.B3 | AF0074:COM | B PANEL | 10.B4
AF0073:SH | SC | AF0073G | GRN | 14 | 10.B3 | AF0074:SH | B PANEL | 10.B4
AF0073:V+ | SC | AF0073P | WHT | 20 | 10.B3 | AF0074:V+ | B PANEL | 10.B4
AF0074:COM | SC | AF0074N | WHT | 20 | 10.B4 | AF0075:COM | B PANEL | 10.A4
AF0074:SH | SC | AF0074G | GRN | 14 | 10.B4 | AF0075:SH | B PANEL | 10.A4
AF0074:V+ | SC | AF0074P | WHT | 20 | 10.B4 | AF0075:V+ | B PANEL | 10.A4
AF0075:COM | SC | AF0075N | WHT | 14 | 10.A4 | AF0077:COM | B PANEL | 10.B6
AF0075:SH | SC | AF0075G | GRN | 14 | 10.A4 | AF0077:SH | B PANEL | 10.B6
AF0075:V+ | SC | AF0075P | WHT | 14 | 10.A4 | AF0077:V+ | B PANEL | 10.B6
AF0076:00 | SC | 007600 | WHT | 16 | 43.B7 | KA0237:14 | B PANEL | 43.B5
AF0076:01 | SC | KA023724 | WHT | 20 | 45.B7 | KA0237:24 | B PANEL | 45.B5
AF0076:02 | SC | 007602 | WHT | 16 | 47.A7 | KA0221:A1 | B PANEL | 47.A6
AF0076:04 | SC | 007604 | WHT | 16 | 47.B7 | KA0222:A1 | B PANEL | 47.B6
AF0076:07 | SC | 007607 | WHT | 20 | 27.A7 | KA1020:A1 | B PANEL | 27.A5
AF0076:12 | SC | 007612 | WHT | 20 | 19.C7 | XT0237:1 B2 | B PANEL | 19.C5
AF0076:18 | SC | 007618 | WHT | 20 | 47.A7 | KA0221:A2 | B PANEL | 47.A6
AF0076:20 | SC | 007620 | WHT | 20 | 47.B7 | KA0222:A2 | B PANEL | 47.B6
AF0076:23 | SC | 007623 | WHT | 20 | 27.A7 | KA1020:A2 | B PANEL | 27.A5
AF0076:26 | SC | KA0231A2 | WHT | 20 | 18.C7 | KA0231:A2 | B PANEL | 18.C6
AF0076:COM | SC | 0V | WHT | 14 | 10.A5 | XT0070:2 | B PANEL | 10.B1
AF0076:V+ | SC | FU0071 | WHT | 14 | 10.A5 | FU0071:LD | B PANEL | 10.B1
AF0077:SH | SC | IEG02305 | GRN | 14 | 10.B6 | IEG0230:5 | B PANEL | 10.B7
AU0060:COM | SC | 0V | WHT | 14 | 10.B1 | XT0060:1 | B PANEL | 10.C1
AU0060:V+ | SC | FU0060 | WHT | 14 | 10.B1 | FU0060:LD | B PANEL | 10.C1
AU0070:COM | SC | 0V | WHT | 14 | 10.A1 | XT0070:1 | B PANEL | 10.B1
AU0070:V+ | SC | FU0070 | WHT | 14 | 10.A1 | FU0070:LD | B PANEL | 10.B1
FU0060:LI | SC | FU0210 | WHT | 14 | 10.C1 | FU0061:LI | B PANEL | 10.C1
FU0061:LI | SC | FU0210 | WHT | 14 | 10.C1 | FU0062:LI | B PANEL | 10.C1
FU0062:LI | SC | FU0210 | WHT | 14 | 10.C1 | FU0063:LI | B PANEL | 10.D1
FU0070:LI | SC | FU0210 | WHT | 14 | 10.B1 | FU0071:LI | B PANEL | 10.B1
GR0231: | SC | IEG02306 | GRN | 14 | 5.B4 | IEG0230:6 | B PANEL | 5.B3
GR0232: | SC | GR0232 | GRN/YEL | 14 | 5.B4 | FRAME | B PANEL | 5.B3
GR0233: | SC | IEG02309 | GRN | 14 | 5.B4 | IEG0230:9 | B PANEL | 5.B4
KA0221:11 | SC | 022111 | WHT | 20 | 47.A6 | KA0235:24 | B PANEL | 47.A5
KA0222:11 | SC | 022211 | WHT | 20 | 47.B6 | KA0236:24 | B PANEL | 47.B5
KA0231:11 | SC | KA0231A1 | WHT | 20 | 18.C6 | KA0231:A1 | B PANEL | 18.C6
KA0231:11 | SC | KA0231A1 | WHT | 20 | 18.C6 | KA0242:11 | B PANEL | 18.C6
KA0231:14 | SC | KA024214 | WHT | 20 | 18.C6 | KA0242:14 | B PANEL | 18.C6
KA0231:21 | SC | KA023121 | WHT | 20 | 18.A4 | KA0245:14 | B PANEL | 18.A4
KA0231:A1 | SC | KA0231A1 | WHT | 20 | 18.C6 | KA0232:A1 | B PANEL | 18.D6
KA0231:A2 | SC | KA0231A2 | WHT | 20 | 18.C6 | KA0232:A2 | B PANEL | 18.D6
KA0232:22 | SC | KA014421 | WHT | 20 | 89.A6 | KA0249:11 | B PANEL | 89.B6
KA0232:A1 | SC | KA0231A1 | WHT | 20 | 18.D6 | KA0233:A1 | B PANEL | 18.D6
KA0232:A2 | SC | KA0231A2 | WHT | 20 | 18.D6 | KA0233:A2 | B PANEL | 18.D6
KA0233:A1 | SC | KA0231A1 | WHT | 20 | 18.D6 | KA0234:A1 | B PANEL | 18.D6
KA0233:A2 | SC | KA0231A2 | WHT | 20 | 18.D6 | KA0234:A2 | B PANEL | 18.D6
KA0235:11 | SC | UA1200J21 | WHT | 20 | 18.A5 | XT0060:3 | B PANEL | 19.D5
KA0235:11 | SC | UA1200J21 | WHT | 20 | 18.A5 | KA0241:11 | B PANEL | 18.A5
KA0235:14 | SC | KA024114 | WHT | 20 | 18.A5 | KA0241:14 | B PANEL | 18.A5
KA0235:A1 | SC | ESTOP | WHT | 20 | 18.A2 | XT0240:4 | B PANEL | 18.A3
KA0235:A1 | SC | ESTOP | WHT | 20 | 18.A2 | KA0236:A1 | B PANEL | 18.B2
KA0236:11 | SC | FU0139 | WHT | 20 | 18.D4 | KA0244:11 | B PANEL | 18.D4
KA0236:11 | SC | FU0139 | WHT | 20 | 18.D4 | XT0240:12 | B PANEL | 18.C4
KA0236:12 | SC | KA023612 | WHT | 20 | 18.D4 | XT0240:13 | B PANEL | 18.D4
KA0236:A1 | SC | ESTOP | WHT | 20 | 18.B2 | KA0237:A1 | B PANEL | 18.B2
KA0236:A2 | SC | 0V | WHT | 20 | 18.B2 | KA0235:A2 | B PANEL | 18.A2
KA0236:A2 | SC | 0V | WHT | 20 | 18.B2 | KA0237:A2 | B PANEL | 18.B2
KA0237:A1 | SC | ESTOP | WHT | 20 | 18.B2 | KA0238:A1 | B PANEL | 18.B2
KA0237:A2 | SC | 0V | WHT | 20 | 18.B2 | KA0238:A2 | B PANEL | 18.B2
KA0238:A1 | SC | ESTOP | WHT | 20 | 18.B2 | KA0239:A1 | B PANEL | 18.B2
KA0238:A2 | SC | 0V | WHT | 20 | 18.B2 | KA0239:A2 | B PANEL | 18.B2
KA0239:A1 | SC | ESTOP | WHT | 20 | 18.B2 | KA0240:A1 | B PANEL | 18.B2
KA0239:A2 | SC | 0V | WHT | 20 | 18.B2 | KA0240:A2 | B PANEL | 18.B2
KA0240:A1 | SC | ESTOP | WHT | 20 | 18.B2 | KA0248:A1 | B PANEL | 18.C2
KA0240:A2 | SC | 0V | WHT | 20 | 18.B2 | KA0248:A2 | B PANEL | 18.C2
KA0241:14 | SC | KA024114 | WHT | 20 | 18.A5 | KA0231:24 | B PANEL | 18.A4
KA0241:A1 | SC | KA0241A1 | WHT | 20 | 18.C2 | KA0242:A1 | B PANEL | 18.C2
KA0241:A1 | SC | KA0241A1 | WHT | 20 | 18.C2 | XT0240:6 | B PANEL | 18.C3
KA0241:A2 | SC | 0V | WHT | 20 | 18.C2 | KA0242:A2 | B PANEL | 18.C2
KA0241:A2 | SC | 0V | WHT | 20 | 18.C2 | KA0250:A2 | B PANEL | 18.C2
KA0242:21 | SC | KA024221 | WHT | 20 | 19.C6 | XT0237:1 T2 | B PANEL | 19.C5
KA0242:24 | SC | KA024822 | WHT | 20 | 19.C6 | KA0248:22 | B PANEL | 19.C6
KA0242:A2 | SC | 0V | WHT | 20 | 18.C2 | KA0243:A2 | B PANEL | 18.C2
KA0243:21 | SC | ESTOPC | WHT | 20 | 18.A3 | XT0240:1 | B PANEL | 18.A3
KA0243:24 | SC | KA024511 | WHT | 20 | 18.A3 | KA0245:11 | B PANEL | 18.A4
KA0243:A1 | SC | KA0243A1 | WHT | 20 | 18.C2 | KA0244:A1 | B PANEL | 18.D2
KA0243:A1 | SC | KA0243A1 | WHT | 20 | 18.C2 | XT0240:7 | B PANEL | 18.C3
KA0243:A2 | SC | 0V | WHT | 20 | 18.C2 | KA0244:A2 | B PANEL | 18.D2
KA0244:A1 | SC | KA0243A1 | WHT | 20 | 18.D2 | KA0246:A1 | B PANEL | 18.D2
KA0244:A2 | SC | 0V | WHT | 20 | 18.D2 | KA0246:A2 | B PANEL | 18.D2
KA0245:A1 | SC | KA0245A1 | WHT | 20 | 18.D2 | KA0249:A1 | B PANEL | 18.D2
KA0245:A1 | SC | KA0245A1 | WHT | 20 | 18.D2 | XT0240:8 | B PANEL | 18.D3
KA0245:A2 | SC | 0V | WHT | 20 | 18.D2 | KA0249:A2 | B PANEL | 18.D2
KA0245:A2 | SC | 0V | WHT | 20 | 18.D2 | KA0247:A2 | B PANEL | 18.D2
KA0246:A1 | SC | KA0243A1 | WHT | 20 | 18.D2 | KA0247:A1 | B PANEL | 18.D2
KA0246:A2 | SC | 0V | WHT | 20 | 18.D2 | KA0247:A2 | B PANEL | 18.D2
KA0248:A1 | SC | ESTOP | WHT | 20 | 18.C2 | KA0250:A1 | B PANEL | 18.C2
KA0248:A2 | SC | 0V | WHT | 20 | 18.C2 | KA0250:A2 | B PANEL | 18.C2
KA0249:A2 | SC | 0V | WHT | 20 | 18.D2 | XT0240:10 | B PANEL | 18.D3
PC0470:INP_A | SC | 009312 | WHT | 20 | 27.B5 | PC0470:INP_B | B PANEL | 27.B5
AU0060:L1 | WC0007 | AU0070L2 | ENET | CABLE | 2.A6 | AU0070:L2 | B PANEL | 2.A5
AF0067:12 | SC | KA0134A1 | WHT | 20 | 61.D7 | KA0134:A1 | A PANEL | 17.C6
AF0076:10 | SC | KT014615 | WHT | 20 | 18.C7 | KT0146:15 | A PANEL | 18.C6
AF0076:13 | SC | KT0146B1 | WHT | 20 | 17.B2 | KT0146:B1 | A PANEL | 17.B2
AF0076:29 | SC | KT0146A2 | WHT | 20 | 17.B2 | KT0146:A2 | A PANEL | 17.B2
FU0060:LI | SC | FU0210 | WHT | 14 | 10.C1 | XT0233:1 | A PANEL | 16.C4
FU0070:LI | SC | FU0210 | WHT | 14 | 10.B1 | XT0233:2 | A PANEL | 16.C4
IEG0230:11 | SC | IEG023011 | GRN | 14 | 9.B6 | AF0096:SH | A PANEL | 9.B5
IEG0230:12 | SC | IEG023012 | GRN | 14 | 5.A4 | GR0134: | A PANEL | 5.A5
IEG0230:2 | SC | IEG02302 | GRN | 14 | 9.D6 | AF0088:SH | A PANEL | 9.D6
IEG0230:3 | SC | IEG02303 | GRN | 14 | 5.A4 | GR0133: | A PANEL | 5.A4
KA0221:14 | SC | 009502 | WHT | 20 | 47.A6 | AF0095:02 | A PANEL | 47.A7
KA0231:14 | SC | KA024214 | WHT | 20 | 18.C6 | KT0146:18 | A PANEL | 18.C6
KA0232:22 | SC | KA014421 | WHT | 20 | 89.A6 | KA0144:21 | A PANEL | 89.A6
KA0234:A1 | SC | KA0231A1 | WHT | 20 | 18.D6 | XT0139:4 | A PANEL | 18.D6
KA0239:21 | SC | KA023921 | WHT | 20 | 18.B6 | AF0081:41 | A PANEL | 18.A7
KA0239:24 | SC | KA023924 | WHT | 20 | 18.B6 | AF0081:09 | A PANEL | 18.A7
KA0240:11 | SC | PS32004 | WHT | 20 | 58.D6 | XT0136:6 | A PANEL | 58.D5
KA0240:14 | SC | SB1300112 | WHT | 20 | 58.D6 | XT0136:7 | A PANEL | 58.D6
KA0241:11 | SC | UA1200J21 | WHT | 20 | 18.A5 | AF0081:00 | A PANEL | 18.A7
KA0241:21 | SC | KT0146A1 | WHT | 20 | 17.B2 | KA0141:21 | A PANEL | 17.B2
KA0241:24 | SC | FU0139 | WHT | 20 | 17.B2 | KA0141:24 | A PANEL | 17.B2
KA0242:11 | SC | KA0231A1 | WHT | 20 | 18.C6 | XT0136:10 | A PANEL | 17.B5
KA0242:14 | SC | KA024214 | WHT | 20 | 18.C6 | AF0081:08 | A PANEL | 18.C7
KA0243:11 | SC | KA024311 | WHT | 20 | 18.B6 | AF0081:33 | A PANEL | 18.B7
KA0243:14 | SC | KA024314 | WHT | 20 | 18.B6 | AF0081:01 | A PANEL | 18.B7
KA0244:12 | SC | KA024412 | WHT | 20 | 18.D4 | KT0145:A1 | A PANEL | 17.B6
KA0245:21 | SC | KA024521 | WHT | 20 | 18.B6 | AF0081:34 | A PANEL | 18.B7
KA0245:24 | SC | KA024524 | WHT | 20 | 18.B6 | AF0081:02 | A PANEL | 18.B7
KA0248:21 | SC | FU0212 | WHT | 16 | 19.C6 | FU0212:LD | A PANEL | 16.C5
KA0249:12 | SC | KA014422 | WHT | 20 | 89.B6 | KA0144:22 | A PANEL | 89.A6
KA1020:14 | SC | FU0211 | WHT | 14 | 32.A5 | FU0211:LD | A PANEL | 16.B4
KA1020:24 | SC | 0V | WHT | 20 | 32.A5 | XT0135:1 | A PANEL | 16.B4
PC0470:+PWR | SC | 009344 | WHT | 20 | 27.B5 | AF0093:44 | A PANEL | 27.B7
PC0470:INP_A | SC | 009312 | WHT | 20 | 27.B5 | AF0093:12 | A PANEL | 27.B7
PC0470:-PWR | SC | 009328 | WHT | 20 | 27.B5 | AF0093:28 | A PANEL | 27.B7
XT0060:1 | SC | 0V | WHT | 14 | 10.C1 | XT0235:1 | A PANEL | 16.D4
XT0070:1 | SC | 0V | WHT | 14 | 10.B1 | XT0235:1 | A PANEL | 16.D4
XT0240:10 | SC | 0V | WHT | 14 | 18.D3 | XT0136:3 | A PANEL | 17.A2
XT0240:12 | SC | FU0139 | WHT | 20 | 18.C4 | XT0136:1 | A PANEL | 17.A2
AU0070:L1 | WC0008 | AU0080L2 | ENET | CABLE | 2.A5 | AU0080:L2 | A PANEL | 2.A4
KA0238:14 | SC | 014600 | WHT | 20 | 51.B5 | AF0146:00 | BOP PANEL | 51.B6
XT0240:4 | SC | ESTOP | WHT | 20 | 18.A3 | XT0140:6 | BOP PANEL | 24.A2
KA0246:11 | SC | KA017611 | WHT | 20 | 89.A6 | XT0171:1 | FIRE PANEL | 89.A5
KA0247:11 | SC | KA017711 | WHT | 20 | 90.A5 | XT0171:5 | FIRE PANEL | 90.A5
IEG0230:1 | SC | IEG02301 | GRN | 12 | 8.B6 | AR0600:IE2 | PLC PANEL | 8.A1
XT0240:11 | SC | FU0139 | WHT | 20 | 18.C4 | XT0563:6 | PWR RAIL | 13.C6
XT0240:13 | SC | KA023612 | WHT | 20 | 18.D4 | XT0563:3 | PWR RAIL | 13.B6
XT0240:2 | SC | ESTOPB | WHT | 20 | 18.A3 | XT0563:1 | PWR RAIL | 13.D6
XT0240:3 | SC | ESTOPA | WHT | 20 | 18.A3 | XT0563:2 | PWR RAIL | 13.D6
XT0240:6 | SC | KA0241A1 | WHT | 20 | 18.C3 | XT0563:5 | PWR RAIL | 13.C6
XT0240:9 | SC | 0V | WHT | 14 | 18.D3 | XT0563:4 | PWR RAIL | 13.B6
AF0068:00 | WC2101 | 07417 | RED | 20 | 36.B7 | UAI0741:7+ | RIGHT SIDE | 36.B5
AF0068:01 | WC2101 | 07418 | BLK | 20 | 36.B7 | UAI0741:8- | RIGHT SIDE | 36.B5
AF0068:48 | WC2101 | 0741S | SH | 20 | 36.B7 | FLOATING | RIGHT SIDE | 36.B6
AF0073:45 | WC2129 | 007345 | RED | 20 | 42.D7 | UAI2120:-7 | RIGHT SIDE | 42.D5
AF0073:29 | WC2129 | 007329 | WHT | 20 | 42.D7 | UAI2120:-5 | RIGHT SIDE | 42.D5
AF0073:28 | WC2129 | 007328 | BLK | 20 | 42.D7 | UAI2120:+6 | RIGHT SIDE | 42.D5
AF0073:60 | WC2129 | 007360 | SH | 20 | 42.D7 | FLOATING | RIGHT SIDE | 42.D6
AF0068:45 | WC2200 | 006845 | RED | 20 | 36.A7 | UAI1100:-7 | RIGHT SIDE | 36.A5
AF0068:29 | WC2200 | 006829 | WHT | 20 | 36.A7 | UAI1100:-5 | RIGHT SIDE | 36.A5
AF0068:28 | WC2200 | 006828 | BLK | 20 | 36.A7 | UAI1100:+6 | RIGHT SIDE | 36.A5
AF0068:60 | WC2200 | 006860 | SH | 20 | 36.A7 | FLOATING | RIGHT SIDE | 36.B6
AF0073:00 | WC2201 | 07427 | RED | 20 | 36.B7 | UAI0742:7+ | RIGHT SIDE | 36.B5
AF0073:01 | WC2201 | 07428 | BLK | 20 | 36.B7 | UAI0742:8- | RIGHT SIDE | 36.B5
AF0073:48 | WC2201 | 0742S | SH | 20 | 36.B7 | FLOATING | RIGHT SIDE | 36.C6
AF0068:02 | WC2301 | 07437 | RED | 20 | 36.C7 | UAI0743:7+ | RIGHT SIDE | 36.C5
AF0068:03 | WC2301 | 07438 | BLK | 20 | 36.C7 | UAI0743:8- | RIGHT SIDE | 36.C5
AF0068:50 | WC2301 | 0743S | SH | 20 | 36.C7 | FLOATING | RIGHT SIDE | 36.C6
AF0073:02 | WC2401 | 07447 | RED | 20 | 36.C7 | UAI0744:7+ | RIGHT SIDE | 36.C5
AF0073:03 | WC2401 | 07448 | BLK | 20 | 36.C7 | UAI0744:8- | RIGHT SIDE | 36.C5
AF0073:50 | WC2401 | 0744S | SH | 20 | 36.C7 | FLOATING | RIGHT SIDE | 36.D6
AF0068:04 | WC2501 | 07457 | RED | 20 | 36.D7 | UAI0745:7+ | RIGHT SIDE | 36.D5
AF0068:05 | WC2501 | 07458 | BLK | 20 | 36.D7 | UAI0745:8- | RIGHT SIDE | 36.D5
AF0068:52 | WC2501 | 0745S | SH | 20 | 36.D7 | FLOATING | RIGHT SIDE | 36.D6
AF0073:04 | WC2601 | 07467 | RED | 20 | 36.D7 | UAI0746:7+ | RIGHT SIDE | 36.D5
AF0073:05 | WC2601 | 07468 | BLK | 20 | 36.D7 | UAI0746:8- | RIGHT SIDE | 36.D5
AF0073:52 | WC2601 | 0746S | SH | 20 | 36.D7 | FLOATING | RIGHT SIDE | 36.D6
AF0077:00 | WC6309 | 007700 | RED | 20 | 35.C7 | UAI6310:8 | RIGHT SIDE | 35.C5
AF0077:01 | WC6309 | 007701 | BLK | 20 | 35.C7 | UAI6310:-7 | RIGHT SIDE | 35.C5
AF0077:48 | WC6309 | 007748 | SH | 20 | 35.C7 | FLOATING | RIGHT SIDE | 35.D6
IEG0230:7 | SC | AU0200G | GRN | 14 | 11.B2 | AU0200:GND | TCP | 11.A3
IEG0230:8 | SC | IEG02308 | GRN | 14 | 5.B4 | GR0200: | TCP | 5.B4
KA0238:11 | SC | SV21001 | WHT | 20 | 51.B5 | XT9140:7 | TERMINAL PANEL #1 | 51.B5
AF0061:00 | SC | AT1420J26 | WHT | 20 | 33.C7 | XT9017:11 | TERMINAL PANEL #2 | 33.C5
AF0061:12 | SC | AT1440J26 | WHT | 20 | 34.C7 | XT9017:28 | TERMINAL PANEL #2 | 34.C5
AF0061:16 | SC | AT1420J27 | WHT | 20 | 33.C7 | XT9017:12 | TERMINAL PANEL #2 | 33.C5
AF0061:18 | SC | AT1420J29 | WHT | 20 | 33.B7 | XT9017:10 | TERMINAL PANEL #2 | 33.B5
AF0061:28 | SC | AT1440J27 | WHT | 20 | 34.C7 | XT9017:29 | TERMINAL PANEL #2 | 34.C5
AF0061:30 | SC | AT1440J29 | WHT | 20 | 34.B7 | XT9017:27 | TERMINAL PANEL #2 | 34.B5
AF0063:00 | SC | AT1420J40 | WHT | 20 | 33.D7 | XT9017:16 | TERMINAL PANEL #2 | 33.D5
AF0063:01 | SC | AT1420J38 | WHT | 20 | 33.C7 | XT9017:14 | TERMINAL PANEL #2 | 33.C5
AF0063:06 | SC | AT1440J40 | WHT | 20 | 34.D7 | XT9017:33 | TERMINAL PANEL #2 | 34.D5
AF0063:07 | SC | AT1440J38 | WHT | 20 | 34.C7 | XT9017:31 | TERMINAL PANEL #2 | 34.C5
AF0063:08 | SC | PDS63102 | WHT | 20 | 35.B7 | XT9017:35 | TERMINAL PANEL #2 | 35.B5
AF0063:10 | SC | PDS63112 | WHT | 20 | 35.C7 | XT9017:37 | TERMINAL PANEL #2 | 35.C5
AF0063:32 | SC | AT1420J39 | WHT | 20 | 33.D7 | XT9017:15 | TERMINAL PANEL #2 | 33.D5
AF0063:33 | SC | AT1420J37 | WHT | 20 | 33.C7 | XT9017:13 | TERMINAL PANEL #2 | 33.C5
AF0063:38 | SC | AT1440J39 | WHT | 20 | 34.D7 | XT9017:32 | TERMINAL PANEL #2 | 34.D5
AF0063:39 | SC | AT1440J37 | WHT | 20 | 34.C7 | XT9017:30 | TERMINAL PANEL #2 | 34.C5
AF0063:40 | SC | PDS63101 | WHT | 20 | 35.B7 | XT9017:34 | TERMINAL PANEL #2 | 35.B5
AF0063:42 | SC | PDS63111 | WHT | 20 | 35.C7 | XT9017:36 | TERMINAL PANEL #2 | 35.C5
KA0233:11 | SC | AT1420J28 | WHT | 20 | 33.B5 | XT9017:9 | TERMINAL PANEL #2 | 33.B5
KA0234:11 | SC | AT1440J28 | WHT | 20 | 34.B5 | XT9017:26 | TERMINAL PANEL #2 | 34.B5
KA0235:21 | SC | SV21201 | WHT | 16 | 47.A5 | XT9080:35 | TERMINAL PANEL #2 | 47.A5
KA0246:14 | SC | KA6211A1 | WHT | 20 | 89.A6 | KA6211:A1 | TERMINAL PANEL #2 | 89.A6
KA0247:14 | SC | KA6212A1 | WHT | 20 | 90.A5 | KA6212:A1 | TERMINAL PANEL #2 | 90.A6
KA1020:11 | SC | LZ1020B | WHT | 14 | 32.A5 | XT9017:1 | TERMINAL PANEL #2 | 32.A5
KA1020:21 | SC | LZ1020A | WHT | 14 | 32.A5 | XT9017:2 | TERMINAL PANEL #2 | 32.A5
XT0240:1 | SC | ESTOPC | WHT | 20 | 18.A3 | XT9080:22 | TERMINAL PANEL #2 | 28.D5
XT0240:2 | SC | ESTOPB | WHT | 20 | 18.A3 | XT9080:21 | TERMINAL PANEL #2 | 28.D5
XT0240:3 | SC | ESTOPA | WHT | 20 | 18.A3 | XT9080:7 | TERMINAL PANEL #2 | 26.B5
XT0240:4 | SC | ESTOP | WHT | 20 | 18.A3 | XT9080:8 | TERMINAL PANEL #2 | 26.C5
AF0066:08 | WC4190 | AT1420J31 | RED | 20 | 33.A7 | XT9017:3 | TERMINAL PANEL #2 | 33.A5
AF0066:24 | WC4190 | AT1420J30 | BLK | 20 | 33.A7 | XT9017:4 | TERMINAL PANEL #2 | 33.A5
AF0066:56 | WC4190 | AT1420S1 | SH | 20 | 33.A7 | XT9017:5 | TERMINAL PANEL #2 | 33.A5
AF0066:10 | WC4193 | AT1440J31 | RED | 20 | 34.A7 | XT9017:17 | TERMINAL PANEL #2 | 34.A5
AF0066:26 | WC4193 | AT1440J30 | BLK | 20 | 34.A7 | XT9017:18 | TERMINAL PANEL #2 | 34.A5
AF0066:58 | WC4193 | AT1440S1 | SH | 20 | 34.A7 | XT9017:19 | TERMINAL PANEL #2 | 34.A5
AF0061:04 | SC | FCE21309 | WHT | 20 | 43.C7 | XT9004:19 | TERMINAL PANEL #3 | 43.B5
AF0061:08 | SC | FCE21409 | WHT | 20 | 45.C7 | XT9100:9 | TERMINAL PANEL #3 | 45.B5
AF0061:20 | SC | FCE213010 | WHT | 20 | 43.C7 | XT9004:20 | TERMINAL PANEL #3 | 43.B5
AF0061:24 | SC | FCE214010 | WHT | 20 | 45.C7 | XT9100:10 | TERMINAL PANEL #3 | 45.B5
AF0062:16 | SC | SV21242 | WHT | 20 | 47.B7 | XT9060:18 | TERMINAL PANEL #3 | 47.C5
AF0063:02 | SC | FCE213014 | WHT | 20 | 43.D7 | XT9004:24 | TERMINAL PANEL #3 | 43.C5
AF0063:03 | SC | FCE213012 | WHT | 20 | 43.C7 | XT9004:22 | TERMINAL PANEL #3 | 43.C5
AF0063:04 | SC | FCE214014 | WHT | 20 | 45.D7 | XT9100:14 | TERMINAL PANEL #3 | 45.C5
AF0063:05 | SC | FCE214012 | WHT | 20 | 45.C7 | XT9100:12 | TERMINAL PANEL #3 | 45.C5
AF0063:34 | SC | FCE213013 | WHT | 20 | 43.D7 | XT9004:23 | TERMINAL PANEL #3 | 43.C5
AF0063:35 | SC | FCE213011 | WHT | 20 | 43.C7 | XT9004:21 | TERMINAL PANEL #3 | 43.C5
AF0063:36 | SC | FCE214013 | WHT | 20 | 45.D7 | XT9100:13 | TERMINAL PANEL #3 | 45.C5
AF0063:37 | SC | FCE214011 | WHT | 20 | 45.C7 | XT9100:11 | TERMINAL PANEL #3 | 45.C5
AF0067:00 | SC | SV21501 | WHT | 20 | 47.D7 | XT9060:21 | TERMINAL PANEL #3 | 47.D5
AF0067:04 | SC | SV21211 | WHT | 20 | 47.C7 | XT9060:19 | TERMINAL PANEL #3 | 47.C5
AF0067:08 | SC | SV17201 | WHT | 20 | 40.C7 | XT9060:7 | TERMINAL PANEL #3 | 40.C5
AF0067:10 | SC | SV17101 | WHT | 20 | 40.C7 | XT9060:9 | TERMINAL PANEL #3 | 40.C5
AF0067:16 | SC | SV21502 | WHT | 20 | 47.D7 | XT9060:22 | TERMINAL PANEL #3 | 47.D5
AF0067:20 | SC | SV21212 | WHT | 20 | 47.C7 | XT9060:20 | TERMINAL PANEL #3 | 47.C5
AF0067:24 | SC | SV17202 | WHT | 20 | 40.C7 | XT9060:8 | TERMINAL PANEL #3 | 40.C5
AF0067:26 | SC | SV17102 | WHT | 20 | 40.C7 | XT9060:10 | TERMINAL PANEL #3 | 40.C5
AF0076:11 | SC | UA1200J14 | WHT | 20 | 19.C7 | XT9004:4 | TERMINAL PANEL #3 | 19.C5
AF0076:16 | SC | FCE21308 | WHT | 20 | 43.B7 | XT9004:18 | TERMINAL PANEL #3 | 43.B5
AF0076:17 | SC | FCE21408 | WHT | 20 | 45.B7 | XT9100:8 | TERMINAL PANEL #3 | 45.B5
IEG0230:0 | SC | IEG0230G | GRN | 8 | 5.B2 | IEG0010:1 | TERMINAL PANEL #3 | 5.B2
KA0236:21 | SC | SV21241 | WHT | 16 | 47.B5 | XT9060:17 | TERMINAL PANEL #3 | 47.B5
KA0237:11 | SC | FCE21307 | WHT | 16 | 43.B5 | XT9004:17 | TERMINAL PANEL #3 | 43.B5
KA0237:21 | SC | FCE21407 | WHT | 20 | 45.B5 | XT9100:7 | TERMINAL PANEL #3 | 45.B5
XT0060:3 | SC | UA1200J21 | WHT | 20 | 19.D5 | XT9004:8 | TERMINAL PANEL #3 | 19.D5
XT0237:1 B1 | SC | UA1200J15 | WHT | 20 | 19.C5 | XT9004:5 | TERMINAL PANEL #3 | 19.C5
AF0064:36 | WC4122 | PT21301 | RED | 20 | 44.C7 | XT9060:41 | TERMINAL PANEL #3 | 44.C5
AF0064:04 | WC4122 | PT21302 | BLK | 20 | 44.C7 | XT9060:42 | TERMINAL PANEL #3 | 44.C5
AF0064:52 | WC4122 | PT2130S | SH | 20 | 44.C7 | XT9060:43 | TERMINAL PANEL #3 | 44.C5
AF0075:36 | WC4123 | PT21311 | RED | 20 | 44.C7 | XT9060:44 | TERMINAL PANEL #3 | 44.C5
AF0075:04 | WC4123 | PT21312 | BLK | 20 | 44.C7 | XT9060:45 | TERMINAL PANEL #3 | 44.C5
AF0075:52 | WC4123 | PT2131S | SH | 20 | 44.C7 | XT9060:46 | TERMINAL PANEL #3 | 44.D5
AF0064:40 | WC4134 | PT21401 | RED | 20 | 46.D7 | XT9060:11 | TERMINAL PANEL #3 | 46.D5
AF0064:08 | WC4134 | PT21402 | BLK | 20 | 46.D7 | XT9060:12 | TERMINAL PANEL #3 | 46.D5
AF0064:56 | WC4134 | PT2140S | SH | 20 | 46.D7 | XT9060:13 | TERMINAL PANEL #3 | 46.D5
AF0075:32 | WC4135 | PT21413 | RED | 20 | 46.D7 | XT9060:14 | TERMINAL PANEL #3 | 46.D5
AF0075:00 | WC4135 | PT21412 | BLK | 20 | 46.D7 | XT9060:15 | TERMINAL PANEL #3 | 46.D5
AF0075:48 | WC4135 | PT2141S | SH | 20 | 46.D7 | XT9060:16 | TERMINAL PANEL #3 | 46.D5
AF0072:44 | WC4148 | PT21811 | RED | 20 | 48.C7 | XT9060:23 | TERMINAL PANEL #3 | 48.C5
AF0072:12 | WC4148 | PT21812 | BLK | 20 | 48.C7 | XT9060:24 | TERMINAL PANEL #3 | 48.C5
AF0072:60 | WC4148 | PT2181S | SH | 20 | 48.C7 | XT9060:25 | TERMINAL PANEL #3 | 48.C5
AF0066:06 | WC4187 | FCE21401 | RED | 20 | 45.A7 | XT9100:1 | TERMINAL PANEL #3 | 45.A5
AF0066:22 | WC4187 | FCE21402 | BLK | 20 | 45.A7 | XT9100:2 | TERMINAL PANEL #3 | 45.A5
AF0066:54 | WC4187 | FCE2140S1 | SH | 20 | 45.A7 | XT9100:3 | TERMINAL PANEL #3 | 45.A5
AF0074:02 | WC4188 | FCE21405 | RED | 20 | 45.B7 | XT9100:4 | TERMINAL PANEL #3 | 45.A5
AF0074:18 | WC4188 | FCE21406 | BLK | 20 | 45.B7 | XT9100:5 | TERMINAL PANEL #3 | 45.B5
AF0074:50 | WC4188 | FCE2140S2 | SH | 20 | 45.B7 | XT9100:6 | TERMINAL PANEL #3 | 45.B5
AF0065:32 | WC4220 | PT11201 | RED | 20 | 37.A7 | XT9060:1 | TERMINAL PANEL #3 | 37.A5
AF0065:00 | WC4220 | PT11202 | BLK | 20 | 37.A7 | XT9060:2 | TERMINAL PANEL #3 | 37.A5
AF0065:48 | WC4220 | PT1120S | SH | 20 | 37.A7 | XT9060:3 | TERMINAL PANEL #3 | 37.A5
AF0075:40 | WC4226 | PT21261 | RED | 20 | 44.B7 | XT9060:38 | TERMINAL PANEL #3 | 44.B5
AF0075:08 | WC4226 | PT21262 | BLK | 20 | 44.B7 | XT9060:39 | TERMINAL PANEL #3 | 44.B5
AF0075:56 | WC4226 | PT2126S | SH | 20 | 44.B7 | XT9060:40 | TERMINAL PANEL #3 | 44.B5
AF0071:04 | WC4256 | SE12601 | RED | 20 | 52.A7 | XT9060:29 | TERMINAL PANEL #3 | 52.A5
AF0071:20 | WC4256 | SE12602 | BLK | 20 | 52.A7 | XT9060:30 | TERMINAL PANEL #3 | 52.A5
AF0071:52 | WC4256 | SE1260S | SH | 20 | 52.A7 | XT9060:31 | TERMINAL PANEL #3 | 52.A5
AF0071:12 | WC4260 | SE12701 | RED | 20 | 52.B7 | XT9060:32 | TERMINAL PANEL #3 | 52.B5
AF0071:28 | WC4260 | SE12702 | BLK | 20 | 52.B7 | XT9060:33 | TERMINAL PANEL #3 | 52.B5
AF0071:60 | WC4260 | SE1270S | SH | 20 | 52.B7 | XT9060:34 | TERMINAL PANEL #3 | 52.B5
AF0072:40 | WC4317 | PT21201 | RED | 20 | 49.A7 | XT9060:26 | TERMINAL PANEL #3 | 49.A5
AF0072:08 | WC4317 | PT21202 | BLK | 20 | 49.A7 | XT9060:27 | TERMINAL PANEL #3 | 49.A5
AF0072:56 | WC4317 | PT2120S | SH | 20 | 49.A7 | XT9060:28 | TERMINAL PANEL #3 | 49.A5
AF0064:32 | WC4321 | PT21211 | RED | 20 | 44.A7 | XT9060:35 | TERMINAL PANEL #3 | 44.A5
AF0064:00 | WC4321 | PT21212 | BLK | 20 | 44.A7 | XT9060:36 | TERMINAL PANEL #3 | 44.A5
AF0064:48 | WC4321 | PT2121S | SH | 20 | 44.A7 | XT9060:37 | TERMINAL PANEL #3 | 44.A5
AF0066:04 | WC4681 | FCE21301 | RED | 20 | 43.A7 | XT9004:11 | TERMINAL PANEL #3 | 43.A5
AF0066:20 | WC4681 | FCE21302 | BLK | 20 | 43.A7 | XT9004:12 | TERMINAL PANEL #3 | 43.A5
AF0066:52 | WC4681 | FCE2130S1 | SH | 20 | 43.A7 | XT9004:13 | TERMINAL PANEL #3 | 43.A5
AF0074:00 | WC4682 | FCE21305 | RED | 20 | 43.B7 | XT9004:14 | TERMINAL PANEL #3 | 43.A5
AF0074:16 | WC4682 | FCE21306 | BLK | 20 | 43.B7 | XT9004:15 | TERMINAL PANEL #3 | 43.B5
AF0074:48 | WC4682 | FCE2130S2 | SH | 20 | 43.B7 | XT9004:16 | TERMINAL PANEL #3 | 43.B5
AF0065:12 | WC4724 | UA1200J13 | RED | 20 | 19.B7 | XT9004:1 | TERMINAL PANEL #3 | 19.B5
AF0065:28 | WC4724 | UA1200J11 | BLK | 20 | 19.B7 | XT9004:2 | TERMINAL PANEL #3 | 19.B5
AF0065:60 | WC4724 | UA1200S | SH | 20 | 19.B7 | XT9004:3 | TERMINAL PANEL #3 | 19.B5
AF0072:32 | WC4800 | IT6211P | RED | 20 | 89.B6 | XT9024:5 | TERMINAL PANEL #3 | 89.B5
AF0072:00 | WC4800 | IT6211N | BLK | 20 | 89.B6 | XT9024:7 | TERMINAL PANEL #3 | 89.B5
AF0072:48 | WC4800 | IT6211S | SH | 20 | 89.B6 | XT9024:9 | TERMINAL PANEL #3 | 89.B5
AF0065:36 | WC4802 | IT6212P | RED | 20 | 90.B6 | XT9024:6 | TERMINAL PANEL #3 | 90.B5
AF0065:04 | WC4802 | IT6212N | BLK | 20 | 90.B6 | XT9024:8 | TERMINAL PANEL #3 | 90.B5
AF0065:52 | WC4802 | IT6212S | SH | 20 | 90.B6 | XT9024:10 | TERMINAL PANEL #3 | 90.B5
AF0075:44 | WC4901 | PDT15001 | RED | 20 | 37.D7 | XT9060:4 | TERMINAL PANEL #3 | 37.D5
AF0075:12 | WC4901 | PDT15002 | BLK | 20 | 37.D7 | XT9060:5 | TERMINAL PANEL #3 | 37.D5
AF0075:60 | WC4901 | PDT1500S | SH | 20 | 37.D7 | XT9060:6 | TERMINAL PANEL #3 | 37.D5
AU0060:L2 | WC0006 | AU0060L2 | ENET | CABLE | 2.A6 | AF0410:L1 | VIB PANEL | 2.A2
SolarTools ver. 24.0.84.24712 (Jul 31, 2025)
Report date: 4/9/2026 12:37 PM

## BOP PANEL
BOP PANEL
CONTROL CONSOLE
Project # | J0090
Project Name | NEPTUNE NL - L15
Revision | A.7
Controls DE | R.BARRAZA
Phone:
Controls ME | G.CATO
Phone:
From | [5 empty] | To
Device ID | Cable (W) Conductor (SC) Jumper Clip (JC) | Wire No. | Wire ID | Gauge/Size | Page/Zone | Device ID | Location | Page/Zone
XT0140:3 | JC | 0V | CLIP | --- | 23.A5 | XT0140:2 | BOP PANEL | 23.A5
XT0140:4 | JC | 0V | CLIP | --- | 23.A5 | XT0140:3 | BOP PANEL | 23.A5
XT0180:1 | JC | 0V | CLIP | --- | 23.D1 | XT0180:2 | BOP PANEL | 23.D1
AF0141:00 | SC | 014100 | WHT | 20 | 95.A7 | KA9000:A1 | BOP PANEL | 95.A6
AF0141:01 | SC | 014101 | WHT | 20 | 95.A7 | KA9001:A1 | BOP PANEL | 95.B6
AF0141:02 | SC | 014102 | WHT | 20 | 95.B7 | KA9002:A1 | BOP PANEL | 95.B6
AF0141:03 | SC | 014103 | WHT | 20 | 95.C7 | KA9003:A1 | BOP PANEL | 95.C6
AF0141:04 | SC | 014104 | WHT | 20 | 95.C7 | KA9004:A1 | BOP PANEL | 95.C6
AF0141:05 | SC | 014105 | WHT | 20 | 95.C7 | KA9005:A1 | BOP PANEL | 95.D6
AF0141:06 | SC | 014106 | WHT | 20 | 95.D7 | KA9006:A1 | BOP PANEL | 95.D6
AF0141:07 | SC | 014107 | WHT | 20 | 96.A7 | KA9007:A1 | BOP PANEL | 96.A6
AF0141:08 | SC | 014108 | WHT | 20 | 96.A7 | KA9008:A1 | BOP PANEL | 96.B6
AF0141:09 | SC | 014109 | WHT | 20 | 96.B7 | KA9009:A1 | BOP PANEL | 96.B6
AF0141:10 | SC | 014110 | WHT | 20 | 96.D7 | KA9012:A1 | BOP PANEL | 96.D6
AF0141:16 | SC | 014116 | WHT | 20 | 95.A7 | KA9000:A2 | BOP PANEL | 95.A6
AF0141:17 | SC | 014117 | WHT | 20 | 95.A7 | KA9001:A2 | BOP PANEL | 95.B6
AF0141:18 | SC | 014118 | WHT | 20 | 95.B7 | KA9002:A2 | BOP PANEL | 95.B6
AF0141:19 | SC | 014119 | WHT | 20 | 95.C7 | KA9003:A2 | BOP PANEL | 95.C6
AF0141:20 | SC | 014120 | WHT | 20 | 95.C7 | KA9004:A2 | BOP PANEL | 95.C6
AF0141:21 | SC | 014121 | WHT | 20 | 95.C7 | KA9005:A2 | BOP PANEL | 95.D6
AF0141:22 | SC | 014122 | WHT | 20 | 95.D7 | KA9006:A2 | BOP PANEL | 95.D6
AF0141:23 | SC | 014123 | WHT | 20 | 96.A7 | KA9007:A2 | BOP PANEL | 96.A6
AF0141:24 | SC | 014124 | WHT | 20 | 96.A7 | KA9008:A2 | BOP PANEL | 96.B6
AF0141:25 | SC | 014125 | WHT | 20 | 96.B7 | KA9009:A2 | BOP PANEL | 96.B6
AF0141:26 | SC | 014126 | WHT | 20 | 96.D7 | KA9012:A2 | BOP PANEL | 96.D6
AF0141:COM | SC | 0V | WHT | 20 | 23.B2 | XT0140:3 | BOP PANEL | 23.A5
AF0141:V+ | SC | FU0141 | WHT | 16 | 23.B2 | FU0141:LD | BOP PANEL | 23.C1
AF0142:COM | SC | AF0142N | WHT | 16 | 23.B3 | AF0143:COM | BOP PANEL | 23.B3
AF0142:COM | SC | AU0140N | WHT | 16 | 23.B3 | AU0140:COM | BOP PANEL | 23.B1
AF0142:V+ | SC | AF0142P | WHT | 16 | 23.B3 | AF0143:V+ | BOP PANEL | 23.B3
AF0142:V+ | SC | AU0140P | WHT | 16 | 23.B3 | AU0140:V+ | BOP PANEL | 23.B1
AF0143:COM | SC | AF0143N | WHT | 16 | 23.B3 | AF0144:COM | BOP PANEL | 23.B4
AF0143:SH | SC | AF0143G | GRN | 14 | 23.B3 | AF0144:SH | BOP PANEL | 23.B4
AF0143:SH | SC | AU0140G | GRN | 14 | 23.B3 | AU0140:GND | BOP PANEL | 23.B1
AF0143:V+ | SC | AF0143P | WHT | 16 | 23.B3 | AF0144:V+ | BOP PANEL | 23.B4
AF0144:COM | SC | AF0144N | WHT | 16 | 23.B4 | AF0145:COM | BOP PANEL | 23.B5
AF0144:SH | SC | AF0144G | GRN | 14 | 23.B4 | AF0145:SH | BOP PANEL | 23.B5
AF0144:V+ | SC | AF0144P | WHT | 16 | 23.B4 | AF0145:V+ | BOP PANEL | 23.B5
AF0145:SH | SC | IEG02571 | GRN | 14 | 23.B5 | IEG0257:1 | BOP PANEL | 23.C5
AF0146:COM | SC | 0V | WHT | 16 | 23.B5 | XT0140:3 | BOP PANEL | 23.A5
AF0146:V+ | SC | FU0142 | WHT | 16 | 23.B5 | FU0142:LD | BOP PANEL | 23.C1
AF0181:00 | SC | 018100 | WHT | 20 | 97.C7 | KA7514:A1 | BOP PANEL | 97.C6
AF0181:16 | SC | 018116 | WHT | 20 | 97.C7 | KA7514:A2 | BOP PANEL | 97.C6
AF0181:COM | SC | 0V | WHT | 16 | 23.D2 | XT0180:2 | BOP PANEL | 23.D1
AF0181:V+ | SC | FU0181 | WHT | 16 | 23.D2 | FU0181:LD | BOP PANEL | 23.D1
AF0182:COM | SC | AF0182N | WHT | 16 | 23.D3 | AF0183:COM | BOP PANEL | 23.C3
AF0182:COM | SC | AU0180N | WHT | 16 | 23.D3 | AU0180:COM | BOP PANEL | 23.C1
AF0182:V+ | SC | AF0182P | WHT | 16 | 23.D3 | AF0183:V+ | BOP PANEL | 23.C3
AF0182:V+ | SC | AU0180P | WHT | 16 | 23.D3 | AU0180:V+ | BOP PANEL | 23.C1
AF0183:COM | SC | AF0183N | WHT | 16 | 23.C3 | AF0184:COM | BOP PANEL | 23.C4
AF0183:V+ | SC | AF0183P | WHT | 16 | 23.C3 | AF0184:V+ | BOP PANEL | 23.C4
AF0184:COM | SC | AF0184N | WHT | 16 | 23.C4 | AF0185:COM | BOP PANEL | 23.D5
AF0184:SH | SC | AF0184G | GRN | 14 | 23.C4 | AF0185:SH | BOP PANEL | 23.D5
AF0184:SH | SC | AU0180G | GRN | 14 | 23.C4 | AU0180:GND | BOP PANEL | 23.C1
AF0184:V+ | SC | AF0184P | WHT | 16 | 23.C4 | AF0185:V+ | BOP PANEL | 23.D5
AF0185:SH | SC | IEG02572 | GRN | 14 | 23.D5 | IEG0257:2 | BOP PANEL | 23.D5
AU0140:COM | SC | 0V | WHT | 20 | 23.B1 | XT0140:2 | BOP PANEL | 23.A5
AU0140:V+ | SC | FU0140 | WHT | 16 | 23.B1 | FU0140:LD | BOP PANEL | 23.B1
AU0180:COM | SC | 0V | WHT | 20 | 23.C1 | XT0180:1 | BOP PANEL | 23.D1
AU0180:V+ | SC | FU0180 | WHT | 16 | 23.C1 | FU0180:LD | BOP PANEL | 23.D1
FU0140:LI | SC | FU0570 | WHT | 14 | 23.B1 | FU0570:LD | BOP PANEL | 23.A4
FU0140:LI | SC | FU0570 | WHT | 14 | 23.B1 | FU0141:LI | BOP PANEL | 23.C1
FU0141:LI | SC | FU0570 | WHT | 14 | 23.C1 | FU0142:LI | BOP PANEL | 23.C1
FU0142:LI | SC | FU0570 | WHT | 14 | 23.C1 | FU0143:LI | BOP PANEL | 23.C1
FU0143:LD | SC | FU0143 | WHT | 14 | 23.C1 | XT0140:7 | BOP PANEL | 24.C1
FU0143:LI | SC | FU0570 | WHT | 14 | 23.C1 | FU0180:LI | BOP PANEL | 23.D1
FU0180:LI | SC | FU0570 | WHT | 14 | 23.D1 | FU0181:LI | BOP PANEL | 23.D1
FU0181:LI | SC | FU0570 | WHT | 14 | 23.D1 | FU0184:LI | BOP PANEL | 23.D1
FU0570:LI | SC | FU0136 | WHT | 12 | 23.A4 | XT0140:1 | BOP PANEL | 23.A5
GR0140: | SC | IEG02573 | GRN | 14 | 5.B5 | IEG0257:3 | BOP PANEL | 5.B5
GR0180: | SC | IEG02574 | GRN | 14 | 5.B4 | IEG0257:4 | BOP PANEL | 5.B4
GR0257: | SC | GR0257 | GRN/YEL | 14 | 5.B4 | FRAME | BOP PANEL | 5.B3
KA0531:A1 | SC | ESTOP | WHT | 20 | 24.A3 | KA0532:A1 | BOP PANEL | 24.A3
KA0531:A1 | SC | ESTOP | WHT | 20 | 24.A3 | XT0140:6 | BOP PANEL | 24.A2
KA0531:A2 | SC | 0V | WHT | 20 | 24.A3 | KA0532:A2 | BOP PANEL | 24.A3
KA0531:A2 | SC | 0V | WHT | 20 | 24.A3 | KA0536:A2 | BOP PANEL | 24.A3
KA0532:A1 | SC | ESTOP | WHT | 20 | 24.A3 | KA0533:A1 | BOP PANEL | 24.B3
KA0532:A2 | SC | 0V | WHT | 20 | 24.A3 | KA0533:A2 | BOP PANEL | 24.B3
KA0533:11 | SC | FU0143 | WHT | 14 | 24.C2 | XT0140:7 | BOP PANEL | 24.C1
KA0533:A1 | SC | ESTOP | WHT | 20 | 24.B3 | KA0534:A1 | BOP PANEL | 24.B3
KA0533:A2 | SC | 0V | WHT | 20 | 24.B3 | KA0534:A2 | BOP PANEL | 24.B3
KA0534:A1 | SC | ESTOP | WHT | 20 | 24.B3 | KA0537:A1 | BOP PANEL | 24.B3
KA0534:A2 | SC | 0V | WHT | 20 | 24.B3 | KA0537:A2 | BOP PANEL | 24.B3
KA0535:A1 | SC | KA0231A1 | WHT | 20 | 24.A3 | KA0536:A1 | BOP PANEL | 24.A3
KA0535:A1 | SC | KA0231A1 | WHT | 20 | 24.A3 | XT0140:5 | BOP PANEL | 24.A2
KA0535:A2 | SC | 0V | WHT | 20 | 24.A3 | KA0536:A2 | BOP PANEL | 24.A3
KA0535:A2 | SC | 0V | WHT | 20 | 24.A3 | XT0140:4 | BOP PANEL | 23.A5
XT0140:1 | SC | FU0136 | WHT | 14 | 23.A5 | XT0570:1 | BOP PANEL | 23.A5
XT0140:2 | SC | 0V | WHT | 14 | 23.A5 | XT0570:2 | BOP PANEL | 23.A5
XT0180:1 | SC | 0V | WHT | 16 | 23.D1 | XT0140:4 | BOP PANEL | 23.A5
AU0140:L2 | WC0014 | AU0140L2 | ENET | CABLE | 2.B2 | AU0180:L1 | BOP PANEL | 2.B3
AF0146:00 | SC | 014600 | WHT | 20 | 51.B6 | KA0238:14 | B PANEL | 51.B5
XT0140:6 | SC | ESTOP | WHT | 20 | 24.A2 | XT0240:4 | B PANEL | 18.A3
XT0140:5 | SC | KA0231A1 | WHT | 12 | 24.A2 | XT0520:3 | LOW VIB DOOR PANEL | 22.B5
XT0570:1 | SC | FU0136 | WHT | 14 | 23.A5 | XT0520:1 | LOW VIB DOOR PANEL | 22.A5
XT0570:2 | SC | 0V | WHT | 14 | 23.A5 | XT0520:2 | LOW VIB DOOR PANEL | 22.A5
AF0142:04 | SC | 014204 | WHT | 20 | 96.C7 | XT9142:22 | PLC PANEL | 96.C5
AF0142:05 | SC | 014205 | WHT | 20 | 96.C7 | XT9142:24 | PLC PANEL | 96.C5
AF0142:07 | SC | 014207 | WHT | 20 | 96.D7 | XT9142:28 | PLC PANEL | 96.D5
AF0142:36 | SC | 014236 | WHT | 20 | 96.C7 | XT9142:21 | PLC PANEL | 96.C5
AF0142:37 | SC | 014237 | WHT | 20 | 96.C7 | XT9142:23 | PLC PANEL | 96.C5
AF0142:39 | SC | 014239 | WHT | 20 | 96.D7 | XT9142:27 | PLC PANEL | 96.D5
KA9000:11 | SC | KA900011 | WHT | 20 | 95.A5 | XT9142:2 | PLC PANEL | 95.A5
KA9000:14 | SC | KA900014 | WHT | 20 | 95.A5 | XT9142:1 | PLC PANEL | 95.A5
KA9001:11 | SC | KA900111 | WHT | 20 | 95.B5 | XT9142:4 | PLC PANEL | 95.B5
KA9001:14 | SC | KA900114 | WHT | 20 | 95.B5 | XT9142:3 | PLC PANEL | 95.A5
KA9002:11 | SC | KA900211 | WHT | 20 | 95.B5 | XT9142:6 | PLC PANEL | 95.B5
KA9002:14 | SC | KA900214 | WHT | 20 | 95.B5 | XT9142:5 | PLC PANEL | 95.B5
KA9003:11 | SC | KA900311 | WHT | 20 | 95.C5 | XT9142:8 | PLC PANEL | 95.C5
KA9003:14 | SC | KA900314 | WHT | 20 | 95.C5 | XT9142:7 | PLC PANEL | 95.C5
KA9004:11 | SC | KA900411 | WHT | 20 | 95.C5 | XT9142:10 | PLC PANEL | 95.C5
KA9004:14 | SC | KA900414 | WHT | 20 | 95.C5 | XT9142:9 | PLC PANEL | 95.C5
KA9005:11 | SC | KA900511 | WHT | 20 | 95.D5 | XT9142:12 | PLC PANEL | 95.D5
KA9005:14 | SC | KA900514 | WHT | 20 | 95.D5 | XT9142:11 | PLC PANEL | 95.D5
KA9006:11 | SC | KA900611 | WHT | 20 | 95.D5 | XT9142:14 | PLC PANEL | 95.D5
KA9006:14 | SC | KA900614 | WHT | 20 | 95.D5 | XT9142:13 | PLC PANEL | 95.D5
KA9007:11 | SC | KA900711 | WHT | 20 | 96.A5 | XT9142:16 | PLC PANEL | 96.A5
KA9007:14 | SC | KA900714 | WHT | 20 | 96.A5 | XT9142:15 | PLC PANEL | 96.A5
KA9008:11 | SC | KA900811 | WHT | 20 | 96.B5 | XT9142:18 | PLC PANEL | 96.B5
KA9008:14 | SC | KA900814 | WHT | 20 | 96.B5 | XT9142:17 | PLC PANEL | 96.A5
KA9009:11 | SC | KA900911 | WHT | 20 | 96.B5 | XT9142:20 | PLC PANEL | 96.B5
KA9009:14 | SC | KA900914 | WHT | 20 | 96.B5 | XT9142:19 | PLC PANEL | 96.B5
KA9012:11 | SC | KA901211 | WHT | 20 | 96.D5 | XT9142:26 | PLC PANEL | 96.D5
KA9012:14 | SC | KA901214 | WHT | 20 | 96.D5 | XT9142:25 | PLC PANEL | 96.D5
AF0142:00 | SC | 014200 | WHT | 20 | 93.B7 | UAIZT7631FO:8 | RIGHT SIDE | 93.B5
AF0142:01 | SC | 014201 | WHT | 20 | 93.A7 | UAIZT7631FC:8 | RIGHT SIDE | 93.A5
AF0142:32 | SC | 014232 | WHT | 20 | 93.B7 | UAIZT7631FO:7 | RIGHT SIDE | 93.B5
AF0142:33 | SC | 014233 | WHT | 20 | 93.A7 | UAIZT7631FC:7 | RIGHT SIDE | 93.A5
AF0182:02 | SC | 018202 | WHT | 20 | 94.B7 | UAIZT75411:8 | RIGHT SIDE | 94.B5
AF0182:04 | SC | 018204 | WHT | 20 | 51.A6 | UAI2100:8 | RIGHT SIDE | 51.A5
AF0182:05 | SC | 018205 | WHT | 20 | 94.B7 | UAIZT75412:8 | RIGHT SIDE | 94.B5
AF0182:06 | SC | 018206 | WHT | 20 | 98.B6 | UAI7807:8 | RIGHT SIDE | 98.B5
AF0182:07 | SC | 018207 | WHT | 20 | 98.B6 | UAI7808:8 | RIGHT SIDE | 98.B5
AF0182:34 | SC | 018234 | WHT | 20 | 94.B7 | UAIZT75411:7 | RIGHT SIDE | 94.B5
AF0182:36 | SC | 018236 | WHT | 20 | 51.A6 | UAI2100:7 | RIGHT SIDE | 51.A5
AF0182:37 | SC | 018237 | WHT | 20 | 94.B7 | UAIZT75412:7 | RIGHT SIDE | 94.B5
AF0182:38 | SC | 018238 | WHT | 20 | 98.B6 | UAI7807:7 | RIGHT SIDE | 98.B5
AF0182:39 | SC | 018239 | WHT | 20 | 98.B6 | UAI7808:7 | RIGHT SIDE | 98.B5
AU0140:L1 | WC0012 | AU1200L2 | ENET | CABLE | 2.B2 | AU1200:L2 | RIGHT SIDE | 2.B6
AF0184:00 | WC2024 | 018400 | RED | 20 | 75.A7 | UAI7430:8 | RIGHT SIDE | 75.A5
AF0184:16 | WC2024 | 018416 | BLK | 20 | 75.A7 | UAI7430:-7 | RIGHT SIDE | 75.A5
AF0184:48 | WC2024 | 018448 | SH | 20 | 75.A7 | FLOATING | RIGHT SIDE | 75.A6
AF0144:02 | WC4754 | 014402 | RED | 20 | 94.C7 | UAIFCE7541:+8 | RIGHT SIDE | 94.C5
AF0144:18 | WC4754 | 014418 | BLK | 20 | 94.C7 | UAIFCE7541:-7 | RIGHT SIDE | 94.C5
AF0144:50 | WC4754 | 014450 | SH | 20 | 94.C7 | FLOATING | RIGHT SIDE | 94.C5
AF0145:00 | WC7410 | 014500 | RED | 20 | 93.D7 | UAITT7410:8 | RIGHT SIDE | 93.D5
AF0145:01 | WC7410 | 014501 | BLK | 20 | 93.D7 | UAITT7410:-7 | RIGHT SIDE | 93.D5
AF0145:48 | WC7410 | 014548 | SH | 20 | 93.D7 | FW7:1 | RIGHT SIDE | 93.D5
AF0185:02 | WC7541 | 018502 | RED | 20 | 94.A7 | UAI7541:8 | RIGHT SIDE | 94.A5
AF0185:18 | WC7541 | 018518 | BLK | 20 | 94.A7 | UAI7541:-7 | RIGHT SIDE | 94.A5
AF0185:50 | WC7541 | 018550 | SH | 20 | 94.A7 | FLOATING | RIGHT SIDE | 94.A5
AF0144:04 | WC7822 | 014404 | RED | 20 | 98.C6 | UAI7822:+8 | RIGHT SIDE | 98.C5
AF0144:20 | WC7822 | 014420 | BLK | 20 | 98.C6 | UAI7822:-7 | RIGHT SIDE | 98.C5
AF0144:52 | WC7822 | 014452 | SH | 20 | 98.C6 | FW12:3 | RIGHT SIDE | 98.C5
AF0185:10 | WC7831 | 018510 | RED | 20 | 93.C7 | UAIPDT7631:8 | RIGHT SIDE | 93.D5
AF0185:26 | WC7831 | 018526 | BLK | 20 | 93.C7 | UAIPDT7631:-7 | RIGHT SIDE | 93.D5
AF0185:58 | WC7831 | 018558 | SH | 20 | 93.C7 | FW9:1 | RIGHT SIDE | 93.D5
AF0143:04 | WC7951 | 014304 | RED | 20 | 93.A7 | UAIZT7631:8 | RIGHT SIDE | 93.A5
AF0143:20 | WC7951 | 014320 | BLK | 20 | 93.A7 | UAIZT7631:-7 | RIGHT SIDE | 93.A5
AF0143:52 | WC7951 | 014352 | SH | 20 | 93.A7 | FW8:1 | RIGHT SIDE | 93.A5
AF0144:00 | WC7952 | 014400 | RED | 20 | 93.C7 | UAI0IP202:+8 | RIGHT SIDE | 93.C5
AF0144:16 | WC7952 | 014416 | BLK | 20 | 93.C7 | UAI0IP202:-7 | RIGHT SIDE | 93.C5
AF0144:48 | WC7952 | 014448 | SH | 20 | 93.C7 | FW10:1 | RIGHT SIDE | 93.C6
AU0180:L2 | WC0020 | AU0180L2 | ENET | CABLE | 2.B3 | AU0200:L1 | TCP | 2.B4
AF0142:08 | SC | CC90142 | WHT | 20 | 97.A7 | XT9140:2 | TERMINAL PANEL #1 | 97.A5
AF0142:09 | SC | CC90152 | WHT | 20 | 97.A7 | XT9140:4 | TERMINAL PANEL #1 | 97.B5
AF0142:10 | SC | CCAT01702 | WHT | 20 | 97.B7 | XT9140:6 | TERMINAL PANEL #1 | 97.B5
AF0142:40 | SC | CC90141 | WHT | 20 | 97.A7 | XT9140:1 | TERMINAL PANEL #1 | 97.A5
AF0142:41 | SC | CC90151 | WHT | 20 | 97.A7 | XT9140:3 | TERMINAL PANEL #1 | 97.A5
AF0142:42 | SC | CCAT01701 | WHT | 20 | 97.B7 | XT9140:5 | TERMINAL PANEL #1 | 97.B5
AF0146:02 | SC | FSV-202B1 | WHT | 20 | 93.B7 | XT9141:8 | TERMINAL PANEL #1 | 93.C5
AF0146:16 | SC | SV21002 | WHT | 20 | 51.B6 | XT9140:8 | TERMINAL PANEL #1 | 51.B5
AF0146:18 | SC | FSV-202B2 | WHT | 20 | 93.B7 | XT9141:9 | TERMINAL PANEL #1 | 93.C5
KA7514:11 | SC | SB75142 | WHT | 20 | 97.C5 | XT9180:2 | TERMINAL PANEL #1 | 97.C5
KA7514:14 | SC | SB75141 | WHT | 20 | 97.C5 | XT9180:1 | TERMINAL PANEL #1 | 97.C5
AF0185:00 | WC8500 | CC75601 | RED | 20 | 29.A7 | XT9140:9 | TERMINAL PANEL #1 | 29.A5
AF0185:16 | WC8500 | CC75602 | BLK | 20 | 29.A7 | XT9140:10 | TERMINAL PANEL #1 | 29.A5
AF0185:48 | WC8500 | CC7560S | SH | 20 | 29.A7 | XT9140:11 | TERMINAL PANEL #1 | 29.A5
AF0182:01 | SC | SB75112 | WHT | 20 | 28.A7 | XT9080:16 | TERMINAL PANEL #2 | 28.A5
AF0182:33 | SC | SB75111 | WHT | 20 | 28.A7 | XT9080:15 | TERMINAL PANEL #2 | 28.A5
IEG0257:0 | SC | IEG0257G | GRN | 8 | 5.B2 | IEG0010:3 | TERMINAL PANEL #3 | 5.B2
SolarTools ver. 24.0.84.24712 (Jul 31, 2025)
Report date: 4/9/2026 12:37 PM

## BUOS BOX
BUOS BOX
JB44
Project # | J0090
Project Name | NEPTUNE NL - L15
Revision | A.7
Controls DE | R.BARRAZA
Phone:
Controls ME | G.CATO
Phone:
From | [5 empty] | To
Device ID | Cable (W) Conductor (SC) Jumper Clip (JC) | Wire No. | Wire ID | Gauge/Size | Page/Zone | Device ID | Location | Page/Zone
GR8042: | SC | GR8042 | GRN/YEL | 14 | 19.D1 | FG1421:1 | BUOS BOX | 19.D1
UA1200:J1-10 | SC | FU0212 | WHT | 20 | 19.B3 | XT8042:10 | BUOS BOX | 19.D4
UA1200:J1-4 | SC | UA1200J14 | WHT | 20 | 19.B3 | XT8042:4 | BUOS BOX | 19.C4
UA1200:J1-5 | SC | UA1200J15 | WHT | 20 | 19.B3 | XT8042:5 | BUOS BOX | 19.C4
UA1200:J1-8 | SC | UA1200J | WHT | 20 | 52.B6 | UA1200:J3-5 | BUOS BOX | 52.B6
UA1200:J1-9 | SC | 0V | WHT | 14 | 19.B3 | XT8042:11 | BUOS BOX | 19.D4
UA1200:J2-1 | SC | UA1200J21 | WHT | 20 | 19.B3 | XT8042:8 | BUOS BOX | 19.D4
UA1200:J2-2 | SC | FU0212 | WHT | 20 | 19.B3 | XT8042:9 | BUOS BOX | 19.D4
UA1200:J2-6 | SC | UA1200J26 | WHT | 20 | 19.B3 | XT8042:6 | BUOS BOX | 19.C4
UA1200:J2-7 | SC | UA1200J27 | WHT | 20 | 19.B3 | XT8042:7 | BUOS BOX | 19.D4
UA1200:J3-4 | SC | UA1200G | GRN | 16 | 19.B3 | XT8042:12 | BUOS BOX | 19.D4
UA1200:J1-3 | WC4524 | UA1200J13 | RED | 20 | 19.B3 | XT8042:1 | BUOS BOX | 19.B4
UA1200:J1-1 | WC4524 | UA1200J11 | BLK | 20 | 19.B3 | XT8042:2 | BUOS BOX | 19.B4
FLOATING | WC4524 | UA1200S | SH | 20 | 19.B3 | XT8042:3 | BUOS BOX | 19.B4
SolarTools ver. 24.0.84.24712 (Jul 31, 2025)
Report date: 4/9/2026 12:37 PM

## CONSOLE DOORS
CONSOLE DOORS
CONTROL CONSOLE
Project # | J0090
Project Name | NEPTUNE NL - L15
Revision | A.7
Controls DE | R.BARRAZA
Phone:
Controls ME | G.CATO
Phone:
From | [5 empty] | To
Device ID | Cable (W) Conductor (SC) Jumper Clip (JC) | Wire No. | Wire ID | Gauge/Size | Page/Zone | Device ID | Location | Page/Zone
AT0190:GND | SC | AT0190G | GRN/YEL | 14 | 11.B4 | FRAME | CONSOLE DOORS | 11.C3
AT0190:USB1 | SC | AT0190K | CABLE | USB | 11.B4 | AT0190K:KI | CONSOLE DOORS | 11.C5
AT0190:NEG | SC | 0V1 | WHT | 14 | 11.B4 | XT0562:2 | PWR RAIL | 11.B2
AT0190:POS | SC | FU0190 | WHT | 14 | 11.B4 | FU0190:LD | PWR RAIL | 11.C3
AT0190:ENET | WC0190 | AT0190E | ENET | CABLE | 6.A6 | AT0680:LAN2 | PWR RAIL | 6.A2
SolarTools ver. 24.0.84.24712 (Jul 31, 2025)
Report date: 4/9/2026 12:37 PM

## CONTROL CONSOLE
CONTROL CONSOLE
Project # | J0090
Project Name | NEPTUNE NL - L15
Revision | A.7
Controls DE | R.BARRAZA
Phone:
Controls ME | G.CATO
Phone:
From | [5 empty] | To
Device ID | Cable (W) Conductor (SC) Jumper Clip (JC) | Wire No. | Wire ID | Gauge/Size | Page/Zone | Device ID | Location | Page/Zone
EL0273:+ | SC | ZS0273 | WHT | 14 | 11.B4 | ZS0273:2 | CONTROL CONSOLE | 11.B4
EL0273:- | SC | 0V1 | WHT | 14 | 11.B4 | XT0562:1 | PWR RAIL | 11.B2
ZS0273:1 | SC | FU0273 | WHT | 14 | 11.B4 | FU0273:LD | PWR RAIL | 11.B3
HA0273:(+) | WC5540 | HA0273P | BLK | 16 | 14.A1 | AF0202:23 | TCP | 14.A3
HA0273:(-) | WC5540 | HA0273N | WHT | 16 | 14.A1 | AF0202:55 | TCP | 14.A3
SolarTools ver. 24.0.84.24712 (Jul 31, 2025)
Report date: 4/9/2026 12:37 PM

## FIRE PANEL
FIRE PANEL
CONTROL CONSOLE
Project # | J0090
Project Name | NEPTUNE NL - L15
Revision | A.7
Controls DE | R.BARRAZA
Phone:
Controls ME | G.CATO
Phone:
From | [5 empty] | To
Device ID | Cable (W) Conductor (SC) Jumper Clip (JC) | Wire No. | Wire ID | Gauge/Size | Page/Zone | Device ID | Location | Page/Zone
GR1100: | SC | GR1100 | GRN/YEL | 14 | 5.D5 | FRAME | FIRE PANEL | 5.D4
GR1132: | SC | GR1132 | GRN/YEL | 14 | 5.D5 | FRAME | FIRE PANEL | 5.D4
KA0176:11 | SC | KA017611 | WHT | 20 | 89.A6 | XT0171:1 | FIRE PANEL | 89.A5
KA0176:A1 | SC | KA014422 | WHT | 20 | 89.B5 | KA0177:A1 | FIRE PANEL | 89.B5
KA0176:A2 | SC | 0V | WHT | 20 | 89.B5 | KA0177:A2 | FIRE PANEL | 89.B5
KA0177:11 | SC | KA017711 | WHT | 20 | 90.A6 | XT0171:5 | FIRE PANEL | 90.A5
VD6211:--1N4005/1 | SC | KA017611 | WHT | 20 | 89.A5 | XT0171:1 | FIRE PANEL | 89.A5
VD6211:+-1N4005/1 | SC | 009304 | WHT | 20 | 89.A5 | XT0171:2 | FIRE PANEL | 89.A6
VD6212:--1N4005/1 | SC | KA017711 | WHT | 20 | 90.A5 | XT0171:5 | FIRE PANEL | 90.A5
VD6212:+-1N4005/1 | SC | 009313 | WHT | 20 | 90.A5 | XT0171:6 | FIRE PANEL | 90.A6
KA0176:14 | SC | 009336 | WHT | 20 | 89.A6 | AF0093:36 | A PANEL | 89.A7
KA0176:A1 | SC | KA014422 | WHT | 20 | 89.B5 | KA0144:22 | A PANEL | 89.A6
KA0177:14 | SC | 009345 | WHT | 20 | 90.A6 | AF0093:45 | A PANEL | 90.A7
XT0170:13 | SC | ZS61P | WHT | 20 | 85.A6 | AF0087:42 | A PANEL | 85.A6
XT0170:14 | SC | ZS61S | WHT | 20 | 85.A6 | AF0087:10 | A PANEL | 85.A6
XT0171:2 | SC | 009304 | WHT | 20 | 89.A6 | AF0093:04 | A PANEL | 89.A7
XT0171:6 | SC | 009313 | WHT | 20 | 90.A6 | AF0093:13 | A PANEL | 90.A7
XT0171:1 | SC | KA017611 | WHT | 20 | 89.A5 | KA0246:11 | B PANEL | 89.A6
XT0171:5 | SC | KA017711 | WHT | 20 | 90.A5 | KA0247:11 | B PANEL | 90.A5
XT0170:13 | SC | ZS61P | WHT | 20 | 85.A6 | XT9015:3 | TERMINAL PANEL #1 | 85.A6
XT0170:14 | SC | ZS61S | WHT | 20 | 85.A6 | XT9015:4 | TERMINAL PANEL #1 | 85.A6
SolarTools ver. 24.0.84.24712 (Jul 31, 2025)
Report date: 4/9/2026 12:37 PM

## JB200
JB200
Project # | J0090
Project Name | NEPTUNE NL - L15
Revision | A.7
Controls DE | R.BARRAZA
Phone:
Controls ME | G.CATO
Phone:
From | [5 empty] | To
Device ID | Cable (W) Conductor (SC) Jumper Clip (JC) | Wire No. | Wire ID | Gauge/Size | Page/Zone | Device ID | Location | Page/Zone
XT1424:1 | JC | AT1420J1 | CLIP | --- | 4.C5 | XT1424:2 | JB200 | 4.C5
XT1424:3 | JC | AT1420J3 | CLIP | --- | 4.C5 | XT1424:4 | JB200 | 4.C5
XT1444:1 | JC | AT1440J1 | CLIP | --- | 4.B5 | XT1444:2 | JB200 | 4.B5
XT1444:3 | JC | AT1440J3 | CLIP | --- | 4.B5 | XT1444:4 | JB200 | 4.B5
XT2000:1 | JC | QS2000LI2 | CLIP | --- | 4.A2 | XT2000:2 | JB200 | 4.C2
XT2000:3 | JC | QS2000LI4 | CLIP | --- | 4.A2 | XT2000:4 | JB200 | 4.C2
FU1421:LD | SC | AT1420J1 | WHT | 10 | 4.C5 | XT1424:2 | JB200 | 4.C5
FU1421:LI | SC | FU1421LI | WHT | 10 | 4.C5 | UJ2001:OUT(+) | JB200 | 4.C3
FU1441:LD | SC | AT1440J1 | WHT | 10 | 4.B5 | XT1444:2 | JB200 | 4.B5
FU1441:LI | SC | FU1441L1 | WHT | 10 | 4.B5 | UJ2000:OUT(+) | JB200 | 4.A3
FU2000:LD | SC | UJ2000P | WHT | 12 | 4.A3 | UJ2000:+ | JB200 | 4.A3
FU2000:LI | SC | QS2000LI2 | WHT | 14 | 4.A3 | XT2000:1 | JB200 | 4.A2
FU2001:LD | SC | UJ2001P | WHT | 12 | 4.C3 | UJ2001:+ | JB200 | 4.C3
FU2001:LI | SC | QS2000LI2 | WHT | 14 | 4.C3 | XT2000:2 | JB200 | 4.C2
GR1421: | SC | GR1421 | GRN/YEL | 14 | 4.D5 | FG1420:2 | JB200 | 4.D5
GR1422: | SC | GR1422 | GRN/YEL | 14 | 4.D6 | FG1420:3 | JB200 | 4.D5
UJ2000:- | SC | QS2000LI4 | WHT | 12 | 4.A3 | XT2000:3 | JB200 | 4.A2
UJ2000:G | SC | UJ2000G | GRN/YEL | 12 | 4.A3 | FG0001:1 | JB200 | 4.B3
UJ2000:OUT(-) | SC | AT1440J3 | WHT | 10 | 4.A3 | XT1444:3 | JB200 | 4.B5
UJ2001:- | SC | QS2000LI4 | WHT | 12 | 4.C3 | XT2000:4 | JB200 | 4.C2
UJ2001:G | SC | UJ2001G | GRN/YEL | 12 | 4.C3 | FG0001:2 | JB200 | 4.C3
UJ2001:OUT(-) | SC | AT1420J3 | WHT | 10 | 4.C3 | XT1424:3 | JB200 | 4.C5
SolarTools ver. 24.0.84.24712 (Jul 31, 2025)
Report date: 4/9/2026 12:37 PM

## LOW VIB DOOR PANEL
LOW VIB DOOR PANEL
CONTROL CONSOLE
Project # | J0090
Project Name | NEPTUNE NL - L15
Revision | A.7
Controls DE | R.BARRAZA
Phone:
Controls ME | G.CATO
Phone:
From | [5 empty] | To
Device ID | Cable (W) Conductor (SC) Jumper Clip (JC) | Wire No. | Wire ID | Gauge/Size | Page/Zone | Device ID | Location | Page/Zone
XT0130:3 | JC | 0V | CLIP | --- | 22.A5 | XT0130:2 | LOW VIB DOOR PANEL | 22.A5
XT0130:4 | JC | 0V | CLIP | --- | 22.A5 | XT0130:3 | LOW VIB DOOR PANEL | 22.A5
AF0510:32 | SC | XT05001 | GRN | 16 | 22.B2 | XT0500:1 | LOW VIB DOOR PANEL | 22.C2
AF0510:53 | SC | 0V | WHT | 16 | 22.B2 | XT0130:2 | LOW VIB DOOR PANEL | 22.A5
AF0510:54 | SC | AF0520N | WHT | 16 | 22.B2 | AF0520:53 | LOW VIB DOOR PANEL | 22.B1
AF0510:55 | SC | FU0131 | WHT | 16 | 22.B2 | FU0131:LD | LOW VIB DOOR PANEL | 22.C1
AF0510:56 | SC | AF0510P | WHT | 16 | 22.B2 | AF0520:55 | LOW VIB DOOR PANEL | 22.B1
AF0520:32 | SC | XT05001 | GRN | 16 | 22.B1 | XT0500:1 | LOW VIB DOOR PANEL | 22.C2
FU0110:LD | SC | FU0110 | WHT | 14 | 20.A5 | FU0113:LI | LOW VIB DOOR PANEL | 20.A4
FU0110:LI | SC | FU0136 | WHT | 14 | 20.A5 | XT0110:1 | LOW VIB DOOR PANEL | 20.A5
FU0130:LD | SC | FU0130 | WHT | 14 | 22.A5 | FU0131:LI | LOW VIB DOOR PANEL | 22.C1
FU0130:LI | SC | FU0136 | WHT | 14 | 22.A5 | XT0130:1 | LOW VIB DOOR PANEL | 22.A5
GR0500: | SC | GR0500 | GRN/YEL | 14 | 5.C5 | FRAME | LOW VIB DOOR PANEL | 5.C5
KA0120:A1 | SC | KA0231A1 | WHT | 20 | 22.B5 | XT0130:6 | LOW VIB DOOR PANEL | 22.B5
KA0120:A2 | SC | 0V | WHT | 14 | 22.B5 | XT0130:7 | LOW VIB DOOR PANEL | 22.B5
XT0130:1 | SC | FU0136 | WHT | 12 | 22.A5 | XT0520:1 | LOW VIB DOOR PANEL | 22.A5
XT0130:3 | SC | 0V | WHT | 20 | 22.A5 | XT0130:7 | LOW VIB DOOR PANEL | 22.B5
XT0130:4 | SC | 0V | WHT | 14 | 22.A5 | XT0520:2 | LOW VIB DOOR PANEL | 22.A5
XT0130:5 | SC | KA0231A1 | WHT | 14 | 22.A5 | XT0130:6 | LOW VIB DOOR PANEL | 22.B5
XT0520:3 | SC | KA0231A1 | WHT | 14 | 22.B5 | XT0130:5 | LOW VIB DOOR PANEL | 22.A5
AF0510:L2 | WC0051 | AF0510L2 | ENET | CABLE | 2.B4 | AF0520:L1 | LOW VIB DOOR PANEL | 2.B5
AF0510:LBUS | WC8051 | AF0520RBUS | BUS | CABLE | 22.B2 | AF0520:RBUS | LOW VIB DOOR PANEL | 22.B1
XT0110:1 | SC | FU0136 | WHT | 12 | 20.A5 | XT0138:4 | A PANEL | 16.B3
XT0110:2 | SC | 0V | WHT | 14 | 20.A5 | XT0134:4 | A PANEL | 16.B3
XT0110:3 | SC | KA0231A1 | WHT | 20 | 20.B5 | XT0139:4 | A PANEL | 18.D6
XT0520:1 | SC | FU0136 | WHT | 14 | 22.A5 | XT0570:1 | BOP PANEL | 23.A5
XT0520:2 | SC | 0V | WHT | 14 | 22.A5 | XT0570:2 | BOP PANEL | 23.A5
XT0520:3 | SC | KA0231A1 | WHT | 12 | 22.B5 | XT0140:5 | BOP PANEL | 24.A2
FU0131:LI | SC | FU0130 | WHT | 14 | 22.C1 | FU0120:LI | RIGHT SIDE | 22.D1
XT0110:1 | SC | FU0136 | WHT | 14 | 20.A5 | XT0250:1 | RIGHT SIDE | 21.A5
XT0110:2 | SC | 0V | WHT | 14 | 20.A5 | XT0250:2 | RIGHT SIDE | 21.A5
XT0110:3 | SC | KA0231A1 | WHT | 20 | 20.B5 | XT0250:5 | RIGHT SIDE | 21.A5
XT0130:1 | SC | FU0136 | WHT | 14 | 22.A5 | FU0272:LI | RIGHT SIDE | 68.A6
XT0130:1 | SC | FU0136 | WHT | 14 | 22.A5 | XT0250:1 | RIGHT SIDE | 21.A5
XT0130:2 | SC | 0V | WHT | 14 | 22.A5 | XT0250:4 | RIGHT SIDE | 21.A5
XT0130:3 | SC | 0V | WHT | 20 | 22.A5 | AF1201:COM | RIGHT SIDE | 22.D2
XT0130:4 | SC | 0V | WHT | 14 | 22.A5 | AU1200:COM | RIGHT SIDE | 22.C1
XT0130:4 | SC | 0V | WHT | 14 | 22.A5 | UV0271:9- | RIGHT SIDE | 68.A5
XT0130:5 | SC | KA0231A1 | WHT | 14 | 22.A5 | XT0250:5 | RIGHT SIDE | 21.A5
XT0500:2 | SC | IEG01304 | GRN | 14 | 22.B3 | IEG0130:4 | RIGHT SIDE | 22.B3
AF0510:L1 | WC0024 | AU0240L2 | ENET | CABLE | 2.B4 | AU0240:L2 | RIGHT SIDE | 2.B4
AF0520:L2 | WC0052 | AF0520L2 | ENET | CABLE | 2.B5 | AU1200:L1 | RIGHT SIDE | 2.B6
AF0510:02 | WC1453 | UAI44617 | RED | 20 | 68.B6 | UAI4461:7 | RIGHT SIDE | 68.B5
AF0510:04 | WC1453 | UAI44618 | BLK | 20 | 68.B6 | UAI4461:8 | RIGHT SIDE | 68.B5
AF0510:19 | WC1453 | UAI4461S | SH | 20 | 68.B6 | FLOATING | RIGHT SIDE | 68.B6
AF0510:06 | WC1454 | UAI44607 | RED | 20 | 68.C6 | UAI4460:7 | RIGHT SIDE | 68.C5
AF0510:08 | WC1454 | UAI44608 | BLK | 20 | 68.C6 | UAI4460:8 | RIGHT SIDE | 68.C5
AF0510:23 | WC1454 | UAI4460S | SH | 20 | 68.C6 | FLOATING | RIGHT SIDE | 68.C6
AF0510:10 | WC1455 | UAI44717 | RED | 20 | 68.C6 | UAI4471:7 | RIGHT SIDE | 68.C5
AF0510:12 | WC1455 | UAI44718 | BLK | 20 | 68.C6 | UAI4471:8 | RIGHT SIDE | 68.C5
AF0510:27 | WC1455 | UAI4471S | SH | 20 | 68.C6 | FLOATING | RIGHT SIDE | 68.C6
AF0510:14 | WC1456 | UAI44707 | RED | 20 | 68.C6 | UAI4470:7 | RIGHT SIDE | 68.C5
AF0510:16 | WC1456 | UAI44708 | BLK | 20 | 68.C6 | UAI4470:8 | RIGHT SIDE | 68.C5
AF0510:31 | WC1456 | UAI4470S | SH | 20 | 68.C6 | FLOATING | RIGHT SIDE | 68.D6
AF0520:02 | WC1457 | UAI44627 | RED | 20 | 68.D6 | UAI4462:7 | RIGHT SIDE | 68.D5
AF0520:04 | WC1457 | UAI44628 | BLK | 20 | 68.D6 | UAI4462:8 | RIGHT SIDE | 68.D5
AF0520:19 | WC1457 | UAI4462S | SH | 20 | 68.D6 | FLOATING | RIGHT SIDE | 68.D6
AF0520:06 | WC1458 | UAI44727 | RED | 20 | 68.D6 | UAI4472:7 | RIGHT SIDE | 68.D5
AF0520:08 | WC1458 | UAI44728 | BLK | 20 | 68.D6 | UAI4472:8 | RIGHT SIDE | 68.D5
AF0520:23 | WC1458 | UAI4472S | SH | 20 | 68.D6 | FLOATING | RIGHT SIDE | 68.D6
FU0113:LD | SC | FU0113 | WHT | 16 | 20.A4 | AF0410:55 | VIB PANEL | 20.B5
XT0110:2 | SC | 0V | WHT | 16 | 20.A5 | AF0410:53 | VIB PANEL | 20.B5
SolarTools ver. 24.0.84.24712 (Jul 31, 2025)
Report date: 4/9/2026 12:37 PM

## PLC PANEL
PLC PANEL
CONTROL CONSOLE
Project # | J0090
Project Name | NEPTUNE NL - L15
Revision | A.7
Controls DE | R.BARRAZA
Phone:
Controls ME | G.CATO
Phone:
From | [5 empty] | To
Device ID | Cable (W) Conductor (SC) Jumper Clip (JC) | Wire No. | Wire ID | Gauge/Size | Page/Zone | Device ID | Location | Page/Zone
AR0600:IE1 | SC | UV0600G | GRN | 14 | 8.A1 | UV0600:GND | PLC PANEL | 8.B2
GR0470: | SC | GR0470 | GRN/YEL | 14 | 5.B5 | FRAME | PLC PANEL | 5.B5
AP0602:L2 | WC0001 | AP0602L2 | ENET | CABLE | 2.A2 | AP0603:L1 | PLC PANEL | 2.A3
UV0600:(-) | SC | 0V | WHT | 14 | 8.B2 | XT0135:1 | A PANEL | 16.B4
UV0600:(+) | SC | FU0010 | WHT | 14 | 8.B2 | FU0010:LD | A PANEL | 16.A5
AP0603:L2 | WC0003 | AP0603L2 | ENET | CABLE | 2.A3 | AU0090:L1 | A PANEL | 2.A4
AR0600:IE2 | SC | IEG02301 | GRN | 12 | 8.A1 | IEG0230:1 | B PANEL | 8.B6
XT9142:1 | SC | KA900014 | WHT | 20 | 95.A5 | KA9000:14 | BOP PANEL | 95.A5
XT9142:10 | SC | KA900411 | WHT | 20 | 95.C5 | KA9004:11 | BOP PANEL | 95.C5
XT9142:11 | SC | KA900514 | WHT | 20 | 95.D5 | KA9005:14 | BOP PANEL | 95.D5
XT9142:12 | SC | KA900511 | WHT | 20 | 95.D5 | KA9005:11 | BOP PANEL | 95.D5
XT9142:13 | SC | KA900614 | WHT | 20 | 95.D5 | KA9006:14 | BOP PANEL | 95.D5
XT9142:14 | SC | KA900611 | WHT | 20 | 95.D5 | KA9006:11 | BOP PANEL | 95.D5
XT9142:15 | SC | KA900714 | WHT | 20 | 96.A5 | KA9007:14 | BOP PANEL | 96.A5
XT9142:16 | SC | KA900711 | WHT | 20 | 96.A5 | KA9007:11 | BOP PANEL | 96.A5
XT9142:17 | SC | KA900814 | WHT | 20 | 96.A5 | KA9008:14 | BOP PANEL | 96.B5
XT9142:18 | SC | KA900811 | WHT | 20 | 96.B5 | KA9008:11 | BOP PANEL | 96.B5
XT9142:19 | SC | KA900914 | WHT | 20 | 96.B5 | KA9009:14 | BOP PANEL | 96.B5
XT9142:2 | SC | KA900011 | WHT | 20 | 95.A5 | KA9000:11 | BOP PANEL | 95.A5
XT9142:20 | SC | KA900911 | WHT | 20 | 96.B5 | KA9009:11 | BOP PANEL | 96.B5
XT9142:21 | SC | 014236 | WHT | 20 | 96.C5 | AF0142:36 | BOP PANEL | 96.C7
XT9142:22 | SC | 014204 | WHT | 20 | 96.C5 | AF0142:04 | BOP PANEL | 96.C7
XT9142:23 | SC | 014237 | WHT | 20 | 96.C5 | AF0142:37 | BOP PANEL | 96.C7
XT9142:24 | SC | 014205 | WHT | 20 | 96.C5 | AF0142:05 | BOP PANEL | 96.C7
XT9142:25 | SC | KA901214 | WHT | 20 | 96.D5 | KA9012:14 | BOP PANEL | 96.D5
XT9142:26 | SC | KA901211 | WHT | 20 | 96.D5 | KA9012:11 | BOP PANEL | 96.D5
XT9142:27 | SC | 014239 | WHT | 20 | 96.D5 | AF0142:39 | BOP PANEL | 96.D7
XT9142:28 | SC | 014207 | WHT | 20 | 96.D5 | AF0142:07 | BOP PANEL | 96.D7
XT9142:3 | SC | KA900114 | WHT | 20 | 95.A5 | KA9001:14 | BOP PANEL | 95.B5
XT9142:4 | SC | KA900111 | WHT | 20 | 95.B5 | KA9001:11 | BOP PANEL | 95.B5
XT9142:5 | SC | KA900214 | WHT | 20 | 95.B5 | KA9002:14 | BOP PANEL | 95.B5
XT9142:6 | SC | KA900211 | WHT | 20 | 95.B5 | KA9002:11 | BOP PANEL | 95.B5
XT9142:7 | SC | KA900314 | WHT | 20 | 95.C5 | KA9003:14 | BOP PANEL | 95.C5
XT9142:8 | SC | KA900311 | WHT | 20 | 95.C5 | KA9003:11 | BOP PANEL | 95.C5
XT9142:9 | SC | KA900414 | WHT | 20 | 95.C5 | KA9004:14 | BOP PANEL | 95.C5
AP0609:L1 | WC0680 | AP0609L1 | ENET | CABLE | 6.A1 | AT0680:LAN1 | PWR RAIL | 6.A2
Report date: 4/9/2026 12:37 PM |  |  |  |  | SolarTools ver. 24.0.84.24712 (Jul 31, 2025)

## PWR RAIL
PWR RAIL
CONTROL CONSOLE DOOR
Project # | J0090
Project Name | NEPTUNE NL - L15
Revision | A.7
Controls DE | R.BARRAZA
Phone:
Controls ME | G.CATO
Phone:
From | [5 empty] | To
Device ID | Cable (W) Conductor (SC) Jumper Clip (JC) | Wire No. | Wire ID | Gauge/Size | Page/Zone | Device ID | Location | Page/Zone
XT0561:2 | JC | FU0200LI | CLIP | --- | 11.A2 | XT0561:1 | PWR RAIL | 11.A2
XT0562:1 | JC | 0V1 | CLIP | --- | 11.B2 | XT0562:2 | PWR RAIL | 11.B2
XT0562:2 | JC | 0V1 | CLIP | --- | 11.B2 | XT0562:3 | PWR RAIL | 11.B2
AT0680:NEG | SC | 0V | WHT | 14 | 6.C3 | XT0680:2 | PWR RAIL | 6.D3
AT0680:POS | SC | AT0680POS | WHT | 14 | 6.C3 | XT0680:1 | PWR RAIL | 6.D3
FU0190:LI | SC | FU0200LI | WHT | 14 | 11.C3 | FU0273:LI | PWR RAIL | 11.B3
FU0200:LI | SC | FU0200LI | WHT | 14 | 11.A3 | FU0201:LI | PWR RAIL | 11.B3
FU0200:LI | SC | FU0200LI | WHT | 14 | 11.A3 | XT0561:1 | PWR RAIL | 11.A2
FU0201:LI | SC | FU0200LI | WHT | 14 | 11.B3 | FU0273:LI | PWR RAIL | 11.B3
FU0560:LD | SC | FU0200LI | WHT | 14 | 11.A2 | XT0561:1 | PWR RAIL | 11.A2
FU0560:LI | SC | FU0136 | WHT | 12 | 11.A2 | XT0560:1 | PWR RAIL | 11.A2
FU0680:LD | SC | AT0680POS | WHT | 14 | 6.D2 | XT0680:1 | PWR RAIL | 6.D3
XT0560:2 | SC | JW0 | CLIP | -- | 11.B2 | XT0562:1 | PWR RAIL | 11.B2
FU0680:LI | SC | FU0210 | WHT | 14 | 6.D2 | XT0233:3 | A PANEL | 16.C4
XT0560:1 | SC | FU0136 | WHT | 12 | 11.A2 | XT0138:2 | A PANEL | 16.A3
XT0560:2 | SC | 0V | WHT | 14 | 11.B2 | XT0134:2 | A PANEL | 16.B3
XT0680:2 | SC | 0V | WHT | 14 | 6.D3 | XT0235:3 | A PANEL | 16.D4
XT0563:1 | SC | ESTOPB | WHT | 20 | 13.D6 | XT0240:2 | B PANEL | 18.A3
XT0563:2 | SC | ESTOPA | WHT | 20 | 13.D6 | XT0240:3 | B PANEL | 18.A3
XT0563:3 | SC | KA023612 | WHT | 20 | 13.B6 | XT0240:13 | B PANEL | 18.D4
XT0563:4 | SC | 0V | WHT | 14 | 13.B6 | XT0240:9 | B PANEL | 18.D3
XT0563:5 | SC | KA0241A1 | WHT | 20 | 13.C6 | XT0240:6 | B PANEL | 18.C3
XT0563:6 | SC | FU0139 | WHT | 20 | 13.C6 | XT0240:11 | B PANEL | 18.C4
FU0190:LD | SC | FU0190 | WHT | 14 | 11.C3 | AT0190:POS | CONSOLE DOORS | 11.B4
XT0562:2 | SC | 0V1 | WHT | 14 | 11.B2 | AT0190:NEG | CONSOLE DOORS | 11.B4
AT0680:LAN2 | WC0190 | AT0190E | ENET | CABLE | 6.A2 | AT0190:ENET | CONSOLE DOORS | 6.A6
FU0273:LD | SC | FU0273 | WHT | 14 | 11.B3 | ZS0273:1 | CONTROL CONSOLE | 11.B4
XT0562:1 | SC | 0V1 | WHT | 14 | 11.B2 | EL0273:- | CONTROL CONSOLE | 11.B4
AT0680:LAN1 | WC0680 | AP0609L1 | ENET | CABLE | 6.A2 | AP0609:L1 | PLC PANEL | 6.A1
FU0200:LD | SC | FU0200 | WHT | 14 | 11.A3 | AU0200:V+ | TCP | 11.A3
FU0201:LD | SC | FU0201 | WHT | 14 | 11.B3 | AF0202:V+ | TCP | 11.A5
XT0562:1 | SC | 0V1 | WHT | 14 | 11.B2 | AF0202:COM | TCP | 11.A5
XT0562:1 | SC | 0V1 | WHT | 14 | 11.B2 | AU0200:COM | TCP | 11.A3
XT0562:3 | SC | 0V1 | WHT | 20 | 11.B2 | SH0400:B | TCP | 13.B5
XT0563:1 | SC | ESTOPB | WHT | 20 | 13.D6 | SB0400:11 | TCP | 13.D5
XT0563:2 | SC | ESTOPA | WHT | 20 | 13.D6 | SB0400:12 | TCP | 13.D5
XT0563:3 | SC | KA023612 | WHT | 20 | 13.B6 | XT0564:1 B2 | TCP | 13.B5
XT0563:4 | SC | 0V | WHT | 20 | 13.B6 | HL0410:A | TCP | 13.B5
XT0563:5 | SC | KA0241A1 | WHT | 20 | 13.C6 | SA0401:1 | TCP | 13.C5
XT0563:6 | SC | FU0139 | WHT | 20 | 13.C6 | SA0401:2 | TCP | 13.C5
SolarTools ver. 24.0.84.24712 (Jul 31, 2025)
Report date: 4/9/2026 12:36 PM

## RIGHT SIDE
RIGHT SIDE
CONTROL CONSOLE
Project # | J0090
Project Name | NEPTUNE NL - L15
Revision | A.7
Controls DE | R.BARRAZA
Phone:
Controls ME | G.CATO
Phone:
From | [5 empty] | To
Device ID | Cable (W) Conductor (SC) Jumper Clip (JC) | Wire No. | Wire ID | Gauge/Size | Page/Zone | Device ID | Location | Page/Zone
XT0250:3 | JC | 0V | CLIP | --- | 21.A5 | XT0250:2 | RIGHT SIDE | 21.A5
XT0250:4 | JC | 0V | CLIP | --- | 21.A5 | XT0250:3 | RIGHT SIDE | 21.A5
AF0241:COM | SC | 0V | WHT | 14 | 21.D2 | XT0250:3 | RIGHT SIDE | 21.A5
AF0241:V+ | SC | FU0241 | WHT | 16 | 21.D2 | FU0241:LD | RIGHT SIDE | 21.D1
AF0242:00 | SC | 024200 | WHT | 20 | 92.A7 | UAIZT7632FC:8 | RIGHT SIDE | 92.A5
AF0242:01 | SC | 024201 | WHT | 20 | 92.B7 | UAIZT7632FO:8 | RIGHT SIDE | 92.B5
AF0242:32 | SC | 024232 | WHT | 20 | 92.A7 | UAIZT7632FC:7 | RIGHT SIDE | 92.A5
AF0242:33 | SC | 024233 | WHT | 20 | 92.B7 | UAIZT7632FO:7 | RIGHT SIDE | 92.B5
AF0242:COM | SC | AF0242N | WHT | 16 | 21.D3 | AF0243:COM | RIGHT SIDE | 21.D3
AF0242:COM | SC | AU0240N | WHT | 16 | 21.D3 | AU0240:COM | RIGHT SIDE | 21.C1
AF0242:V+ | SC | AF0242P | WHT | 16 | 21.D3 | AF0243:V+ | RIGHT SIDE | 21.D3
AF0242:V+ | SC | AU0240P | WHT | 16 | 21.D3 | AU0240:V+ | RIGHT SIDE | 21.C1
AF0243:COM | SC | AF0243N | WHT | 16 | 21.D3 | AF0244:COM | RIGHT SIDE | 21.C4
AF0243:SH | SC | AU0240G | GRN | 14 | 21.D3 | AU0240:GND | RIGHT SIDE | 21.C1
AF0243:SH | SC | AF0243G | GRN | 16 | 21.D3 | AF0244:SH | RIGHT SIDE | 21.C4
AF0243:V+ | SC | AF0243P | WHT | 16 | 21.D3 | AF0244:V+ | RIGHT SIDE | 21.C4
AF0244:COM | SC | AF0244N | WHT | 16 | 21.C4 | AF0245:COM | RIGHT SIDE | 21.D5
AF0244:SH | SC | AF0244G | GRN | 14 | 21.C4 | AF0245:SH | RIGHT SIDE | 21.D5
AF0244:V+ | SC | AF0244P | WHT | 16 | 21.C4 | AF0245:V+ | RIGHT SIDE | 21.D5
AF0245:COM | SC | AF0245N | WHT | 16 | 21.D5 | AF0246:COM | RIGHT SIDE | 21.D5
AF0245:SH | SC | AF0245G | GRN | 14 | 21.D5 | AF0246:SH | RIGHT SIDE | 21.D5
AF0245:V+ | SC | AF0245P | WHT | 16 | 21.D5 | AF0246:V+ | RIGHT SIDE | 21.D5
AF0246:COM | SC | AF0246N | WHT | 16 | 21.D5 | AF0247:COM | RIGHT SIDE | 21.D6
AF0246:SH | SC | AF0246G | GRN | 14 | 21.D5 | AF0247:SH | RIGHT SIDE | 21.D6
AF0246:V+ | SC | AF0246P | WHT | 16 | 21.D5 | AF0247:V+ | RIGHT SIDE | 21.D6
AF0247:SH | SC | IEG01305 | GRN | 14 | 21.D6 | IEG0130:5 | RIGHT SIDE | 21.D7
AF1201:J | SC | * |  |  | 22.D2 | AF1202:P | RIGHT SIDE | 22.D3
AF1201:P | SC | * |  |  | 22.D2 | AU1200:J | RIGHT SIDE | 22.C1
AF1201:V+ | SC | FU0121 | WHT | 14 | 22.D2 | FU0121:LD | RIGHT SIDE | 22.D1
AF1202:00 | SC | 120200 | WHT | 20 | 98.B4 | UAI7813:8 | RIGHT SIDE | 98.B3
AF1202:01 | SC | 120201 | WHT | 20 | 98.B4 | UAI7814:8 | RIGHT SIDE | 98.B3
AF1202:32 | SC | 120232 | WHT | 20 | 98.B4 | UAI7813:7 | RIGHT SIDE | 98.B3
AF1202:33 | SC | 120233 | WHT | 20 | 98.B4 | UAI7814:7 | RIGHT SIDE | 98.B3
AF1202:COM | SC | AF1202N | WHT | 20 | 22.D3 | AF1203:COM | RIGHT SIDE | 22.D3
AF1202:COM | SC | AU1200N | WHT | 20 | 22.D3 | AU1200:COM | RIGHT SIDE | 22.C1
AF1202:J | SC | * |  |  | 22.D3 | AF1203:P | RIGHT SIDE | 22.D3
AF1202:V+ | SC | AF1202P | WHT | 20 | 22.D3 | AF1203:V+ | RIGHT SIDE | 22.D3
AF1202:V+ | SC | AU1200P | WHT | 20 | 22.D3 | AU1200:V+ | RIGHT SIDE | 22.C1
AF1203:COM | SC | AF1203N | WHT | 20 | 22.D3 | AF1204:COM | RIGHT SIDE | 22.C4
AF1203:J | SC | * |  |  | 22.D3 | AF1204:P | RIGHT SIDE | 22.C4
AF1203:SH | SC | AF1203G | GRN | 14 | 22.D3 | AF1204:SH | RIGHT SIDE | 22.C4
AF1203:SH | SC | AU1200G | GRN | 14 | 22.D3 | AU1200:GND | RIGHT SIDE | 22.C1
AF1203:V+ | SC | AF1203P | WHT | 20 | 22.D3 | AF1204:V+ | RIGHT SIDE | 22.C4
AF1204:COM | SC | AF1204N | WHT | 20 | 22.C4 | AF1205:COM | RIGHT SIDE | 22.C4
AF1204:J | SC | * |  |  | 22.C4 | AF1205:P | RIGHT SIDE | 22.C4
AF1204:SH | SC | AF1204G | GRN | 14 | 22.C4 | AF1205:SH | RIGHT SIDE | 22.C4
AF1204:V+ | SC | AF1204P | WHT | 20 | 22.C4 | AF1205:V+ | RIGHT SIDE | 22.C4
AF1205:COM | SC | AF1205N | WHT | 20 | 22.C4 | AF1206:COM | RIGHT SIDE | 22.D5
AF1205:J | SC | * |  |  | 22.C4 | AF1206:P | RIGHT SIDE | 22.D5
AF1205:SH | SC | AF1205G | GRN | 14 | 22.C4 | AF1206:SH | RIGHT SIDE | 22.D5
AF1205:V+ | SC | AF1205P | WHT | 20 | 22.C4 | AF1206:V+ | RIGHT SIDE | 22.D5
AF1206:COM | SC | AF1206N | WHT | 20 | 22.D5 | AF1207:COM | RIGHT SIDE | 22.C6
AF1206:J | SC | * |  |  | 22.D5 | AF1207:P | RIGHT SIDE | 22.C6
AF1206:SH | SC | AF1206G | GRN | 14 | 22.D5 | AF1208:SH | RIGHT SIDE | 22.D6
AF1206:V+ | SC | AF1206P | WHT | 20 | 22.D5 | AF1207:V+ | RIGHT SIDE | 22.C6
AF1207:COM | SC | AF1207N | WHT | 20 | 22.C6 | AF1208:COM | RIGHT SIDE | 22.D6
AF1207:J | SC | * |  |  | 22.C6 | AF1208:P | RIGHT SIDE | 22.D6
AF1207:V+ | SC | AF1207P | WHT | 20 | 22.C6 | AF1208:V+ | RIGHT SIDE | 22.D6
AF1208:COM | SC | AF1208N | WHT | 20 | 22.D6 | AF1209:COM | RIGHT SIDE | 22.C4
AF1208:SH | SC | AF1208G | GRN | 14 | 22.D6 | AF1209:SH | RIGHT SIDE | 22.C4
AF1208:V+ | SC | AF1208P | WHT | 20 | 22.D6 | AF1209:V+ | RIGHT SIDE | 22.C4
AF1209:COM | SC | AF1209N | WHT | 16 | 22.C4 | AF1210:COM | RIGHT SIDE | 22.C5
AF1209:J | SC | * |  |  | 22.C4 | AF1210:P | RIGHT SIDE | 22.C5
AF1209:SH | SC | AF1209G | GRN | 14 | 22.C4 | AF1210:SH | RIGHT SIDE | 22.C5
AF1209:V+ | SC | AF1209P | WHT | 16 | 22.C4 | AF1210:V+ | RIGHT SIDE | 22.C5
AF1210:SH | SC | IEG01303 | GRN | 14 | 22.C5 | IEG0130:3 | RIGHT SIDE | 22.C6
AU0240:COM | SC | 0V | WHT | 14 | 21.C1 | XT0250:4 | RIGHT SIDE | 21.A5
AU0240:V+ | SC | FU0240 | WHT | 16 | 21.C1 | FU0240:LD | RIGHT SIDE | 21.D1
AU1200:V+ | SC | FU0120 | WHT | 14 | 22.C1 | FU0120:LD | RIGHT SIDE | 22.D1
FU0120:LI | SC | FU0130 | WHT | 14 | 22.D1 | FU0121:LI | RIGHT SIDE | 22.D1
FU0121:LI | SC | FU0130 | WHT | 14 | 22.D1 | FU0122:LI | RIGHT SIDE | 22.D1
FU0240:LI | SC | FU0250 | WHT | 14 | 21.D1 | FU0250:LD | RIGHT SIDE | 21.A5
FU0240:LI | SC | FU0250 | WHT | 14 | 21.D1 | FU0241:LI | RIGHT SIDE | 21.D1
FU0250:LI | SC | FU0136 | WHT | 14 | 21.A5 | XT0250:1 | RIGHT SIDE | 21.A5
FU0272:LD | SC | UV0271P | WHT | 14 | 68.A6 | UV0271:8+ | RIGHT SIDE | 68.A5
FU0275:LD | SC | UV0275P | WHT | 14 | 69.D6 | UV0275:8+ | RIGHT SIDE | 69.D5
FU0275:LI | SC | FU0136 | WHT | 14 | 69.D6 | XT0250:1 | RIGHT SIDE | 21.A5
FU0278:LD | SC | UV0278P | WHT | 14 | 98.D6 | UV0278:8+ | RIGHT SIDE | 98.D5
GR01201: | SC | IEG02501 | GRN | 14 | 5.C4 | IEG0250:1 | RIGHT SIDE | 5.C3
GR01202: | SC | IEG02502 | GRN | 14 | 5.C5 | IEG0250:2 | RIGHT SIDE | 5.C4
GR0240: | SC | IEG01302 | GRN | 14 | 5.C4 | IEG0130:2 | RIGHT SIDE | 5.C4
IEG0130:1 | SC | IEG01301 | GRN | 14 | 68.A5 | UV0273:IE | RIGHT SIDE | 68.A5
IEG0130:10 | SC | IEG013010 | GRN | 14 | 98.D5 | UV0278:IE | RIGHT SIDE | 98.D5
IEG0130:12 | SC | IEG013012 | GRN | 14 | 68.B5 | UV0272:IE | RIGHT SIDE | 68.B5
IEG0130:6 | SC | IEG01306 | GRN | 14 | 69.D5 | UV0275:IE | RIGHT SIDE | 69.D5
IEG0130:7 | SC | IEG01307 | GRN | 14 | 69.D5 | UV0276:IE | RIGHT SIDE | 69.D5
IEG0130:8 | SC | IEG01308 | GRN | 14 | 68.A5 | UV0271:IE | RIGHT SIDE | 68.A5
UAI001A:1 | SC | TE-001A3 | WHT | 20 | 69.A6 | UAI001A:2 | RIGHT SIDE | 69.A6
UAI001B:1 | SC | TE-001B3 | WHT | 20 | 69.B6 | UAI001B:2 | RIGHT SIDE | 69.B6
UAI002A:1 | SC | TE-002A3 | WHT | 20 | 69.B6 | UAI002A:2 | RIGHT SIDE | 69.B6
UAI002B:1 | SC | TE-002B3 | WHT | 20 | 69.C6 | UAI002B:2 | RIGHT SIDE | 69.C6
UAI003A:1 | SC | TE-003A3 | WHT | 20 | 70.A6 | UAI003A:2 | RIGHT SIDE | 70.A6
UAI003B:1 | SC | TE-003B3 | WHT | 20 | 70.B6 | UAI003B:2 | RIGHT SIDE | 70.B6
UAI004A:1 | SC | TE-004A3 | WHT | 20 | 70.B6 | UAI004A:2 | RIGHT SIDE | 70.B6
UAI004B:1 | SC | TE-004B3 | WHT | 20 | 70.C6 | UAI004B:2 | RIGHT SIDE | 70.C6
UAI00836:1 | SC | TE61103 | WHT | 20 | 87.C5 | UAI00836:2 | RIGHT SIDE | 87.C5
UAI1100:1 | SC | AP11003 | WHT | 20 | 36.A5 | UAI1100:2 | RIGHT SIDE | 36.A5
UAI1110:1 | SC | TE11103 | WHT | 20 | 35.A5 | UAI1110:2 | RIGHT SIDE | 35.A5
UAI1260:1 | SC | TE12603 | WHT | 20 | 53.B6 | UAI1260:2 | RIGHT SIDE | 53.B6
UAI1270:1 | SC | TE12703 | WHT | 20 | 53.C6 | UAI1270:2 | RIGHT SIDE | 53.C6
UAI2120:1 | SC | TE21203 | WHT | 20 | 42.D5 | UAI2120:2 | RIGHT SIDE | 42.D5
UAI3100:1 | SC | TE31003 | WHT | 20 | 65.A6 | UAI3100:2 | RIGHT SIDE | 65.A6
UAI3200:1 | SC | TE32003 | WHT | 20 | 58.A5 | UAI3200:2 | RIGHT SIDE | 58.A5
UAI3510:1 | SC | TE35103 | WHT | 20 | 56.A6 | UAI3510:2 | RIGHT SIDE | 56.A6
UAI3520:1 | SC | TE35203 | WHT | 20 | 56.A6 | UAI3520:2 | RIGHT SIDE | 56.A6
UAI3540:1 | SC | TE35403 | WHT | 20 | 56.B6 | UAI3540:2 | RIGHT SIDE | 56.B6
UV0271:11+ | SC | UV0273P | WHT | 14 | 68.A5 | UV0273:8+ | RIGHT SIDE | 68.A5
UV0271:12- | SC | UV0273N | WHT | 14 | 68.A5 | UV0273:9- | RIGHT SIDE | 68.A5
UV0272:8+ | SC | UV0272P | WHT | 14 | 68.B5 | UV0273:11+ | RIGHT SIDE | 68.A5
UV0272:9- | SC | UV0272N | WHT | 14 | 68.B5 | UV0273:12- | RIGHT SIDE | 68.A5
UV0275:11+ | SC | UV0276P | WHT | 14 | 69.D5 | UV0276:8+ | RIGHT SIDE | 69.D5
UV0275:12- | SC | UV0276N | WHT | 14 | 69.D5 | UV0276:9- | RIGHT SIDE | 69.D5
UV0275:9- | SC | 0V | WHT | 14 | 69.D5 | XT0250:3 | RIGHT SIDE | 21.A5
UV0278:9- | SC | 0V | WHT | 14 | 98.D5 | XT0250:4 | RIGHT SIDE | 21.A5
AF0244:08 | WC2108 | 024408 | RED | 20 | 67.A6 | UAI7530:8 | RIGHT SIDE | 67.A5
AF0244:24 | WC2108 | 024424 | BLK | 20 | 67.A6 | UAI7530:-7 | RIGHT SIDE | 67.A5
AF0244:56 | WC2108 | 024456 | SH | 20 | 67.A6 | FLOATING | RIGHT SIDE | 67.A6
AF1208:19 | WC2450 | 120819 | RED | 20 | 69.A7 | UAI001A:+6 | RIGHT SIDE | 69.A6
AF1208:03 | WC2450 | 120803 | WHT | 20 | 69.A7 | UAI001A:+8 | RIGHT SIDE | 69.A6
AF1208:02 | WC2450 | 120802 | BLK | 20 | 69.A7 | UAI001A:-7 | RIGHT SIDE | 69.A6
AF1208:50 | WC2450 | 120850 | SH | 20 | 69.A7 | FLOATING | RIGHT SIDE | 69.A6
AF1208:21 | WC2451 | 120821 | RED | 20 | 69.B7 | UAI001B:+6 | RIGHT SIDE | 69.B6
AF1208:05 | WC2451 | 120805 | WHT | 20 | 69.B7 | UAI001B:+8 | RIGHT SIDE | 69.B6
AF1208:04 | WC2451 | 120804 | BLK | 20 | 69.B7 | UAI001B:-7 | RIGHT SIDE | 69.B6
AF1208:52 | WC2451 | 120852 | SH | 20 | 69.B7 | FLOATING | RIGHT SIDE | 69.B6
AF1208:23 | WC2452 | 120823 | RED | 20 | 69.B7 | UAI002A:+6 | RIGHT SIDE | 69.B6
AF1208:07 | WC2452 | 120807 | WHT | 20 | 69.B7 | UAI002A:+8 | RIGHT SIDE | 69.B6
AF1208:06 | WC2452 | 120806 | BLK | 20 | 69.B7 | UAI002A:-7 | RIGHT SIDE | 69.B6
AF1208:54 | WC2452 | 120854 | SH | 20 | 69.B7 | FLOATING | RIGHT SIDE | 69.C6
AF1208:25 | WC2453 | 120825 | RED | 20 | 69.C7 | UAI002B:+6 | RIGHT SIDE | 69.C6
AF1208:09 | WC2453 | 120809 | WHT | 20 | 69.C7 | UAI002B:+8 | RIGHT SIDE | 69.C6
AF1208:08 | WC2453 | 120808 | BLK | 20 | 69.C7 | UAI002B:-7 | RIGHT SIDE | 69.C6
AF1208:56 | WC2453 | 120856 | SH | 20 | 69.C7 | FLOATING | RIGHT SIDE | 69.C6
AF1208:27 | WC2454 | 120827 | RED | 20 | 70.A7 | UAI003A:+6 | RIGHT SIDE | 70.A6
AF1208:11 | WC2454 | 120811 | WHT | 20 | 70.A7 | UAI003A:+8 | RIGHT SIDE | 70.A6
AF1208:10 | WC2454 | 120810 | BLK | 20 | 70.A7 | UAI003A:-7 | RIGHT SIDE | 70.A6
AF1208:58 | WC2454 | 120858 | SH | 20 | 70.A7 | FLOATING | RIGHT SIDE | 70.A6
AF1208:29 | WC2455 | 120829 | RED | 20 | 70.B7 | UAI003B:+6 | RIGHT SIDE | 70.B6
AF1208:13 | WC2455 | 120813 | WHT | 20 | 70.B7 | UAI003B:+8 | RIGHT SIDE | 70.B6
AF1208:12 | WC2455 | 120812 | BLK | 20 | 70.B7 | UAI003B:-7 | RIGHT SIDE | 70.B6
AF1208:60 | WC2455 | 120860 | SH | 20 | 70.B7 | FLOATING | RIGHT SIDE | 70.B6
AF0246:17 | WC2456 | 024617 | RED | 20 | 70.B7 | UAI004A:+6 | RIGHT SIDE | 70.B6
AF0246:01 | WC2456 | 024601 | WHT | 20 | 70.B7 | UAI004A:+8 | RIGHT SIDE | 70.B6
AF0246:00 | WC2456 | 024600 | BLK | 20 | 70.B7 | UAI004A:-7 | RIGHT SIDE | 70.B6
AF0246:48 | WC2456 | 024648 | SH | 20 | 70.B7 | FLOATING | RIGHT SIDE | 70.C6
AF0246:19 | WC2457 | 024619 | RED | 20 | 70.C7 | UAI004B:+6 | RIGHT SIDE | 70.C6
AF0246:03 | WC2457 | 024603 | WHT | 20 | 70.C7 | UAI004B:+8 | RIGHT SIDE | 70.C6
AF0246:02 | WC2457 | 024602 | BLK | 20 | 70.C7 | UAI004B:-7 | RIGHT SIDE | 70.C6
AF0246:50 | WC2457 | 024650 | SH | 20 | 70.C7 | FLOATING | RIGHT SIDE | 70.C6
AF1210:00 | WC4029 | 121000 | RED | 20 | 72.C7 | UAIFCE5161:+8 | RIGHT SIDE | 72.C5
AF1210:16 | WC4029 | 121016 | BLK | 20 | 72.C7 | UAIFCE5161:-7 | RIGHT SIDE | 72.C5
AF1210:48 | WC4029 | 121048 | SH | 20 | 72.C7 | FLOATING | RIGHT SIDE | 72.C6
AF0243:08 | WC4068 | 024308 | RED | 20 | 66.C7 | UAIPT7511:8 | RIGHT SIDE | 66.C5
AF0243:24 | WC4068 | 024324 | BLK | 20 | 66.C7 | UAIPT7511:-7 | RIGHT SIDE | 66.C5
AF0243:56 | WC4068 | 024356 | SH | 20 | 66.C7 | FW17:1 | RIGHT SIDE | 66.C5
AF1203:14 | WC4133 | 120314 | RED | 20 | 71.A7 | UAIPT5104:8 | RIGHT SIDE | 71.A5
AF1203:30 | WC4133 | 120330 | BLK | 20 | 71.A7 | UAIPT5104:-7 | RIGHT SIDE | 71.A5
AF1203:62 | WC4133 | 120362 | SH | 20 | 71.A7 | FW5:3 | RIGHT SIDE | 71.A6
AF1204:00 | WC4136 | 120400 | RED | 20 | 71.A7 | UAIPT5170:8 | RIGHT SIDE | 71.A5
AF1204:16 | WC4136 | 120416 | BLK | 20 | 71.A7 | UAIPT5170:-7 | RIGHT SIDE | 71.A5
AF1204:48 | WC4136 | 120448 | SH | 20 | 71.A7 | FW5:1 | RIGHT SIDE | 71.B6
AF1204:04 | WC4138 | 120404 | RED | 20 | 71.B7 | UAIPT5160:8 | RIGHT SIDE | 71.B5
AF1204:20 | WC4138 | 120420 | BLK | 20 | 71.B7 | UAIPT5160:-7 | RIGHT SIDE | 71.B5
AF1204:52 | WC4138 | 120452 | SH | 20 | 71.B7 | FW5:2 | RIGHT SIDE | 71.B6
AF1209:10 | WC4153 | 120910 | RED | 20 | 74.A7 | UAIPT7410:8 | RIGHT SIDE | 74.A5
AF1209:26 | WC4153 | 120926 | BLK | 20 | 74.A7 | UAIPT7410:-7 | RIGHT SIDE | 74.A5
AF1209:58 | WC4153 | 120958 | SH | 20 | 74.A7 | FW18:1 | RIGHT SIDE | 74.A6
AF1205:00 | WC4154 | 120500 | RED | 20 | 74.A7 | UAIPT7430:8 | RIGHT SIDE | 74.A5
AF1205:16 | WC4154 | 120516 | BLK | 20 | 74.A7 | UAIPT7430:-7 | RIGHT SIDE | 74.A5
AF1205:48 | WC4154 | 120548 | SH | 20 | 74.A7 | FW19:1 | RIGHT SIDE | 74.B6
AF1203:02 | WC4155 | 120302 | RED | 20 | 74.B7 | UAIPT7431:8 | RIGHT SIDE | 74.B5
AF1203:18 | WC4155 | 120318 | BLK | 20 | 74.B7 | UAIPT7431:-7 | RIGHT SIDE | 74.B5
AF1203:50 | WC4155 | 120350 | SH | 20 | 74.B7 | FW20:1 | RIGHT SIDE | 74.B6
AF0246:04 | WC4268 | 024604 | RED | 20 | 66.B7 | UAIPT7510:8 | RIGHT SIDE | 66.B5
AF0246:05 | WC4268 | 024605 | BLK | 20 | 66.B7 | UAIPT7510:-7 | RIGHT SIDE | 66.B5
AF0246:52 | WC4268 | 024652 | SH | 20 | 66.B7 | FW15:1 | RIGHT SIDE | 66.B5
AF0244:00 | WC4269 | 024400 | RED | 20 | 66.B7 | UAIPT7530:8 | RIGHT SIDE | 66.B5
AF0244:16 | WC4269 | 024416 | BLK | 20 | 66.B7 | UAIPT7530:-7 | RIGHT SIDE | 66.B5
AF0244:48 | WC4269 | 024448 | SH | 20 | 66.B7 | FW16:1 | RIGHT SIDE | 66.C5
AF1203:00 | WC4420 | 120300 | RED | 20 | 76.A7 | UAI3420:8 | RIGHT SIDE | 76.A5
AF1203:16 | WC4420 | 120316 | BLK | 20 | 76.A7 | UAI3420:-7 | RIGHT SIDE | 76.A5
AF1203:48 | WC4420 | 120348 | SH | 20 | 76.A7 | FW4:1 | RIGHT SIDE | 76.A6
AF1209:00 | WC4421 | 120900 | RED | 20 | 76.B7 | UAI3421:8 | RIGHT SIDE | 76.B5
AF1209:16 | WC4421 | 120916 | BLK | 20 | 76.B7 | UAI3421:-7 | RIGHT SIDE | 76.B5
AF1209:48 | WC4421 | 120948 | SH | 20 | 76.B7 | FW2:1 | RIGHT SIDE | 76.B6
AF1209:04 | WC4639 | 120904 | RED | 20 | 71.B7 | UAIPT5161:8 | RIGHT SIDE | 71.B5
AF1209:20 | WC4639 | 120920 | BLK | 20 | 71.B7 | UAIPT5161:-7 | RIGHT SIDE | 71.B5
AF1209:52 | WC4639 | 120952 | SH | 20 | 71.B7 | FW2:4 | RIGHT SIDE | 71.C6
AF1209:06 | WC4640 | 120906 | RED | 20 | 71.C7 | UAI5130:8 | RIGHT SIDE | 71.C5
AF1209:22 | WC4640 | 120922 | BLK | 20 | 71.C7 | UAI5130:-7 | RIGHT SIDE | 71.C5
AF1209:54 | WC4640 | 120954 | SH | 20 | 71.C7 | FW2:1 | RIGHT SIDE | 71.C6
AF1209:02 | WC4641 | 120902 | RED | 20 | 71.C7 | UAI5160:8 | RIGHT SIDE | 71.D5
AF1209:18 | WC4641 | 120918 | BLK | 20 | 71.C7 | UAI5160:-7 | RIGHT SIDE | 71.D5
AF1209:50 | WC4641 | 120950 | SH | 20 | 71.C7 | FW2:2 | RIGHT SIDE | 71.D6
AF1203:12 | WC4642 | 120312 | RED | 20 | 71.D7 | UAI5170:8 | RIGHT SIDE | 71.D5
AF1203:28 | WC4642 | 120328 | BLK | 20 | 71.D7 | UAI5170:-7 | RIGHT SIDE | 71.D5
AF1203:60 | WC4642 | 120360 | SH | 20 | 71.D7 | FW2:3 | RIGHT SIDE | 71.D6
AF0246:06 | WC7510 | 024606 | RED | 20 | 92.D7 | UAITT7510:8 | RIGHT SIDE | 92.D5
AF0246:07 | WC7510 | 024607 | BLK | 20 | 92.D7 | UAITT7510:-7 | RIGHT SIDE | 92.D5
AF0245:00 | WC7632 | 024500 | RED | 20 | 92.A7 | UAIXVPT-201:8 | RIGHT SIDE | 92.A5
AF0245:01 | WC7632 | 024501 | BLK | 20 | 92.A7 | UAIXVPT-201:-7 | RIGHT SIDE | 92.A5
AF1209:08 | WC7800 | 120908 | RED | 20 | 98.A6 | UAI7800:8 | RIGHT SIDE | 98.A5
AF1209:24 | WC7800 | 120924 | BLK | 20 | 98.A6 | UAI7800:-7 | RIGHT SIDE | 98.A5
AF1209:56 | WC7800 | 120956 | SH | 20 | 98.A6 | FW11:1 | RIGHT SIDE | 98.A5
AF1209:12 | WC7801 | 120912 | RED | 20 | 98.A6 | UAI7801:8 | RIGHT SIDE | 98.A5
AF1209:28 | WC7801 | 120928 | BLK | 20 | 98.A6 | UAI7801:-7 | RIGHT SIDE | 98.A5
AF1209:60 | WC7801 | 120960 | SH | 20 | 98.A6 | FW13:1 | RIGHT SIDE | 98.B5
AF1203:06 | WC7811 | 120306 | RED | 20 | 98.A4 | UAI7811:8 | RIGHT SIDE | 98.A3
AF1203:22 | WC7811 | 120322 | BLK | 20 | 98.A4 | UAI7811:-7 | RIGHT SIDE | 98.A3
AF1203:54 | WC7811 | 120354 | SH | 20 | 98.A4 | FW11:2 | RIGHT SIDE | 98.A3
AF1209:14 | WC7812 | 120914 | RED | 20 | 98.A4 | UAI7812:8 | RIGHT SIDE | 98.A3
AF1209:30 | WC7812 | 120930 | BLK | 20 | 98.A4 | UAI7812:-7 | RIGHT SIDE | 98.A3
AF1209:62 | WC7812 | 120962 | SH | 20 | 98.A4 | FW13:2 | RIGHT SIDE | 98.B3
AF1210:02 | WC7815 | 121002 | RED | 20 | 98.C4 | UAI7815:+8 | RIGHT SIDE | 98.C3
AF1210:18 | WC7815 | 121018 | BLK | 20 | 98.C4 | UAI7815:-7 | RIGHT SIDE | 98.C3
AF1210:50 | WC7815 | 121050 | SH | 20 | 98.C4 | FW12:4 | RIGHT SIDE | 98.C3
AF1203:04 | WC7824 | 120304 | RED | 20 | 72.B7 | UAI5161:8 | RIGHT SIDE | 72.B5
AF1203:20 | WC7824 | 120320 | BLK | 20 | 72.B7 | UAI5161:-7 | RIGHT SIDE | 72.B5
AF1203:52 | WC7824 | 120352 | SH | 20 | 72.B7 | FLOATING | RIGHT SIDE | 72.B6
AF0243:00 | WC7832 | 024300 | RED | 20 | 92.C7 | UAIFT-201:8 | RIGHT SIDE | 92.D5
AF0243:16 | WC7832 | 024316 | BLK | 20 | 92.C7 | UAIFT-201:-7 | RIGHT SIDE | 92.D5
AF0247:00 | WC7953 | 024700 | RED | 20 | 92.C7 | UAIIP-201:+8 | RIGHT SIDE | 92.C5
AF0247:16 | WC7953 | 024716 | BLK | 20 | 92.C7 | UAIIP-201:-7 | RIGHT SIDE | 92.C5
AF1208:J | WC8058 | * | CABLE | CABLE | 22.D6 | AF1209:P | RIGHT SIDE | 22.C4
IEG0130:9 | SC | IEG01309 | GRN | 14 | 20.C6 | XT0400:3 | JB70 | 20.C6
FU0278:LI | SC | FU0136 | WHT | 14 | 98.D6 | XT0138:3 | A PANEL | 16.A3
UAI00836:-7 | WC2162 | 008329 | RED | 20 | 87.C5 | AF0083:29 | A PANEL | 87.C7
UAI00836:-5 | WC2162 | 008313 | WHT | 20 | 87.C5 | AF0083:13 | A PANEL | 87.C7
UAI00836:+6 | WC2162 | 008312 | BLK | 20 | 87.C5 | AF0083:12 | A PANEL | 87.C7
FLOATING | WC2162 | 008360 | SH | 20 | 87.C6 | AF0083:60 | A PANEL | 87.C7
UAI3200:-7 | WC2226 | 008417 | RED | 20 | 58.A5 | AF0084:17 | A PANEL | 58.A7
UAI3200:-5 | WC2226 | 008401 | WHT | 20 | 58.A5 | AF0084:01 | A PANEL | 58.A7
UAI3200:+6 | WC2226 | 008400 | BLK | 20 | 58.A5 | AF0084:00 | A PANEL | 58.A7
FLOATING | WC2226 | 008448 | SH | 20 | 58.A6 | AF0084:48 | A PANEL | 58.A7
UAI3100:-7 | WC2227 | 008419 | RED | 20 | 65.A6 | AF0084:19 | A PANEL | 65.A7
UAI3100:-5 | WC2227 | 008403 | WHT | 20 | 65.A6 | AF0084:03 | A PANEL | 65.A7
UAI3100:+6 | WC2227 | 008402 | BLK | 20 | 65.A6 | AF0084:02 | A PANEL | 65.A7
FLOATING | WC2227 | 008450 | SH | 20 | 65.B6 | AF0084:50 | A PANEL | 65.A7
UAI3520:-7 | WC2228 | 008323 | RED | 20 | 56.A6 | AF0083:23 | A PANEL | 56.A7
UAI3520:-5 | WC2228 | 008307 | WHT | 20 | 56.A6 | AF0083:07 | A PANEL | 56.A7
UAI3520:+6 | WC2228 | 008306 | BLK | 20 | 56.A6 | AF0083:06 | A PANEL | 56.A7
FLOATING | WC2228 | 008354 | SH | 20 | 56.B6 | AF0083:54 | A PANEL | 56.A7
UAI3510:-7 | WC2256 | 008321 | RED | 20 | 56.A6 | AF0083:21 | A PANEL | 56.A7
UAI3510:-5 | WC2256 | 008305 | WHT | 20 | 56.A6 | AF0083:05 | A PANEL | 56.A7
UAI3510:+6 | WC2256 | 008304 | BLK | 20 | 56.A6 | AF0083:04 | A PANEL | 56.A7
FLOATING | WC2256 | 008352 | SH | 20 | 56.A6 | AF0083:52 | A PANEL | 56.A7
UAI3540:-7 | WC2257 | 008325 | RED | 20 | 56.B6 | AF0083:25 | A PANEL | 56.B7
UAI3540:-5 | WC2257 | 008309 | WHT | 20 | 56.B6 | AF0083:09 | A PANEL | 56.B7
UAI3540:+6 | WC2257 | 008308 | BLK | 20 | 56.B6 | AF0083:08 | A PANEL | 56.B7
FLOATING | WC2257 | 008356 | SH | 20 | 56.B6 | AF0083:56 | A PANEL | 56.B7
UAI1110:-7 | WC2280 | 008327 | RED | 20 | 35.A5 | AF0083:27 | A PANEL | 35.A7
UAI1110:-5 | WC2280 | 008311 | WHT | 20 | 35.A5 | AF0083:11 | A PANEL | 35.A7
UAI1110:+6 | WC2280 | 008310 | BLK | 20 | 35.A5 | AF0083:10 | A PANEL | 35.A7
FLOATING | WC2280 | 008358 | SH | 20 | 35.A6 | AF0083:58 | A PANEL | 35.A7
UAI1260:-7 | WC2354 | 008319 | RED | 20 | 53.B6 | AF0083:19 | A PANEL | 53.B7
UAI1260:-5 | WC2354 | 008303 | WHT | 20 | 53.B6 | AF0083:03 | A PANEL | 53.B7
UAI1260:+6 | WC2354 | 008302 | BLK | 20 | 53.B6 | AF0083:02 | A PANEL | 53.B7
FLOATING | WC2354 | 008350 | SH | 20 | 53.B6 | AF0083:50 | A PANEL | 53.B7
UAI1270:-7 | WC2355 | 008317 | RED | 20 | 53.C6 | AF0083:17 | A PANEL | 53.C7
UAI1270:-5 | WC2355 | 008301 | WHT | 20 | 53.C6 | AF0083:01 | A PANEL | 53.C7
UAI1270:+6 | WC2355 | 008300 | BLK | 20 | 53.C6 | AF0083:00 | A PANEL | 53.C7
FLOATING | WC2355 | 008348 | SH | 20 | 53.C6 | AF0083:48 | A PANEL | 53.C7
UAILT3100:8 | WC4660 | 008502 | RED | 20 | 62.A5 | AF0085:02 | A PANEL | 62.A7
UAILT3100:-7 | WC4660 | 008518 | BLK | 20 | 62.A5 | AF0085:18 | A PANEL | 62.A7
FW6:1 | WC4660 | 008550 | SH | 20 | 62.A6 | AF0085:50 | A PANEL | 62.A7
UAI0741:7+ | WC2101 | 07417 | RED | 20 | 36.B5 | AF0068:00 | B PANEL | 36.B7
UAI0741:8- | WC2101 | 07418 | BLK | 20 | 36.B5 | AF0068:01 | B PANEL | 36.B7
FLOATING | WC2101 | 0741S | SH | 20 | 36.B6 | AF0068:48 | B PANEL | 36.B7
UAI2120:-7 | WC2129 | 007345 | RED | 20 | 42.D5 | AF0073:45 | B PANEL | 42.D7
UAI2120:-5 | WC2129 | 007329 | WHT | 20 | 42.D5 | AF0073:29 | B PANEL | 42.D7
UAI2120:+6 | WC2129 | 007328 | BLK | 20 | 42.D5 | AF0073:28 | B PANEL | 42.D7
FLOATING | WC2129 | 007360 | SH | 20 | 42.D6 | AF0073:60 | B PANEL | 42.D7
UAI1100:-7 | WC2200 | 006845 | RED | 20 | 36.A5 | AF0068:45 | B PANEL | 36.A7
UAI1100:-5 | WC2200 | 006829 | WHT | 20 | 36.A5 | AF0068:29 | B PANEL | 36.A7
UAI1100:+6 | WC2200 | 006828 | BLK | 20 | 36.A5 | AF0068:28 | B PANEL | 36.A7
FLOATING | WC2200 | 006860 | SH | 20 | 36.B6 | AF0068:60 | B PANEL | 36.A7
UAI0742:7+ | WC2201 | 07427 | RED | 20 | 36.B5 | AF0073:00 | B PANEL | 36.B7
UAI0742:8- | WC2201 | 07428 | BLK | 20 | 36.B5 | AF0073:01 | B PANEL | 36.B7
FLOATING | WC2201 | 0742S | SH | 20 | 36.C6 | AF0073:48 | B PANEL | 36.B7
UAI0743:7+ | WC2301 | 07437 | RED | 20 | 36.C5 | AF0068:02 | B PANEL | 36.C7
UAI0743:8- | WC2301 | 07438 | BLK | 20 | 36.C5 | AF0068:03 | B PANEL | 36.C7
FLOATING | WC2301 | 0743S | SH | 20 | 36.C6 | AF0068:50 | B PANEL | 36.C7
UAI0744:7+ | WC2401 | 07447 | RED | 20 | 36.C5 | AF0073:02 | B PANEL | 36.C7
UAI0744:8- | WC2401 | 07448 | BLK | 20 | 36.C5 | AF0073:03 | B PANEL | 36.C7
FLOATING | WC2401 | 0744S | SH | 20 | 36.D6 | AF0073:50 | B PANEL | 36.C7
UAI0745:7+ | WC2501 | 07457 | RED | 20 | 36.D5 | AF0068:04 | B PANEL | 36.D7
UAI0745:8- | WC2501 | 07458 | BLK | 20 | 36.D5 | AF0068:05 | B PANEL | 36.D7
FLOATING | WC2501 | 0745S | SH | 20 | 36.D6 | AF0068:52 | B PANEL | 36.D7
UAI0746:7+ | WC2601 | 07467 | RED | 20 | 36.D5 | AF0073:04 | B PANEL | 36.D7
UAI0746:8- | WC2601 | 07468 | BLK | 20 | 36.D5 | AF0073:05 | B PANEL | 36.D7
FLOATING | WC2601 | 0746S | SH | 20 | 36.D6 | AF0073:52 | B PANEL | 36.D7
UAI6310:8 | WC6309 | 007700 | RED | 20 | 35.C5 | AF0077:00 | B PANEL | 35.C7
UAI6310:-7 | WC6309 | 007701 | BLK | 20 | 35.C5 | AF0077:01 | B PANEL | 35.C7
FLOATING | WC6309 | 007748 | SH | 20 | 35.D6 | AF0077:48 | B PANEL | 35.C7
UAI2100:7 | SC | 018236 | WHT | 20 | 51.A5 | AF0182:36 | BOP PANEL | 51.A6
UAI2100:8 | SC | 018204 | WHT | 20 | 51.A5 | AF0182:04 | BOP PANEL | 51.A6
UAI7807:7 | SC | 018238 | WHT | 20 | 98.B5 | AF0182:38 | BOP PANEL | 98.B6
UAI7807:8 | SC | 018206 | WHT | 20 | 98.B5 | AF0182:06 | BOP PANEL | 98.B6
UAI7808:7 | SC | 018239 | WHT | 20 | 98.B5 | AF0182:39 | BOP PANEL | 98.B6
UAI7808:8 | SC | 018207 | WHT | 20 | 98.B5 | AF0182:07 | BOP PANEL | 98.B6
UAIZT75411:7 | SC | 018234 | WHT | 20 | 94.B5 | AF0182:34 | BOP PANEL | 94.B7
UAIZT75411:8 | SC | 018202 | WHT | 20 | 94.B5 | AF0182:02 | BOP PANEL | 94.B7
UAIZT75412:7 | SC | 018237 | WHT | 20 | 94.B5 | AF0182:37 | BOP PANEL | 94.B7
UAIZT75412:8 | SC | 018205 | WHT | 20 | 94.B5 | AF0182:05 | BOP PANEL | 94.B7
UAIZT7631FC:7 | SC | 014233 | WHT | 20 | 93.A5 | AF0142:33 | BOP PANEL | 93.A7
UAIZT7631FC:8 | SC | 014201 | WHT | 20 | 93.A5 | AF0142:01 | BOP PANEL | 93.A7
UAIZT7631FO:7 | SC | 014232 | WHT | 20 | 93.B5 | AF0142:32 | BOP PANEL | 93.B7
UAIZT7631FO:8 | SC | 014200 | WHT | 20 | 93.B5 | AF0142:00 | BOP PANEL | 93.B7
AU1200:L2 | WC0012 | AU1200L2 | ENET | CABLE | 2.B6 | AU0140:L1 | BOP PANEL | 2.B2
UAI7430:8 | WC2024 | 018400 | RED | 20 | 75.A5 | AF0184:00 | BOP PANEL | 75.A7
UAI7430:-7 | WC2024 | 018416 | BLK | 20 | 75.A5 | AF0184:16 | BOP PANEL | 75.A7
FLOATING | WC2024 | 018448 | SH | 20 | 75.A6 | AF0184:48 | BOP PANEL | 75.A7
UAIFCE7541:+8 | WC4754 | 014402 | RED | 20 | 94.C5 | AF0144:02 | BOP PANEL | 94.C7
UAIFCE7541:-7 | WC4754 | 014418 | BLK | 20 | 94.C5 | AF0144:18 | BOP PANEL | 94.C7
FLOATING | WC4754 | 014450 | SH | 20 | 94.C5 | AF0144:50 | BOP PANEL | 94.C7
UAITT7410:8 | WC7410 | 014500 | RED | 20 | 93.D5 | AF0145:00 | BOP PANEL | 93.D7
UAITT7410:-7 | WC7410 | 014501 | BLK | 20 | 93.D5 | AF0145:01 | BOP PANEL | 93.D7
FW7:1 | WC7410 | 014548 | SH | 20 | 93.D5 | AF0145:48 | BOP PANEL | 93.D7
UAI7541:8 | WC7541 | 018502 | RED | 20 | 94.A5 | AF0185:02 | BOP PANEL | 94.A7
UAI7541:-7 | WC7541 | 018518 | BLK | 20 | 94.A5 | AF0185:18 | BOP PANEL | 94.A7
FLOATING | WC7541 | 018550 | SH | 20 | 94.A5 | AF0185:50 | BOP PANEL | 94.A7
UAI7822:+8 | WC7822 | 014404 | RED | 20 | 98.C5 | AF0144:04 | BOP PANEL | 98.C6
UAI7822:-7 | WC7822 | 014420 | BLK | 20 | 98.C5 | AF0144:20 | BOP PANEL | 98.C6
FW12:3 | WC7822 | 014452 | SH | 20 | 98.C5 | AF0144:52 | BOP PANEL | 98.C6
UAIPDT7631:8 | WC7831 | 018510 | RED | 20 | 93.D5 | AF0185:10 | BOP PANEL | 93.C7
UAIPDT7631:-7 | WC7831 | 018526 | BLK | 20 | 93.D5 | AF0185:26 | BOP PANEL | 93.C7
FW9:1 | WC7831 | 018558 | SH | 20 | 93.D5 | AF0185:58 | BOP PANEL | 93.C7
UAIZT7631:8 | WC7951 | 014304 | RED | 20 | 93.A5 | AF0143:04 | BOP PANEL | 93.A7
UAIZT7631:-7 | WC7951 | 014320 | BLK | 20 | 93.A5 | AF0143:20 | BOP PANEL | 93.A7
FW8:1 | WC7951 | 014352 | SH | 20 | 93.A5 | AF0143:52 | BOP PANEL | 93.A7
UAI0IP202:+8 | WC7952 | 014400 | RED | 20 | 93.C5 | AF0144:00 | BOP PANEL | 93.C7
UAI0IP202:-7 | WC7952 | 014416 | BLK | 20 | 93.C5 | AF0144:16 | BOP PANEL | 93.C7
FW10:1 | WC7952 | 014448 | SH | 20 | 93.C6 | AF0144:48 | BOP PANEL | 93.C7
AF1201:COM | SC | 0V | WHT | 20 | 22.D2 | XT0130:3 | LOW VIB DOOR PANEL | 22.A5
AU1200:COM | SC | 0V | WHT | 14 | 22.C1 | XT0130:4 | LOW VIB DOOR PANEL | 22.A5
FU0120:LI | SC | FU0130 | WHT | 14 | 22.D1 | FU0131:LI | LOW VIB DOOR PANEL | 22.C1
FU0272:LI | SC | FU0136 | WHT | 14 | 68.A6 | XT0130:1 | LOW VIB DOOR PANEL | 22.A5
IEG0130:4 | SC | IEG01304 | GRN | 14 | 22.B3 | XT0500:2 | LOW VIB DOOR PANEL | 22.B3
UV0271:9- | SC | 0V | WHT | 14 | 68.A5 | XT0130:4 | LOW VIB DOOR PANEL | 22.A5
XT0250:1 | SC | FU0136 | WHT | 14 | 21.A5 | XT0110:1 | LOW VIB DOOR PANEL | 20.A5
XT0250:1 | SC | FU0136 | WHT | 14 | 21.A5 | XT0130:1 | LOW VIB DOOR PANEL | 22.A5
XT0250:2 | SC | 0V | WHT | 14 | 21.A5 | XT0110:2 | LOW VIB DOOR PANEL | 20.A5
XT0250:4 | SC | 0V | WHT | 14 | 21.A5 | XT0130:2 | LOW VIB DOOR PANEL | 22.A5
XT0250:5 | SC | KA0231A1 | WHT | 14 | 21.A5 | XT0130:5 | LOW VIB DOOR PANEL | 22.A5
XT0250:5 | SC | KA0231A1 | WHT | 20 | 21.A5 | XT0110:3 | LOW VIB DOOR PANEL | 20.B5
AU0240:L2 | WC0024 | AU0240L2 | ENET | CABLE | 2.B4 | AF0510:L1 | LOW VIB DOOR PANEL | 2.B4
AU1200:L1 | WC0052 | AF0520L2 | ENET | CABLE | 2.B6 | AF0520:L2 | LOW VIB DOOR PANEL | 2.B5
UAI4461:7 | WC1453 | UAI44617 | RED | 20 | 68.B5 | AF0510:02 | LOW VIB DOOR PANEL | 68.B6
UAI4461:8 | WC1453 | UAI44618 | BLK | 20 | 68.B5 | AF0510:04 | LOW VIB DOOR PANEL | 68.B6
FLOATING | WC1453 | UAI4461S | SH | 20 | 68.B6 | AF0510:19 | LOW VIB DOOR PANEL | 68.B6
UAI4460:7 | WC1454 | UAI44607 | RED | 20 | 68.C5 | AF0510:06 | LOW VIB DOOR PANEL | 68.C6
UAI4460:8 | WC1454 | UAI44608 | BLK | 20 | 68.C5 | AF0510:08 | LOW VIB DOOR PANEL | 68.C6
FLOATING | WC1454 | UAI4460S | SH | 20 | 68.C6 | AF0510:23 | LOW VIB DOOR PANEL | 68.C6
UAI4471:7 | WC1455 | UAI44717 | RED | 20 | 68.C5 | AF0510:10 | LOW VIB DOOR PANEL | 68.C6
UAI4471:8 | WC1455 | UAI44718 | BLK | 20 | 68.C5 | AF0510:12 | LOW VIB DOOR PANEL | 68.C6
FLOATING | WC1455 | UAI4471S | SH | 20 | 68.C6 | AF0510:27 | LOW VIB DOOR PANEL | 68.C6
UAI4470:7 | WC1456 | UAI44707 | RED | 20 | 68.C5 | AF0510:14 | LOW VIB DOOR PANEL | 68.C6
UAI4470:8 | WC1456 | UAI44708 | BLK | 20 | 68.C5 | AF0510:16 | LOW VIB DOOR PANEL | 68.C6
FLOATING | WC1456 | UAI4470S | SH | 20 | 68.D6 | AF0510:31 | LOW VIB DOOR PANEL | 68.C6
UAI4462:7 | WC1457 | UAI44627 | RED | 20 | 68.D5 | AF0520:02 | LOW VIB DOOR PANEL | 68.D6
UAI4462:8 | WC1457 | UAI44628 | BLK | 20 | 68.D5 | AF0520:04 | LOW VIB DOOR PANEL | 68.D6
FLOATING | WC1457 | UAI4462S | SH | 20 | 68.D6 | AF0520:19 | LOW VIB DOOR PANEL | 68.D6
UAI4472:7 | WC1458 | UAI44727 | RED | 20 | 68.D5 | AF0520:06 | LOW VIB DOOR PANEL | 68.D6
UAI4472:8 | WC1458 | UAI44728 | BLK | 20 | 68.D5 | AF0520:08 | LOW VIB DOOR PANEL | 68.D6
FLOATING | WC1458 | UAI4472S | SH | 20 | 68.D6 | AF0520:23 | LOW VIB DOOR PANEL | 68.D6
AF0241:00 | SC | FSV-201B1 | WHT | 20 | 92.B7 | XT9240:10 | TERMINAL PANEL #1 | 92.C5
AF0241:16 | SC | FSV-201B2 | WHT | 20 | 92.B7 | XT9240:11 | TERMINAL PANEL #1 | 92.C5
AF1201:00 | SC | XSV-15001 | WHT | 20 | 73.C7 | XT9120:4 | TERMINAL PANEL #1 | 73.C5
AF1201:12 | SC | XSV-15011 | WHT | 20 | 73.C7 | XT9120:6 | TERMINAL PANEL #1 | 73.C5
AF1201:16 | SC | XSV-15002 | WHT | 20 | 73.C7 | XT9120:5 | TERMINAL PANEL #1 | 73.C5
AF1201:28 | SC | XSV-15012 | WHT | 20 | 73.C7 | XT9120:7 | TERMINAL PANEL #1 | 73.C5
AF1208:32 | WC4422 | FT50031 | RED | 20 | 76.B7 | XT9120:8 | TERMINAL PANEL #1 | 76.B5
AF1208:00 | WC4422 | FT50032 | BLK | 20 | 76.B7 | XT9120:9 | TERMINAL PANEL #1 | 76.B5
AF1208:48 | WC4422 | FT5003S | SH | 20 | 76.B7 | XT9120:10 | TERMINAL PANEL #1 | 76.B5
IEG0130:0 | SC | IEG0130G | GRN | 8 | 5.C2 | IEG0010:5 | TERMINAL PANEL #3 | 5.C2
IEG0250:0 | SC | IEG0250G | GRN | 8 | 5.C2 | IEG0010:6 | TERMINAL PANEL #3 | 5.C2
AU0240:L1 | WC0045 | AF0450L2 | ENET | CABLE | 2.B4 | AF0450:L2 | VIB PANEL | 2.A5
UAI1241:7 | WC1337 | UAI12417 | RED | 20 | 55.B5 | AF0430:02 | VIB PANEL | 55.B6
UAI1241:8 | WC1337 | UAI12418 | BLK | 20 | 55.B5 | AF0430:04 | VIB PANEL | 55.B6
FLOATING | WC1337 | UAI1241S | SH | 20 | 55.B6 | AF0430:19 | VIB PANEL | 55.B6
UAI1240:7 | WC1338 | UAI12407 | RED | 20 | 55.B5 | AF0430:06 | VIB PANEL | 55.B6
UAI1240:8 | WC1338 | UAI12408 | BLK | 20 | 55.B5 | AF0430:08 | VIB PANEL | 55.B6
FLOATING | WC1338 | UAI1240S | SH | 20 | 55.B6 | AF0430:23 | VIB PANEL | 55.B6
UAI1251:7 | WC1339 | UAI12517 | RED | 20 | 55.C5 | AF0430:10 | VIB PANEL | 55.C6
UAI1251:8 | WC1339 | UAI12518 | BLK | 20 | 55.C5 | AF0430:12 | VIB PANEL | 55.C6
FLOATING | WC1339 | UAI1251S | SH | 20 | 55.C6 | AF0430:27 | VIB PANEL | 55.C6
UAI1250:7 | WC1340 | UAI12507 | RED | 20 | 55.C5 | AF0430:14 | VIB PANEL | 55.C6
UAI1250:8 | WC1340 | UAI12508 | BLK | 20 | 55.C5 | AF0430:16 | VIB PANEL | 55.C6
FLOATING | WC1340 | UAI1250S | SH | 20 | 55.C6 | AF0430:31 | VIB PANEL | 55.C6
UAI1263:7 | WC1428 | UAI12637 | RED | 20 | 54.A5 | AF0400:02 | VIB PANEL | 54.A6
UAI1263:8 | WC1428 | UAI12638 | BLK | 20 | 54.A5 | AF0400:03 | VIB PANEL | 54.A6
FLOATING | WC1428 | UAI1263S | SH | 20 | 54.A6 | AF0400:07 | VIB PANEL | 54.A6
UAI1211:7 | WC1429 | UAI12117 | RED | 20 | 54.B5 | AF0410:02 | VIB PANEL | 54.B6
UAI1211:8 | WC1429 | UAI12118 | BLK | 20 | 54.B5 | AF0410:04 | VIB PANEL | 54.B6
FLOATING | WC1429 | UAI1211S | SH | 20 | 54.B6 | AF0410:19 | VIB PANEL | 54.B6
UAI1210:7 | WC1430 | UAI12107 | RED | 20 | 54.B5 | AF0410:06 | VIB PANEL | 54.B6
UAI1210:8 | WC1430 | UAI12108 | BLK | 20 | 54.B5 | AF0410:08 | VIB PANEL | 54.B6
FLOATING | WC1430 | UAI1210S | SH | 20 | 54.B6 | AF0410:23 | VIB PANEL | 54.B6
UAI1221:7 | WC1431 | UAI12217 | RED | 20 | 54.C5 | AF0410:10 | VIB PANEL | 54.C6
UAI1221:8 | WC1431 | UAI12218 | BLK | 20 | 54.C5 | AF0410:12 | VIB PANEL | 54.C6
FLOATING | WC1431 | UAI1221S | SH | 20 | 54.C6 | AF0410:27 | VIB PANEL | 54.C6
UAI1220:7 | WC1432 | UAI12207 | RED | 20 | 54.C5 | AF0410:14 | VIB PANEL | 54.C6
UAI1220:8 | WC1432 | UAI12208 | BLK | 20 | 54.C5 | AF0410:16 | VIB PANEL | 54.C6
FLOATING | WC1432 | UAI1220S | SH | 20 | 54.C6 | AF0410:31 | VIB PANEL | 54.C6
UAI1231:7 | WC1433 | UAI12317 | RED | 20 | 54.C5 | AF0420:02 | VIB PANEL | 54.C6
UAI1231:8 | WC1433 | UAI12318 | BLK | 20 | 54.C5 | AF0420:04 | VIB PANEL | 54.C6
FLOATING | WC1433 | UAI1231S | SH | 20 | 54.D6 | AF0420:19 | VIB PANEL | 54.C6
UAI1230:7 | WC1434 | UAI12307 | RED | 20 | 54.D5 | AF0420:06 | VIB PANEL | 54.D6
UAI1230:8 | WC1434 | UAI12308 | BLK | 20 | 54.D5 | AF0420:08 | VIB PANEL | 54.D6
FLOATING | WC1434 | UAI1230S | SH | 20 | 54.D6 | AF0420:23 | VIB PANEL | 54.D6
UAI1273:7 | WC1436 | UAI12737 | RED | 20 | 55.A5 | AF0400:04 | VIB PANEL | 55.A6
UAI1273:8 | WC1436 | UAI12738 | BLK | 20 | 55.A5 | AF0400:05 | VIB PANEL | 55.A6
FLOATING | WC1436 | UAI1273S | SH | 20 | 55.A6 | AF0400:06 | VIB PANEL | 55.A6
SolarTools ver. 24.0.84.24712 (Jul 31, 2025)
Report date: 4/9/2026 12:36 PM

## TCP
TCP
CONTROL CONSOLE DOOR
Project # | J0090
Project Name | NEPTUNE NL - L15
Revision | A.7
Controls DE | R.BARRAZA
Phone:
Controls ME | G.CATO
Phone:
From | [5 empty] | To
Device ID | Cable (W) Conductor (SC) Jumper Clip (JC) | Wire No. | Wire ID | Gauge/Size | Page/Zone | Device ID | Location | Page/Zone
AF0201:01 | SC | TCP14NO | WHT | 20 | 13.A3 | SH0401:NO | TCP | 13.A1
AF0201:02 | SC | TCP15NO | WHT | 20 | 13.B3 | SH0409:NO | TCP | 13.B1
AF0201:03 | SC | TCP16NO | WHT | 20 | 13.B3 | SH0410:NO | TCP | 13.B1
AF0201:04 | SC | TCP17A2 | WHT | 20 | 13.C3 | SA0400:B-B1 | TCP | 13.C1
AF0201:05 | SC | TCP17B2 | WHT | 20 | 13.C3 | SA0400:W-B1 | TCP | 13.C1
AF0201:06 | SC | TCP17C2 | WHT | 20 | 13.A3 | SA0400:B-A3 | TCP | 13.A1
AF0201:08 | SC | TCP23NC | WHT | 20 | 13.D3 | SB0401:NC | TCP | 13.D1
AF0201:09 | SC | TCP24NO | WHT | 20 | 13.D3 | SB0402:NO | TCP | 13.D1
AF0201:10 | SC | TCP25NO | WHT | 20 | 13.A7 | SB0403:NO | TCP | 13.A5
AF0201:11 | SC | TCP26NO | WHT | 20 | 13.A7 | SB0404:NO | TCP | 13.A5
AF0201:12 | SC | TCP29NO | WHT | 20 | 14.D3 | SB0405:NO | TCP | 14.D1
AF0201:13 | SC | TCP28NC | WHT | 20 | 14.C3 | SB0406:NC | TCP | 14.C1
AF0201:14 | SC | TCP31NO | WHT | 20 | 14.A6 | SB0407:NO | TCP | 14.A5
AF0201:15 | SC | TCP32NO | WHT | 20 | 14.A6 | SB0408:NO | TCP | 14.A5
AF0201:16 | SC | TCP30NO | WHT | 20 | 14.D3 | SH0408:NO | TCP | 14.D1
AF0201:17 | SC | TCP19NO | WHT | 20 | 14.A3 | SH0404:NO | TCP | 14.A1
AF0201:18 | SC | TCP20NO | WHT | 20 | 14.B3 | SH0405:NO | TCP | 14.B1
AF0201:19 | SC | TCP21NO | WHT | 20 | 14.B3 | SH0406:NO | TCP | 14.B1
AF0201:20 | SC | TCP22NO | WHT | 20 | 14.C3 | SH0407:NO | TCP | 14.C1
AF0201:33 | SC | TCP14C | WHT | 20 | 13.A3 | SH0401:C | TCP | 13.A1
AF0201:34 | SC | TCP15C | WHT | 20 | 13.B3 | SH0409:C | TCP | 13.B1
AF0201:35 | SC | TCP16C | WHT | 20 | 13.B3 | SH0410:C | TCP | 13.B1
AF0201:36 | SC | TCP17A1 | WHT | 20 | 13.C3 | SA0400:B-B2 | TCP | 13.C1
AF0201:37 | SC | TCP17B1 | WHT | 20 | 13.C3 | SA0400:W-B2 | TCP | 13.C1
AF0201:38 | SC | TCP17C1 | WHT | 20 | 13.A3 | SA0400:B-A4 | TCP | 13.A1
AF0201:40 | SC | TCP23C | WHT | 20 | 13.D3 | SB0401:C | TCP | 13.D1
AF0201:41 | SC | TCP24C | WHT | 20 | 13.D3 | SB0402:C | TCP | 13.D1
AF0201:42 | SC | TCP25C | WHT | 20 | 13.A7 | SB0403:C | TCP | 13.A5
AF0201:43 | SC | TCP26C | WHT | 20 | 13.A7 | SB0404:C | TCP | 13.A5
AF0201:44 | SC | TCP29C | WHT | 20 | 14.D3 | SB0405:C | TCP | 14.D1
AF0201:45 | SC | TCP28C | WHT | 20 | 14.C3 | SB0406:C | TCP | 14.C1
AF0201:46 | SC | TCP31C | WHT | 20 | 14.A6 | SB0407:C | TCP | 14.A5
AF0201:47 | SC | TCP32C | WHT | 20 | 14.A6 | SB0408:C | TCP | 14.A5
AF0201:48 | SC | TCP30C | WHT | 20 | 14.D3 | SH0408:C | TCP | 14.D1
AF0201:49 | SC | TCP19C | WHT | 20 | 14.A3 | SH0404:C | TCP | 14.A1
AF0201:50 | SC | TCP20C | WHT | 20 | 14.B3 | SH0405:C | TCP | 14.B1
AF0201:51 | SC | TCP21C | WHT | 20 | 14.B3 | SH0406:C | TCP | 14.B1
AF0201:52 | SC | TCP22C | WHT | 20 | 14.C3 | SH0407:C | TCP | 14.C1
AF0201:COM | SC | AU0200N | WHT | 16 | 11.A4 | AU0200:COM | TCP | 11.A3
AF0201:SHLD | SC | AF0201V+L | WHT | 14 | 11.B5 | AF0201:V+L | TCP | 11.B5
AF0201:V+ | SC | AU0200P | WHT | 16 | 11.A4 | AU0200:V+ | TCP | 11.A3
AF0202:00 | SC | TCP01AP | WHT | 20 | 12.A3 | HL0400:A+ | TCP | 12.A1
AF0202:01 | SC | TCP02AP | WHT | 20 | 12.A3 | HL0401:A+ | TCP | 12.A1
AF0202:02 | SC | TCP03AP | WHT | 20 | 12.B3 | HL0402:A+ | TCP | 12.B1
AF0202:03 | SC | TCP04AP | WHT | 20 | 12.B3 | HL0403:A+ | TCP | 12.B1
AF0202:04 | SC | TCP05AP | WHT | 20 | 12.C3 | HL0404:A+ | TCP | 12.C1
AF0202:05 | SC | TCP06AP | WHT | 20 | 12.C3 | HL0405:A+ | TCP | 12.C1
AF0202:06 | SC | TCP06BP | WHT | 20 | 12.D3 | HL0405:B+ | TCP | 12.D1
AF0202:08 | SC | TCP07AP | WHT | 20 | 12.D3 | HL0406:A+ | TCP | 12.D1
AF0202:09 | SC | TCP08AP | WHT | 20 | 12.A7 | HL0407:A+ | TCP | 12.A5
AF0202:10 | SC | TCP09AP | WHT | 20 | 12.A7 | HL0408:A+ | TCP | 12.A5
AF0202:11 | SC | TCP10AP | WHT | 20 | 12.B7 | HL0409:A+ | TCP | 12.B5
AF0202:12 | SC | TCP11AP | WHT | 20 | 12.B7 | HL0411:A+ | TCP | 12.B5
AF0202:13 | SC | TCP15AP | WHT | 20 | 12.C7 | SH0409:A+ | TCP | 12.C5
AF0202:14 | SC | TCP15BP | WHT | 20 | 12.C7 | SH0409:B+ | TCP | 12.C5
AF0202:15 | SC | TCP16AP | WHT | 20 | 12.D7 | SH0410:A+ | TCP | 12.D5
AF0202:16 | SC | TCP16BP | WHT | 20 | 12.D7 | SH0410:B+ | TCP | 12.D5
AF0202:17 | SC | TCP19AP | WHT | 20 | 14.B6 | SH0404:A+ | TCP | 14.B5
AF0202:18 | SC | TCP20AP | WHT | 20 | 14.B6 | SH0405:A+ | TCP | 14.B5
AF0202:19 | SC | TCP21AP | WHT | 20 | 14.C6 | SH0406:A+ | TCP | 14.C5
AF0202:20 | SC | TCP22AP | WHT | 20 | 14.C6 | SH0407:A+ | TCP | 14.C5
AF0202:21 | SC | TCP30AP | WHT | 20 | 14.D6 | SH0408:A+ | TCP | 14.D5
AF0202:22 | SC | TCP30BP | WHT | 20 | 14.D6 | SH0408:B+ | TCP | 14.D5
AF0202:32 | SC | TCP01A | WHT | 20 | 12.A3 | HL0400:A | TCP | 12.A1
AF0202:33 | SC | TCP02A | WHT | 20 | 12.A3 | HL0401:A | TCP | 12.A1
AF0202:34 | SC | TCP03A | WHT | 20 | 12.B3 | HL0402:A | TCP | 12.B1
AF0202:35 | SC | TCP04A | WHT | 20 | 12.B3 | HL0403:A | TCP | 12.B1
AF0202:36 | SC | TCP05A | WHT | 20 | 12.C3 | HL0404:A | TCP | 12.C1
AF0202:37 | SC | TCP06A | WHT | 20 | 12.C3 | HL0405:A | TCP | 12.C1
AF0202:38 | SC | TCP06B | WHT | 20 | 12.D3 | HL0405:B | TCP | 12.D1
AF0202:40 | SC | TCP07A | WHT | 20 | 12.D3 | HL0406:A | TCP | 12.D1
AF0202:41 | SC | TCP08A | WHT | 20 | 12.A7 | HL0407:A | TCP | 12.A5
AF0202:42 | SC | TCP09A | WHT | 20 | 12.A7 | HL0408:A | TCP | 12.A5
AF0202:43 | SC | TCP10A | WHT | 20 | 12.B7 | HL0409:A | TCP | 12.B5
AF0202:44 | SC | TCP11A | WHT | 20 | 12.B7 | HL0411:A | TCP | 12.B5
AF0202:45 | SC | TCP15A | WHT | 20 | 12.C7 | SH0409:A | TCP | 12.C5
AF0202:46 | SC | TCP15B | WHT | 20 | 12.C7 | SH0409:B | TCP | 12.C5
AF0202:47 | SC | TCP16A | WHT | 20 | 12.D7 | SH0410:A | TCP | 12.D5
AF0202:48 | SC | TCP16B | WHT | 20 | 12.D7 | SH0410:B | TCP | 12.D5
AF0202:49 | SC | TCP19A | WHT | 20 | 14.B6 | SH0404:A | TCP | 14.B5
AF0202:50 | SC | TCP20A | WHT | 20 | 14.B6 | SH0405:A | TCP | 14.B5
AF0202:51 | SC | TCP21A | WHT | 20 | 14.C6 | SH0406:A | TCP | 14.C5
AF0202:52 | SC | TCP22A | WHT | 20 | 14.C6 | SH0407:A | TCP | 14.C5
AF0202:53 | SC | TCP30A | WHT | 20 | 14.D6 | SH0408:A | TCP | 14.D5
AF0202:54 | SC | TCP30B | WHT | 20 | 14.D6 | SH0408:B | TCP | 14.D5
AF0202:COML | SC | AF0202COM-L | WHT | 14 | 11.B6 | AF0202:SHLD | TCP | 11.B6
HL0400:A | SC | TCP01A | WHT | 20 | 12.A1 | HL0400:B | TCP | 12.A1
HL0400:A+ | SC | TCP01AP | WHT | 20 | 12.A1 | HL0400:B+ | TCP | 12.A1
HL0401:A | SC | TCP02A | WHT | 20 | 12.A1 | HL0401:B | TCP | 12.A1
HL0401:A+ | SC | TCP02AP | WHT | 20 | 12.A1 | HL0401:B+ | TCP | 12.A1
HL0402:A | SC | TCP03A | WHT | 20 | 12.B1 | HL0402:B | TCP | 12.B1
HL0402:A+ | SC | TCP03AP | WHT | 20 | 12.B1 | HL0402:B+ | TCP | 12.B1
HL0403:A | SC | TCP04A | WHT | 20 | 12.B1 | HL0403:B | TCP | 12.B1
HL0403:A+ | SC | TCP04AP | WHT | 20 | 12.B1 | HL0403:B+ | TCP | 12.B1
HL0404:A | SC | TCP05A | WHT | 20 | 12.C1 | HL0404:B | TCP | 12.C1
HL0404:A+ | SC | TCP05AP | WHT | 20 | 12.C1 | HL0404:B+ | TCP | 12.C1
HL0406:A | SC | TCP07A | WHT | 20 | 12.D1 | HL0406:B | TCP | 12.D1
HL0406:A+ | SC | TCP07AP | WHT | 20 | 12.D1 | HL0406:B+ | TCP | 12.D1
HL0407:A | SC | TCP08A | WHT | 20 | 12.A5 | HL0407:B | TCP | 12.A5
HL0407:A+ | SC | TCP08AP | WHT | 20 | 12.A5 | HL0407:B+ | TCP | 12.A5
HL0408:A | SC | TCP09A | WHT | 20 | 12.A5 | HL0408:B | TCP | 12.A5
HL0408:A+ | SC | TCP09AP | WHT | 20 | 12.A5 | HL0408:B+ | TCP | 12.A5
HL0409:A | SC | TCP10A | WHT | 20 | 12.B5 | HL0409:B | TCP | 12.B5
HL0409:A+ | SC | TCP10AP | WHT | 20 | 12.B5 | HL0409:B+ | TCP | 12.B5
HL0410:A | SC | 0V | WHT | 20 | 13.B5 | HL0410:B | TCP | 13.B5
HL0410:A+ | SC | TCP12AP | WHT | 20 | 13.B5 | XT0564:1 B1 | TCP | 13.B5
HL0410:A+ | SC | TCP12AP | WHT | 20 | 13.B5 | HL0410:B+ | TCP | 13.B5
HL0411:A | SC | TCP11A | WHT | 20 | 12.B5 | HL0411:B | TCP | 12.B5
HL0411:A+ | SC | TCP11AP | WHT | 20 | 12.B5 | HL0411:B+ | TCP | 12.B5
SB0404:NO | SC | TCP26NO | WHT | 20 | 13.A5 | XT0564:1 T1 | TCP | 13.B5
SH0400:A | SC | 0V1 | WHT | 20 | 13.B5 | SH0401:A | TCP | 13.C5
SH0400:A | SC | 0V1 | WHT | 20 | 13.B5 | SH0400:B | TCP | 13.B5
SH0400:A+ | SC | TCP13AP | WHT | 20 | 13.B5 | XT0564:2 B1 | TCP | 13.B5
SH0400:B+ | SC | TCP13BP | WHT | 20 | 13.B5 | XT0564:3 B1 | TCP | 13.B5
SH0401:A | SC | 0V1 | WHT | 20 | 13.C5 | SH0401:B | TCP | 13.C5
SH0401:A+ | SC | TCP14AP | WHT | 20 | 13.C5 | XT0564:5 B1 | TCP | 13.C5
SH0401:B+ | SC | TCP14BP | WHT | 20 | 13.C5 | XT0564:4 B1 | TCP | 13.C5
SH0404:A | SC | TCP19A | WHT | 20 | 14.B5 | SH0404:B | TCP | 14.B5
SH0404:A+ | SC | TCP19AP | WHT | 20 | 14.B5 | SH0404:B+ | TCP | 14.B5
SH0405:A | SC | TCP20A | WHT | 20 | 14.B5 | SH0405:B | TCP | 14.B5
SH0405:A+ | SC | TCP20AP | WHT | 20 | 14.B5 | SH0405:B+ | TCP | 14.B5
SH0406:A | SC | TCP21A | WHT | 20 | 14.C5 | SH0406:B | TCP | 14.C5
SH0406:A+ | SC | TCP21AP | WHT | 20 | 14.C5 | SH0406:B+ | TCP | 14.C5
SH0407:A | SC | TCP22A | WHT | 20 | 14.C5 | SH0407:B | TCP | 14.C5
SH0407:A+ | SC | TCP22AP | WHT | 20 | 14.C5 | SH0407:B+ | TCP | 14.C5
XT0564:1 T2 | SC | TCP26NO | WHT | 20 | 13.B5 | XT0564:2 T2 | TCP | 13.B5
XT0564:2 T1 | SC | TCP26NO | WHT | 20 | 13.B5 | XT0564:3 T1 | TCP | 13.B5
XT0564:3 T2 | SC | TCP26NO | WHT | 20 | 13.B5 | XT0564:4 T2 | TCP | 13.C5
XT0564:4 T1 | SC | TCP26NO | WHT | 20 | 13.C5 | XT0564:5 T1 | TCP | 13.C5
SB0400:21 | SC | TCP18B1 | WHT | 20 | 13.D5 | AF0081:37 | A PANEL | 13.D6
SB0400:22 | SC | TCP18B2 | WHT | 20 | 13.D5 | AF0081:05 | A PANEL | 13.D6
AU0200:GND | SC | AU0200G | GRN | 14 | 11.A3 | IEG0230:7 | B PANEL | 11.B2
GR0200: | SC | IEG02308 | GRN | 14 | 5.B4 | IEG0230:8 | B PANEL | 5.B4
AU0200:L1 | WC0020 | AU0180L2 | ENET | CABLE | 2.B4 | AU0180:L2 | BOP PANEL | 2.B3
AF0202:23 | WC5540 | HA0273P | BLK | 16 | 14.A3 | HA0273:(+) | CONTROL CONSOLE | 14.A1
AF0202:55 | WC5540 | HA0273N | WHT | 16 | 14.A3 | HA0273:(-) | CONTROL CONSOLE | 14.A1
AF0202:COM | SC | 0V1 | WHT | 14 | 11.A5 | XT0562:1 | PWR RAIL | 11.B2
AF0202:V+ | SC | FU0201 | WHT | 14 | 11.A5 | FU0201:LD | PWR RAIL | 11.B3
AU0200:COM | SC | 0V1 | WHT | 14 | 11.A3 | XT0562:1 | PWR RAIL | 11.B2
AU0200:V+ | SC | FU0200 | WHT | 14 | 11.A3 | FU0200:LD | PWR RAIL | 11.A3
HL0410:A | SC | 0V | WHT | 20 | 13.B5 | XT0563:4 | PWR RAIL | 13.B6
SA0401:1 | SC | KA0241A1 | WHT | 20 | 13.C5 | XT0563:5 | PWR RAIL | 13.C6
SA0401:2 | SC | FU0139 | WHT | 20 | 13.C5 | XT0563:6 | PWR RAIL | 13.C6
SB0400:11 | SC | ESTOPB | WHT | 20 | 13.D5 | XT0563:1 | PWR RAIL | 13.D6
SB0400:12 | SC | ESTOPA | WHT | 20 | 13.D5 | XT0563:2 | PWR RAIL | 13.D6
SH0400:B | SC | 0V1 | WHT | 20 | 13.B5 | XT0562:3 | PWR RAIL | 11.B2
XT0564:1 B2 | SC | KA023612 | WHT | 20 | 13.B5 | XT0563:3 | PWR RAIL | 13.B6
SolarTools ver. 24.0.84.24712 (Jul 31, 2025)
Report date: 4/9/2026 12:36 PM

## TERMINAL PANEL #1
TERMINAL PANEL #1
CONTROL CONSOLE
Project # | J0090
Project Name | NEPTUNE NL - L15
Revision | A.7
Controls DE | R.BARRAZA
Phone:
Controls ME | G.CATO
Phone:
From | [5 empty] | To
Device ID | Cable (W) Conductor (SC) Jumper Clip (JC) | Wire No. | Wire ID | Gauge/Size | Page/Zone | Device ID | Location | Page/Zone
GR0174: | SC | GR0174 | GRN/YEL | 14 | 5.B3 | FRAME | TERMINAL PANEL #1 | 5.B2
GR0175: | SC | GR0175 | GRN/YEL | 14 | 5.B3 | FRAME | TERMINAL PANEL #1 | 5.B3
XT9008:1 | SC | HA13002 | WHT | 20 | 78.A5 | AF0095:00 | A PANEL | 78.A7
XT9008:2 | SC | HA13001 | WHT | 20 | 78.A5 | AF0095:16 | A PANEL | 78.A7
XT9015:1 | SC | SV66701 | WHT | 20 | 83.A5 | AF0095:04 | A PANEL | 83.A6
XT9015:2 | SC | SV66702 | WHT | 20 | 83.A5 | AF0095:20 | A PANEL | 83.A6
XT9015:5 | WC4714 | PDT61801 | RED | 20 | 86.A5 | AF0086:38 | A PANEL | 86.A7
XT9015:6 | WC4714 | PDT61802 | BLK | 20 | 86.A5 | AF0086:06 | A PANEL | 86.A7
XT9015:7 | WC4714 | PDT6180S | SH | 20 | 86.A5 | AF0086:54 | A PANEL | 86.A7
XT9140:7 | SC | SV21001 | WHT | 20 | 51.B5 | KA0238:11 | B PANEL | 51.B5
XT9140:1 | SC | CC90141 | WHT | 20 | 97.A5 | AF0142:40 | BOP PANEL | 97.A7
XT9140:2 | SC | CC90142 | WHT | 20 | 97.A5 | AF0142:08 | BOP PANEL | 97.A7
XT9140:3 | SC | CC90151 | WHT | 20 | 97.A5 | AF0142:41 | BOP PANEL | 97.A7
XT9140:4 | SC | CC90152 | WHT | 20 | 97.B5 | AF0142:09 | BOP PANEL | 97.A7
XT9140:5 | SC | CCAT01701 | WHT | 20 | 97.B5 | AF0142:42 | BOP PANEL | 97.B7
XT9140:6 | SC | CCAT01702 | WHT | 20 | 97.B5 | AF0142:10 | BOP PANEL | 97.B7
XT9140:8 | SC | SV21002 | WHT | 20 | 51.B5 | AF0146:16 | BOP PANEL | 51.B6
XT9141:8 | SC | FSV-202B1 | WHT | 20 | 93.C5 | AF0146:02 | BOP PANEL | 93.B7
XT9141:9 | SC | FSV-202B2 | WHT | 20 | 93.C5 | AF0146:18 | BOP PANEL | 93.B7
XT9180:1 | SC | SB75141 | WHT | 20 | 97.C5 | KA7514:14 | BOP PANEL | 97.C5
XT9180:2 | SC | SB75142 | WHT | 20 | 97.C5 | KA7514:11 | BOP PANEL | 97.C5
XT9140:9 | WC8500 | CC75601 | RED | 20 | 29.A5 | AF0185:00 | BOP PANEL | 29.A7
XT9140:10 | WC8500 | CC75602 | BLK | 20 | 29.A5 | AF0185:16 | BOP PANEL | 29.A7
XT9140:11 | WC8500 | CC7560S | SH | 20 | 29.A5 | AF0185:48 | BOP PANEL | 29.A7
XT9015:3 | SC | ZS61P | WHT | 20 | 85.A6 | XT0170:13 | FIRE PANEL | 85.A6
XT9015:4 | SC | ZS61S | WHT | 20 | 85.A6 | XT0170:14 | FIRE PANEL | 85.A6
XT9120:4 | SC | XSV-15001 | WHT | 20 | 73.C5 | AF1201:00 | RIGHT SIDE | 73.C7
XT9120:5 | SC | XSV-15002 | WHT | 20 | 73.C5 | AF1201:16 | RIGHT SIDE | 73.C7
XT9120:6 | SC | XSV-15011 | WHT | 20 | 73.C5 | AF1201:12 | RIGHT SIDE | 73.C7
XT9120:7 | SC | XSV-15012 | WHT | 20 | 73.C5 | AF1201:28 | RIGHT SIDE | 73.C7
XT9240:10 | SC | FSV-201B1 | WHT | 20 | 92.C5 | AF0241:00 | RIGHT SIDE | 92.B7
XT9240:11 | SC | FSV-201B2 | WHT | 20 | 92.C5 | AF0241:16 | RIGHT SIDE | 92.B7
XT9120:8 | WC4422 | FT50031 | RED | 20 | 76.B5 | AF1208:32 | RIGHT SIDE | 76.B7
XT9120:9 | WC4422 | FT50032 | BLK | 20 | 76.B5 | AF1208:00 | RIGHT SIDE | 76.B7
XT9120:10 | WC4422 | FT5003S | SH | 20 | 76.B5 | AF1208:48 | RIGHT SIDE | 76.B7
XT9015:13 | WC4849 | UA1520P | RED | 20 | 39.A5 | AF0450:05 | VIB PANEL | 39.A6
XT9015:14 | WC4849 | UA1520OUT | WHT | 20 | 39.A5 | AF0450:06 | VIB PANEL | 39.A6
XT9015:15 | WC4849 | UA1520COM | BLK | 20 | 39.A5 | AF0450:08 | VIB PANEL | 39.A6
XT9015:16 | WC4849 | PE1520S | SH | 20 | 39.A5 | AF0450:23 | VIB PANEL | 39.A6
SolarTools ver. 24.0.84.24712 (Jul 31, 2025)
Report date: 4/9/2026 12:36 PM

## TERMINAL PANEL #2
TERMINAL PANEL #2
CONTROL CONSOLE
Project # | J0090
Project Name | NEPTUNE NL - L15
Revision | A.7
Controls DE | R.BARRAZA
Phone:
Controls ME | G.CATO
Phone:
From | [5 empty] | To
Device ID | Cable (W) Conductor (SC) Jumper Clip (JC) | Wire No. | Wire ID | Gauge/Size | Page/Zone | Device ID | Location | Page/Zone
GR0080: | SC | GR0080 | GRN/YEL | 14 | 5.B4 | FRAME | TERMINAL PANEL #2 | 5.B4
GR0081: | SC | GR0081 | GRN/YEL | 14 | 5.C3 | FRAME | TERMINAL PANEL #2 | 5.C3
KA0135:11 | SC | KM3150EN | RED | 16 | 59.A6 | XT9000AC:2 | TERMINAL PANEL #2 | 59.A5
KA0135:12 | SC | KM3150EP | RED | 16 | 59.A6 | XT9000AC:1 | TERMINAL PANEL #2 | 59.A5
KA3103:11 | SC | KM31303ENN | RED | 16 | 64.A5 | XT9000AC:4 | TERMINAL PANEL #2 | 64.A5
KA3103:14 | SC | KM31303ENP | RED | 16 | 64.A5 | XT9000AC:3 | TERMINAL PANEL #2 | 64.A5
KA6211:11 | SC | KM6211EN | RED | 16 | 89.A5 | XT9000AC:7 | TERMINAL PANEL #2 | 89.A5
KA6211:14 | SC | KM6211EP | RED | 16 | 89.A5 | XT9000AC:5 | TERMINAL PANEL #2 | 89.A5
KA6212:11 | SC | KM6212EN | RED | 16 | 90.A5 | XT9000AC:8 | TERMINAL PANEL #2 | 90.A5
KA6212:14 | SC | KM6212EP | RED | 16 | 90.A5 | XT9000AC:6 | TERMINAL PANEL #2 | 90.A5
XT9080:16 | SC | JP4 | VIO | 20 | 28.A5 | XT9080:15 | TERMINAL PANEL #2 | 28.A5
KA0135:A1 | SC | KA0135A1 | WHT | 20 | 17.D6 | KA0131:11 | A PANEL | 17.D4
KA0135:A1 | SC | KA0135A1 | WHT | 20 | 17.D6 | KA0144:A1 | A PANEL | 17.C6
KA0135:A2 | SC | 0V | WHT | 20 | 17.D6 | KA0136:A2 | A PANEL | 17.D6
KA0135:A2 | SC | 0V | WHT | 20 | 17.D6 | KA0144:A2 | A PANEL | 17.C6
KA3103:A1 | SC | 009208 | WHT | 20 | 64.A5 | AF0092:08 | A PANEL | 64.A7
KA3103:A2 | SC | 009224 | WHT | 20 | 64.A5 | AF0092:24 | A PANEL | 64.A7
KA6211:A2 | SC | 009320 | WHT | 20 | 89.A6 | AF0093:20 | A PANEL | 89.A7
KA6212:A2 | SC | 009329 | WHT | 20 | 90.A6 | AF0093:29 | A PANEL | 90.A7
XT9080:1 | SC | SA047523 | WHT | 20 | 26.A5 | AF0087:32 | A PANEL | 26.A7
XT9080:10 | SC | SB620024 | WHT | 20 | 27.D5 | AF0087:05 | A PANEL | 27.D7
XT9080:11 | SC | HL62001 | WHT | 20 | 27.D5 | AF0093:15 | A PANEL | 27.D7
XT9080:12 | SC | HL62002 | WHT | 20 | 27.D5 | AF0093:31 | A PANEL | 27.D7
XT9080:19 | SC | SB75121 | WHT | 20 | 28.D5 | AF0081:39 | A PANEL | 28.D7
XT9080:2 | SC | SA047524 | WHT | 20 | 26.A5 | AF0087:00 | A PANEL | 26.A7
XT9080:20 | SC | SB75122 | WHT | 20 | 28.D5 | AF0081:07 | A PANEL | 28.D7
XT9080:26 | SC | KA216014 | WHT | 20 | 30.A5 | KA2160:14 | A PANEL | 30.A5
XT9080:27 | SC | KA216011 | WHT | 20 | 30.A5 | KA2160:11 | A PANEL | 30.A5
XT9080:28 | SC | KA216114 | WHT | 20 | 30.B5 | KA2161:14 | A PANEL | 30.B5
XT9080:29 | SC | KA216111 | WHT | 20 | 30.B5 | KA2161:11 | A PANEL | 30.B5
XT9080:3 | SC | SA047513 | WHT | 20 | 26.A5 | AF0082:43 | A PANEL | 26.A7
XT9080:33 | SC | SV10001 | WHT | 20 | 41.C5 | AF0095:10 | A PANEL | 41.C7
XT9080:34 | SC | SV10002 | WHT | 20 | 41.C5 | AF0095:26 | A PANEL | 41.C7
XT9080:36 | SC | SV21202 | WHT | 20 | 47.A5 | AF0095:18 | A PANEL | 47.A7
XT9080:4 | SC | SA047514 | WHT | 20 | 26.B5 | AF0082:11 | A PANEL | 26.A7
XT9080:40 | SC | FU2108 | WHT | 14 | 50.C5 | FU2108:LD | A PANEL | 50.C6
XT9080:41 | SC | 0V | WHT | 14 | 50.C5 | XT0235:3 | A PANEL | 16.D4
XT9080:5 | SC | SB047221 | WHT | 20 | 26.B5 | AF0081:36 | A PANEL | 26.B7
XT9080:6 | SC | SB047222 | WHT | 20 | 26.B5 | AF0081:04 | A PANEL | 26.B7
XT9080:9 | SC | SB620023 | WHT | 20 | 27.D5 | AF0087:37 | A PANEL | 27.D7
XT9081:1 | SC | PS31701 | WHT | 20 | 60.A5 | AF0082:34 | A PANEL | 60.A7
XT9081:19 | SC | UJ2000OK1 | WHT | 20 | 4.B6 | AF0091:43 | A PANEL | 4.B6
XT9081:2 | SC | PS31702 | WHT | 20 | 60.A5 | AF0082:02 | A PANEL | 60.A7
XT9081:20 | SC | UJ2000OK2 | WHT | 20 | 4.B6 | AF0091:11 | A PANEL | 4.B6
XT9081:21 | SC | UJ2001OK1 | WHT | 20 | 4.C6 | AF0091:41 | A PANEL | 4.C6
XT9081:22 | SC | UJ2001OK2 | WHT | 20 | 4.C6 | AF0091:09 | A PANEL | 4.C6
XT9081:3 | SC | PS31501 | WHT | 20 | 60.B5 | AF0082:32 | A PANEL | 60.B7
XT9081:4 | SC | PS31502 | WHT | 20 | 60.B5 | AF0082:00 | A PANEL | 60.B7
XT9081:5 | SC | KM3170EP | WHT | 20 | 61.C5 | KA0138:11 | A PANEL | 61.C5
XT9081:6 | SC | 0V | WHT | 14 | 61.C5 | XT0136:12 | A PANEL | 61.C6
XT9081:13 | WC2310 | TE31031 | RED | 20 | 64.C5 | AF0083:46 | A PANEL | 64.C7
XT9081:14 | WC2310 | TE31032 | BLK | 20 | 64.C5 | AF0083:14 | A PANEL | 64.C7
XT9081:15 | WC2310 | TE3103S | SH | 20 | 64.C5 | AF0083:62 | A PANEL | 64.C7
XT9081:16 | WC2311 | TE3103A1 | RED | 20 | 64.C5 | AF0084:36 | A PANEL | 64.C7
XT9081:17 | WC2311 | TE3103A2 | BLK | 20 | 64.D5 | AF0084:04 | A PANEL | 64.C7
XT9081:18 | WC2311 | TE3103AS | SH | 20 | 64.D5 | AF0084:52 | A PANEL | 64.C7
XT9080:45 | WC4112 | PT32001 | RED | 20 | 58.C5 | AF0085:38 | A PANEL | 58.C7
XT9080:46 | WC4112 | PT32002 | BLK | 20 | 58.C5 | AF0085:06 | A PANEL | 58.C7
XT9080:47 | WC4112 | PT3200S | SH | 20 | 58.C5 | AF0085:54 | A PANEL | 58.C7
XT9017:6 | WC4191 | AT1420J33 | RED | 20 | 33.B5 | AF0085:00 | A PANEL | 33.A7
XT9017:7 | WC4191 | AT1420J34 | BLK | 20 | 33.B5 | AF0085:16 | A PANEL | 33.A7
XT9017:8 | WC4191 | AT1420S3 | SH | 20 | 33.B5 | AF0085:48 | A PANEL | 33.A7
XT9017:23 | WC4194 | AT1440J33 | RED | 20 | 34.B5 | AF0086:00 | A PANEL | 34.B7
XT9017:24 | WC4194 | AT1440J34 | BLK | 20 | 34.B5 | AF0086:16 | A PANEL | 34.B7
XT9017:25 | WC4194 | AT1440S3 | SH | 20 | 34.B5 | AF0086:48 | A PANEL | 34.B7
XT9017:20 | WC4195 | AT1440J35 | RED | 20 | 34.A5 | AF0085:14 | A PANEL | 34.A7
XT9017:21 | WC4195 | AT1440J36 | BLK | 20 | 34.A5 | AF0085:30 | A PANEL | 34.A7
XT9017:22 | WC4195 | AT1440S2 | SH | 20 | 34.A5 | AF0085:62 | A PANEL | 34.A7
XT9080:48 | WC4610 | HMT63101 | RED | 20 | 91.A5 | AF0084:38 | A PANEL | 91.A6
XT9080:49 | WC4610 | HMT63102 | BLK | 20 | 91.A5 | AF0084:06 | A PANEL | 91.A6
XT9080:50 | WC4610 | HMT6310S | SH | 20 | 91.A5 | AF0084:54 | A PANEL | 91.A6
XT9080:42 | WC4623 | PDT32401 | RED | 20 | 57.B5 | AF0085:44 | A PANEL | 57.B7
XT9080:43 | WC4623 | PDT32402 | BLK | 20 | 57.B5 | AF0085:12 | A PANEL | 57.B7
XT9080:44 | WC4623 | PDT3240S | SH | 20 | 57.B5 | AF0085:60 | A PANEL | 57.B7
XT9080:37 | WC4661 | FT21082 | WHT | 16 | 50.C5 | AF0086:12 | A PANEL | 50.C7
XT9080:38 | WC4661 | FT21083 | BLK | 16 | 50.C5 | AF0086:28 | A PANEL | 50.C7
XT9080:39 | WC4661 | FT2108S | SH | 16 | 50.C5 | AF0086:60 | A PANEL | 50.C7
XT9081:8 | WC4662 | PT31001 | RED | 20 | 63.A5 | AF0086:34 | A PANEL | 63.A7
XT9081:10 | WC4662 | PT31002 | BLK | 20 | 63.A5 | AF0086:02 | A PANEL | 63.A7
XT9081:12 | WC4662 | PT3100S | SH | 20 | 63.A5 | AF0086:50 | A PANEL | 63.A7
XT9080:30 | WC4720 | PDT11101 | RED | 20 | 38.C5 | AF0085:42 | A PANEL | 38.C7
XT9080:31 | WC4720 | PDT11102 | BLK | 20 | 38.C5 | AF0085:10 | A PANEL | 38.C7
XT9080:32 | WC4720 | PDT1110S | SH | 20 | 38.C5 | AF0085:58 | A PANEL | 38.C7
KA6211:A1 | SC | KA6211A1 | WHT | 20 | 89.A6 | KA0246:14 | B PANEL | 89.A6
KA6212:A1 | SC | KA6212A1 | WHT | 20 | 90.A6 | KA0247:14 | B PANEL | 90.A5
XT9017:1 | SC | LZ1020B | WHT | 14 | 32.A5 | KA1020:11 | B PANEL | 32.A5
XT9017:10 | SC | AT1420J29 | WHT | 20 | 33.B5 | AF0061:18 | B PANEL | 33.B7
XT9017:11 | SC | AT1420J26 | WHT | 20 | 33.C5 | AF0061:00 | B PANEL | 33.C7
XT9017:12 | SC | AT1420J27 | WHT | 20 | 33.C5 | AF0061:16 | B PANEL | 33.C7
XT9017:13 | SC | AT1420J37 | WHT | 20 | 33.C5 | AF0063:33 | B PANEL | 33.C7
XT9017:14 | SC | AT1420J38 | WHT | 20 | 33.C5 | AF0063:01 | B PANEL | 33.C7
XT9017:15 | SC | AT1420J39 | WHT | 20 | 33.D5 | AF0063:32 | B PANEL | 33.D7
XT9017:16 | SC | AT1420J40 | WHT | 20 | 33.D5 | AF0063:00 | B PANEL | 33.D7
XT9017:2 | SC | LZ1020A | WHT | 14 | 32.A5 | KA1020:21 | B PANEL | 32.A5
XT9017:26 | SC | AT1440J28 | WHT | 20 | 34.B5 | KA0234:11 | B PANEL | 34.B5
XT9017:27 | SC | AT1440J29 | WHT | 20 | 34.B5 | AF0061:30 | B PANEL | 34.B7
XT9017:28 | SC | AT1440J26 | WHT | 20 | 34.C5 | AF0061:12 | B PANEL | 34.C7
XT9017:29 | SC | AT1440J27 | WHT | 20 | 34.C5 | AF0061:28 | B PANEL | 34.C7
XT9017:30 | SC | AT1440J37 | WHT | 20 | 34.C5 | AF0063:39 | B PANEL | 34.C7
XT9017:31 | SC | AT1440J38 | WHT | 20 | 34.C5 | AF0063:07 | B PANEL | 34.C7
XT9017:32 | SC | AT1440J39 | WHT | 20 | 34.D5 | AF0063:38 | B PANEL | 34.D7
XT9017:33 | SC | AT1440J40 | WHT | 20 | 34.D5 | AF0063:06 | B PANEL | 34.D7
XT9017:34 | SC | PDS63101 | WHT | 20 | 35.B5 | AF0063:40 | B PANEL | 35.B7
XT9017:35 | SC | PDS63102 | WHT | 20 | 35.B5 | AF0063:08 | B PANEL | 35.B7
XT9017:36 | SC | PDS63111 | WHT | 20 | 35.C5 | AF0063:42 | B PANEL | 35.C7
XT9017:37 | SC | PDS63112 | WHT | 20 | 35.C5 | AF0063:10 | B PANEL | 35.C7
XT9017:9 | SC | AT1420J28 | WHT | 20 | 33.B5 | KA0233:11 | B PANEL | 33.B5
XT9080:21 | SC | ESTOPB | WHT | 20 | 28.D5 | XT0240:2 | B PANEL | 18.A3
XT9080:22 | SC | ESTOPC | WHT | 20 | 28.D5 | XT0240:1 | B PANEL | 18.A3
XT9080:35 | SC | SV21201 | WHT | 16 | 47.A5 | KA0235:21 | B PANEL | 47.A5
XT9080:7 | SC | ESTOPA | WHT | 20 | 26.B5 | XT0240:3 | B PANEL | 18.A3
XT9080:8 | SC | ESTOP | WHT | 20 | 26.C5 | XT0240:4 | B PANEL | 18.A3
XT9017:3 | WC4190 | AT1420J31 | RED | 20 | 33.A5 | AF0066:08 | B PANEL | 33.A7
XT9017:4 | WC4190 | AT1420J30 | BLK | 20 | 33.A5 | AF0066:24 | B PANEL | 33.A7
XT9017:5 | WC4190 | AT1420S1 | SH | 20 | 33.A5 | AF0066:56 | B PANEL | 33.A7
XT9017:17 | WC4193 | AT1440J31 | RED | 20 | 34.A5 | AF0066:10 | B PANEL | 34.A7
XT9017:18 | WC4193 | AT1440J30 | BLK | 20 | 34.A5 | AF0066:26 | B PANEL | 34.A7
XT9017:19 | WC4193 | AT1440S1 | SH | 20 | 34.A5 | AF0066:58 | B PANEL | 34.A7
XT9080:15 | SC | SB75111 | WHT | 20 | 28.A5 | AF0182:33 | BOP PANEL | 28.A7
XT9080:16 | SC | SB75112 | WHT | 20 | 28.A5 | AF0182:01 | BOP PANEL | 28.A7
SolarTools ver. 24.0.84.24712 (Jul 31, 2025)
Report date: 4/9/2026 12:36 PM

## TERMINAL PANEL #3
TERMINAL PANEL #3
CONTROL CONSOLE
Project # | J0090
Project Name | NEPTUNE NL - L15
Revision | A.7
Controls DE | R.BARRAZA
Phone:
Controls ME | G.CATO
Phone:
From | [5 empty] | To
Device ID | Cable (W) Conductor (SC) Jumper Clip (JC) | Wire No. | Wire ID | Gauge/Size | Page/Zone | Device ID | Location | Page/Zone
GR0060: | SC | GR0060 | GRN/YEL | 14 | 5.C3 | FRAME | TERMINAL PANEL #3 | 5.C2
GR0061: | SC | GR0061 | GRN/YEL | 14 | 5.C4 | FRAME | TERMINAL PANEL #3 | 5.C3
XT9004:10 | SC | 0V | WHT | 20 | 19.D5 | XT0235:4 | A PANEL | 19.D5
XT9004:6 | SC | UA1200J26 | WHT | 20 | 19.C5 | KA0130:A2 | A PANEL | 19.C5
XT9004:7 | SC | UA1200J27 | WHT | 20 | 19.D5 | AF0081:19 | A PANEL | 19.C7
XT9004:9 | SC | FU0212 | WHT | 16 | 19.D5 | XT0233:4 | A PANEL | 19.D5
XT9024:1 | SC | PDS62101 | WHT | 20 | 88.A5 | AF0082:45 | A PANEL | 88.A7
XT9024:2 | SC | PDS62102 | WHT | 20 | 88.A5 | AF0082:13 | A PANEL | 88.A7
IEG0010:1 | SC | IEG0230G | GRN | 8 | 5.B2 | IEG0230:0 | B PANEL | 5.B2
XT9004:17 | SC | FCE21307 | WHT | 16 | 43.B5 | KA0237:11 | B PANEL | 43.B5
XT9004:18 | SC | FCE21308 | WHT | 20 | 43.B5 | AF0076:16 | B PANEL | 43.B7
XT9004:19 | SC | FCE21309 | WHT | 20 | 43.B5 | AF0061:04 | B PANEL | 43.C7
XT9004:20 | SC | FCE213010 | WHT | 20 | 43.B5 | AF0061:20 | B PANEL | 43.C7
XT9004:21 | SC | FCE213011 | WHT | 20 | 43.C5 | AF0063:35 | B PANEL | 43.C7
XT9004:22 | SC | FCE213012 | WHT | 20 | 43.C5 | AF0063:03 | B PANEL | 43.C7
XT9004:23 | SC | FCE213013 | WHT | 20 | 43.C5 | AF0063:34 | B PANEL | 43.D7
XT9004:24 | SC | FCE213014 | WHT | 20 | 43.C5 | AF0063:02 | B PANEL | 43.D7
XT9004:4 | SC | UA1200J14 | WHT | 20 | 19.C5 | AF0076:11 | B PANEL | 19.C7
XT9004:5 | SC | UA1200J15 | WHT | 20 | 19.C5 | XT0237:1 B1 | B PANEL | 19.C5
XT9004:8 | SC | UA1200J21 | WHT | 20 | 19.D5 | XT0060:3 | B PANEL | 19.D5
XT9060:10 | SC | SV17102 | WHT | 20 | 40.C5 | AF0067:26 | B PANEL | 40.C7
XT9060:17 | SC | SV21241 | WHT | 16 | 47.B5 | KA0236:21 | B PANEL | 47.B5
XT9060:18 | SC | SV21242 | WHT | 20 | 47.C5 | AF0062:16 | B PANEL | 47.B7
XT9060:19 | SC | SV21211 | WHT | 20 | 47.C5 | AF0067:04 | B PANEL | 47.C7
XT9060:20 | SC | SV21212 | WHT | 20 | 47.C5 | AF0067:20 | B PANEL | 47.C7
XT9060:21 | SC | SV21501 | WHT | 20 | 47.D5 | AF0067:00 | B PANEL | 47.D7
XT9060:22 | SC | SV21502 | WHT | 20 | 47.D5 | AF0067:16 | B PANEL | 47.D7
XT9060:7 | SC | SV17201 | WHT | 20 | 40.C5 | AF0067:08 | B PANEL | 40.C7
XT9060:8 | SC | SV17202 | WHT | 20 | 40.C5 | AF0067:24 | B PANEL | 40.C7
XT9060:9 | SC | SV17101 | WHT | 20 | 40.C5 | AF0067:10 | B PANEL | 40.C7
XT9100:10 | SC | FCE214010 | WHT | 20 | 45.B5 | AF0061:24 | B PANEL | 45.C7
XT9100:11 | SC | FCE214011 | WHT | 20 | 45.C5 | AF0063:37 | B PANEL | 45.C7
XT9100:12 | SC | FCE214012 | WHT | 20 | 45.C5 | AF0063:05 | B PANEL | 45.C7
XT9100:13 | SC | FCE214013 | WHT | 20 | 45.C5 | AF0063:36 | B PANEL | 45.D7
XT9100:14 | SC | FCE214014 | WHT | 20 | 45.C5 | AF0063:04 | B PANEL | 45.D7
XT9100:7 | SC | FCE21407 | WHT | 20 | 45.B5 | KA0237:21 | B PANEL | 45.B5
XT9100:8 | SC | FCE21408 | WHT | 20 | 45.B5 | AF0076:17 | B PANEL | 45.B7
XT9100:9 | SC | FCE21409 | WHT | 20 | 45.B5 | AF0061:08 | B PANEL | 45.C7
XT9060:41 | WC4122 | PT21301 | RED | 20 | 44.C5 | AF0064:36 | B PANEL | 44.C7
XT9060:42 | WC4122 | PT21302 | BLK | 20 | 44.C5 | AF0064:04 | B PANEL | 44.C7
XT9060:43 | WC4122 | PT2130S | SH | 20 | 44.C5 | AF0064:52 | B PANEL | 44.C7
XT9060:44 | WC4123 | PT21311 | RED | 20 | 44.C5 | AF0075:36 | B PANEL | 44.C7
XT9060:45 | WC4123 | PT21312 | BLK | 20 | 44.C5 | AF0075:04 | B PANEL | 44.C7
XT9060:46 | WC4123 | PT2131S | SH | 20 | 44.D5 | AF0075:52 | B PANEL | 44.C7
XT9060:11 | WC4134 | PT21401 | RED | 20 | 46.D5 | AF0064:40 | B PANEL | 46.D7
XT9060:12 | WC4134 | PT21402 | BLK | 20 | 46.D5 | AF0064:08 | B PANEL | 46.D7
XT9060:13 | WC4134 | PT2140S | SH | 20 | 46.D5 | AF0064:56 | B PANEL | 46.D7
XT9060:14 | WC4135 | PT21413 | RED | 20 | 46.D5 | AF0075:32 | B PANEL | 46.D7
XT9060:15 | WC4135 | PT21412 | BLK | 20 | 46.D5 | AF0075:00 | B PANEL | 46.D7
XT9060:16 | WC4135 | PT2141S | SH | 20 | 46.D5 | AF0075:48 | B PANEL | 46.D7
XT9060:23 | WC4148 | PT21811 | RED | 20 | 48.C5 | AF0072:44 | B PANEL | 48.C7
XT9060:24 | WC4148 | PT21812 | BLK | 20 | 48.C5 | AF0072:12 | B PANEL | 48.C7
XT9060:25 | WC4148 | PT2181S | SH | 20 | 48.C5 | AF0072:60 | B PANEL | 48.C7
XT9100:1 | WC4187 | FCE21401 | RED | 20 | 45.A5 | AF0066:06 | B PANEL | 45.A7
XT9100:2 | WC4187 | FCE21402 | BLK | 20 | 45.A5 | AF0066:22 | B PANEL | 45.A7
XT9100:3 | WC4187 | FCE2140S1 | SH | 20 | 45.A5 | AF0066:54 | B PANEL | 45.A7
XT9100:4 | WC4188 | FCE21405 | RED | 20 | 45.A5 | AF0074:02 | B PANEL | 45.B7
XT9100:5 | WC4188 | FCE21406 | BLK | 20 | 45.B5 | AF0074:18 | B PANEL | 45.B7
XT9100:6 | WC4188 | FCE2140S2 | SH | 20 | 45.B5 | AF0074:50 | B PANEL | 45.B7
XT9060:1 | WC4220 | PT11201 | RED | 20 | 37.A5 | AF0065:32 | B PANEL | 37.A7
XT9060:2 | WC4220 | PT11202 | BLK | 20 | 37.A5 | AF0065:00 | B PANEL | 37.A7
XT9060:3 | WC4220 | PT1120S | SH | 20 | 37.A5 | AF0065:48 | B PANEL | 37.A7
XT9060:38 | WC4226 | PT21261 | RED | 20 | 44.B5 | AF0075:40 | B PANEL | 44.B7
XT9060:39 | WC4226 | PT21262 | BLK | 20 | 44.B5 | AF0075:08 | B PANEL | 44.B7
XT9060:40 | WC4226 | PT2126S | SH | 20 | 44.B5 | AF0075:56 | B PANEL | 44.B7
XT9060:29 | WC4256 | SE12601 | RED | 20 | 52.A5 | AF0071:04 | B PANEL | 52.A7
XT9060:30 | WC4256 | SE12602 | BLK | 20 | 52.A5 | AF0071:20 | B PANEL | 52.A7
XT9060:31 | WC4256 | SE1260S | SH | 20 | 52.A5 | AF0071:52 | B PANEL | 52.A7
XT9060:32 | WC4260 | SE12701 | RED | 20 | 52.B5 | AF0071:12 | B PANEL | 52.B7
XT9060:33 | WC4260 | SE12702 | BLK | 20 | 52.B5 | AF0071:28 | B PANEL | 52.B7
XT9060:34 | WC4260 | SE1270S | SH | 20 | 52.B5 | AF0071:60 | B PANEL | 52.B7
XT9060:26 | WC4317 | PT21201 | RED | 20 | 49.A5 | AF0072:40 | B PANEL | 49.A7
XT9060:27 | WC4317 | PT21202 | BLK | 20 | 49.A5 | AF0072:08 | B PANEL | 49.A7
XT9060:28 | WC4317 | PT2120S | SH | 20 | 49.A5 | AF0072:56 | B PANEL | 49.A7
XT9060:35 | WC4321 | PT21211 | RED | 20 | 44.A5 | AF0064:32 | B PANEL | 44.A7
XT9060:36 | WC4321 | PT21212 | BLK | 20 | 44.A5 | AF0064:00 | B PANEL | 44.A7
XT9060:37 | WC4321 | PT2121S | SH | 20 | 44.A5 | AF0064:48 | B PANEL | 44.A7
XT9004:11 | WC4681 | FCE21301 | RED | 20 | 43.A5 | AF0066:04 | B PANEL | 43.A7
XT9004:12 | WC4681 | FCE21302 | BLK | 20 | 43.A5 | AF0066:20 | B PANEL | 43.A7
XT9004:13 | WC4681 | FCE2130S1 | SH | 20 | 43.A5 | AF0066:52 | B PANEL | 43.A7
XT9004:14 | WC4682 | FCE21305 | RED | 20 | 43.A5 | AF0074:00 | B PANEL | 43.B7
XT9004:15 | WC4682 | FCE21306 | BLK | 20 | 43.B5 | AF0074:16 | B PANEL | 43.B7
XT9004:16 | WC4682 | FCE2130S2 | SH | 20 | 43.B5 | AF0074:48 | B PANEL | 43.B7
XT9004:1 | WC4724 | UA1200J13 | RED | 20 | 19.B5 | AF0065:12 | B PANEL | 19.B7
XT9004:2 | WC4724 | UA1200J11 | BLK | 20 | 19.B5 | AF0065:28 | B PANEL | 19.B7
XT9004:3 | WC4724 | UA1200S | SH | 20 | 19.B5 | AF0065:60 | B PANEL | 19.B7
XT9024:5 | WC4800 | IT6211P | RED | 20 | 89.B5 | AF0072:32 | B PANEL | 89.B6
XT9024:7 | WC4800 | IT6211N | BLK | 20 | 89.B5 | AF0072:00 | B PANEL | 89.B6
XT9024:9 | WC4800 | IT6211S | SH | 20 | 89.B5 | AF0072:48 | B PANEL | 89.B6
XT9024:6 | WC4802 | IT6212P | RED | 20 | 90.B5 | AF0065:36 | B PANEL | 90.B6
XT9024:8 | WC4802 | IT6212N | BLK | 20 | 90.B5 | AF0065:04 | B PANEL | 90.B6
XT9024:10 | WC4802 | IT6212S | SH | 20 | 90.B5 | AF0065:52 | B PANEL | 90.B6
XT9060:4 | WC4901 | PDT15001 | RED | 20 | 37.D5 | AF0075:44 | B PANEL | 37.D7
XT9060:5 | WC4901 | PDT15002 | BLK | 20 | 37.D5 | AF0075:12 | B PANEL | 37.D7
XT9060:6 | WC4901 | PDT1500S | SH | 20 | 37.D5 | AF0075:60 | B PANEL | 37.D7
IEG0010:3 | SC | IEG0257G | GRN | 8 | 5.B2 | IEG0257:0 | BOP PANEL | 5.B2
IEG0010:5 | SC | IEG0130G | GRN | 8 | 5.C2 | IEG0130:0 | RIGHT SIDE | 5.C2
IEG0010:6 | SC | IEG0250G | GRN | 8 | 5.C2 | IEG0250:0 | RIGHT SIDE | 5.C2
SolarTools ver. 24.0.84.24712 (Jul 31, 2025)
Report date: 4/9/2026 12:36 PM

## VIB PANEL
VIB PANEL
CONTROL CONSOLE
Project # | J0090
Project Name | NEPTUNE NL - L15
Revision | A.7
Controls DE | R.BARRAZA
Phone:
Controls ME | G.CATO
Phone:
From | [5 empty] | To
Device ID | Cable (W) Conductor (SC) Jumper Clip (JC) | Wire No. | Wire ID | Gauge/Size | Page/Zone | Device ID | Location | Page/Zone
AF0400:12 | SC | XT04001 | GRN | 16 | 20.B6 | XT0400:1 | VIB PANEL | 20.C6
AF0410:54 | SC | AF0410N | WHT | 16 | 20.B5 | AF0420:53 | VIB PANEL | 20.B5
AF0410:56 | SC | AF0410P | WHT | 16 | 20.B5 | AF0420:55 | VIB PANEL | 20.B5
AF0410:57 | SC | XT04001 | GRN | 16 | 20.B5 | XT0400:1 | VIB PANEL | 20.C6
AF0420:32 | SC | XT04001 | GRN | 16 | 20.B5 | XT0400:1 | VIB PANEL | 20.C6
AF0420:54 | SC | AF0420N | WHT | 16 | 20.B5 | AF0430:53 | VIB PANEL | 20.B4
AF0420:56 | SC | AF0420P | WHT | 16 | 20.B5 | AF0430:55 | VIB PANEL | 20.B4
AF0430:32 | SC | XT04002 | GRN | 16 | 20.B4 | XT0400:2 | VIB PANEL | 20.C3
AF0430:54 | SC | AF0430N | WHT | 16 | 20.B4 | AF0450:53 | VIB PANEL | 20.B3
AF0430:56 | SC | AF0430P | WHT | 16 | 20.B4 | AF0450:55 | VIB PANEL | 20.B3
AF0450:32 | SC | XT04002 | GRN | 16 | 20.B3 | XT0400:2 | VIB PANEL | 20.C3
AF0410:L2 | WC0041 | AF0410L2 | ENET | CABLE | 2.A2 | AF0420:L1 | VIB PANEL | 2.A3
AF0420:L2 | WC0042 | AF0420L2 | ENET | CABLE | 2.A3 | AF0430:L1 | VIB PANEL | 2.A4
AF0430:L2 | WC0043 | AF0430L2 | ENET | CABLE | 2.A4 | AF0450:L1 | VIB PANEL | 2.A5
AF0400:LBUS | WC8040 | AF0410RBUS | BUS | CABLE | 20.B6 | AF0410:RBUS | VIB PANEL | 20.B5
AF0410:LBUS | WC8041 | AF0420RBUS | BUS | CABLE | 20.B5 | AF0420:RBUS | VIB PANEL | 20.B5
AF0420:LBUS | WC8042 | AF0430RBUS | BUS | CABLE | 20.B5 | AF0430:RBUS | VIB PANEL | 20.B4
AF0430:LBUS | WC8043 | AF0450RBUS | BUS | CABLE | 20.B4 | AF0450:RBUS | VIB PANEL | 20.B3
AF0410:L1 | WC0006 | AU0060L2 | ENET | CABLE | 2.A2 | AU0060:L2 | B PANEL | 2.A6
AF0410:53 | SC | 0V | WHT | 16 | 20.B5 | XT0110:2 | LOW VIB DOOR PANEL | 20.A5
AF0410:55 | SC | FU0113 | WHT | 16 | 20.B5 | FU0113:LD | LOW VIB DOOR PANEL | 20.A4
AF0450:L2 | WC0045 | AF0450L2 | ENET | CABLE | 2.A5 | AU0240:L1 | RIGHT SIDE | 2.B4
AF0430:02 | WC1337 | UAI12417 | RED | 20 | 55.B6 | UAI1241:7 | RIGHT SIDE | 55.B5
AF0430:04 | WC1337 | UAI12418 | BLK | 20 | 55.B6 | UAI1241:8 | RIGHT SIDE | 55.B5
AF0430:19 | WC1337 | UAI1241S | SH | 20 | 55.B6 | FLOATING | RIGHT SIDE | 55.B6
AF0430:06 | WC1338 | UAI12407 | RED | 20 | 55.B6 | UAI1240:7 | RIGHT SIDE | 55.B5
AF0430:08 | WC1338 | UAI12408 | BLK | 20 | 55.B6 | UAI1240:8 | RIGHT SIDE | 55.B5
AF0430:23 | WC1338 | UAI1240S | SH | 20 | 55.B6 | FLOATING | RIGHT SIDE | 55.B6
AF0430:10 | WC1339 | UAI12517 | RED | 20 | 55.C6 | UAI1251:7 | RIGHT SIDE | 55.C5
AF0430:12 | WC1339 | UAI12518 | BLK | 20 | 55.C6 | UAI1251:8 | RIGHT SIDE | 55.C5
AF0430:27 | WC1339 | UAI1251S | SH | 20 | 55.C6 | FLOATING | RIGHT SIDE | 55.C6
AF0430:14 | WC1340 | UAI12507 | RED | 20 | 55.C6 | UAI1250:7 | RIGHT SIDE | 55.C5
AF0430:16 | WC1340 | UAI12508 | BLK | 20 | 55.C6 | UAI1250:8 | RIGHT SIDE | 55.C5
AF0430:31 | WC1340 | UAI1250S | SH | 20 | 55.C6 | FLOATING | RIGHT SIDE | 55.C6
AF0400:02 | WC1428 | UAI12637 | RED | 20 | 54.A6 | UAI1263:7 | RIGHT SIDE | 54.A5
AF0400:03 | WC1428 | UAI12638 | BLK | 20 | 54.A6 | UAI1263:8 | RIGHT SIDE | 54.A5
AF0400:07 | WC1428 | UAI1263S | SH | 20 | 54.A6 | FLOATING | RIGHT SIDE | 54.A6
AF0410:02 | WC1429 | UAI12117 | RED | 20 | 54.B6 | UAI1211:7 | RIGHT SIDE | 54.B5
AF0410:04 | WC1429 | UAI12118 | BLK | 20 | 54.B6 | UAI1211:8 | RIGHT SIDE | 54.B5
AF0410:19 | WC1429 | UAI1211S | SH | 20 | 54.B6 | FLOATING | RIGHT SIDE | 54.B6
AF0410:06 | WC1430 | UAI12107 | RED | 20 | 54.B6 | UAI1210:7 | RIGHT SIDE | 54.B5
AF0410:08 | WC1430 | UAI12108 | BLK | 20 | 54.B6 | UAI1210:8 | RIGHT SIDE | 54.B5
AF0410:23 | WC1430 | UAI1210S | SH | 20 | 54.B6 | FLOATING | RIGHT SIDE | 54.B6
AF0410:10 | WC1431 | UAI12217 | RED | 20 | 54.C6 | UAI1221:7 | RIGHT SIDE | 54.C5
AF0410:12 | WC1431 | UAI12218 | BLK | 20 | 54.C6 | UAI1221:8 | RIGHT SIDE | 54.C5
AF0410:27 | WC1431 | UAI1221S | SH | 20 | 54.C6 | FLOATING | RIGHT SIDE | 54.C6
AF0410:14 | WC1432 | UAI12207 | RED | 20 | 54.C6 | UAI1220:7 | RIGHT SIDE | 54.C5
AF0410:16 | WC1432 | UAI12208 | BLK | 20 | 54.C6 | UAI1220:8 | RIGHT SIDE | 54.C5
AF0410:31 | WC1432 | UAI1220S | SH | 20 | 54.C6 | FLOATING | RIGHT SIDE | 54.C6
AF0420:02 | WC1433 | UAI12317 | RED | 20 | 54.C6 | UAI1231:7 | RIGHT SIDE | 54.C5
AF0420:04 | WC1433 | UAI12318 | BLK | 20 | 54.C6 | UAI1231:8 | RIGHT SIDE | 54.C5
AF0420:19 | WC1433 | UAI1231S | SH | 20 | 54.C6 | FLOATING | RIGHT SIDE | 54.D6
AF0420:06 | WC1434 | UAI12307 | RED | 20 | 54.D6 | UAI1230:7 | RIGHT SIDE | 54.D5
AF0420:08 | WC1434 | UAI12308 | BLK | 20 | 54.D6 | UAI1230:8 | RIGHT SIDE | 54.D5
AF0420:23 | WC1434 | UAI1230S | SH | 20 | 54.D6 | FLOATING | RIGHT SIDE | 54.D6
AF0400:04 | WC1436 | UAI12737 | RED | 20 | 55.A6 | UAI1273:7 | RIGHT SIDE | 55.A5
AF0400:05 | WC1436 | UAI12738 | BLK | 20 | 55.A6 | UAI1273:8 | RIGHT SIDE | 55.A5
AF0400:06 | WC1436 | UAI1273S | SH | 20 | 55.A6 | FLOATING | RIGHT SIDE | 55.A6
AF0450:05 | WC4849 | UA1520P | RED | 20 | 39.A6 | XT9015:13 | TERMINAL PANEL #1 | 39.A5
AF0450:06 | WC4849 | UA1520OUT | WHT | 20 | 39.A6 | XT9015:14 | TERMINAL PANEL #1 | 39.A5
AF0450:08 | WC4849 | UA1520COM | BLK | 20 | 39.A6 | XT9015:15 | TERMINAL PANEL #1 | 39.A5
AF0450:23 | WC4849 | PE1520S | SH | 20 | 39.A6 | XT9015:16 | TERMINAL PANEL #1 | 39.A5
SolarTools ver. 24.0.84.24712 (Jul 31, 2025)
Report date: 4/9/2026 12:36 PM

## Panel Errors
Panel Errors
Project # | J0090
Project Name | NEPTUNE NL - L15
Revision | A.7
Controls DE | R.BARRAZA
Phone:
Controls ME | G.CATO
Phone:
From | [6 empty] | To
Device ID | Location | Cable (W) Conductor (SC) Jumper Clip (JC) | Wire ID | Wire No. | Gauge/Size | Page/Zone | Device ID | Location | Page/Zone
GR0062: | PANEL | SC | GRN/YEL | GR0062 | 14 | 5.C4 | FRAME | PANEL | 5.C4
GR0082: | PANEL | SC | GRN/YEL | GR0082 | 14 | 5.C4 | FRAME | PANEL | 5.C4
GR0176: | PANEL | SC | GRN/YEL | GR0176 | 14 | 5.C3 | FRAME | PANEL | 5.C2
GR0278: | PANEL | SC | GRN/YEL | GR0278 | 14 | 5.D3 | FRAME | PANEL | 5.D2
GR0279: | PANEL | SC | GRN/YEL | GR0279 | 14 | 5.D4 | FRAME | PANEL | 5.D3
GR0400: | PANEL | SC | GRN/YEL | GR0400 | 14 | 5.C5 | FRAME | PANEL | 5.C5
GR1110: | PANEL | SC | GRN/YEL | GR1110 | 14 | 5.B4 | FRAME | PANEL | 5.B4
GR1111: | PANEL | SC | GRN/YEL | GR1111 | 14 | 5.B2 | FRAME | PANEL | 5.B2
SolarTools ver. 24.0.84.24712 (Jul 31, 2025)
Report date: 4/9/2026 12:36 PM

## Cable Part Numbers
Cable Part Numbers |  |  | SolarTools ver. 24.0.84.24712 (Jul 31, 2025)
Project # | J0090
Report date: 4/9/2026 12:38 PM
Project Name | NEPTUNE NL - L15
Revision | A.7
Controls DE | R.BARRAZA
Phone:
Controls ME | G.CATO
Phone:
Device ID |  | Part Number |  | Description
WC0001 |  | 1302073-36 |  | CABLE, ETHERNET - 36 INCHES
WC0003 |  | 1302073-36 |  | CABLE, ETHERNET - 36 INCHES
WC0006 |  | 1302073-36 |  | CABLE, ETHERNET - 36 INCHES
WC0007 |  | 1302073-36 |  | CABLE, ETHERNET - 36 INCHES
WC0008 |  | 1302073-36 |  | CABLE, ETHERNET - 36 INCHES
WC0009 |  | 1302073-36 |  | CABLE, ETHERNET - 36 INCHES
WC0012 |  | 1302073-36 |  | CABLE, ETHERNET - 36 INCHES
WC0014 |  | 1302073-36 |  | CABLE, ETHERNET - 36 INCHES
WC0020 |  | 1302073-36 |  | CABLE, ETHERNET - 36 INCHES
WC0024 |  | 1302073-36 |  | CABLE, ETHERNET - 36 INCHES
WC0041 |  | 1302073-36 |  | CABLE, ETHERNET - 36 INCHES
WC0042 |  | 1302073-36 |  | CABLE, ETHERNET - 36 INCHES
WC0043 |  | 1302073-36 |  | CABLE, ETHERNET - 36 INCHES
WC0045 |  | 1302073-36 |  | CABLE, ETHERNET - 36 INCHES
WC0051 |  | 1302073-36 |  | CABLE, ETHERNET - 36 INCHES
WC0052 |  | 1302073-36 |  | CABLE, ETHERNET - 36 INCHES
WC0190 |  | 1302073-36 |  | CABLE, ETHERNET - 36 INCHES
WC0680 |  | 1302073-36 |  | CABLE
WC1337 |  | 1022941-12 |  | TPE, 1 PAIR TWISTED SHIELDED
WC1338 |  | 1022941-12 |  | TPE, 1 PAIR TWISTED SHIELDED
WC1339 |  | 1022941-12 |  | TPE, 1 PAIR TWISTED SHIELDED
WC1340 |  | 1022941-12 |  | TPE, 1 PAIR TWISTED SHIELDED
WC1428 |  | 1022941-12 |  | TPE, 1 PAIR TWISTED SHIELDED
WC1429 |  | 1022941-12 |  | TPE, 1 PAIR TWISTED SHIELDED
WC1430 |  | 1022941-12 |  | TPE, 1 PAIR TWISTED SHIELDED
WC1431 |  | 1022941-12 |  | TPE, 1 PAIR TWISTED SHIELDED
WC1432 |  | 1022941-12 |  | TPE, 1 PAIR TWISTED SHIELDED
WC1433 |  | 1022941-12 |  | TPE, 1 PAIR TWISTED SHIELDED
WC1434 |  | 1022941-12 |  | TPE, 1 PAIR TWISTED SHIELDED
WC1436 |  | 1022941-12 |  | TPE, 1 PAIR TWISTED SHIELDED
WC1453 |  | 1022941-12 |  | TPE, 1 PAIR TWISTED SHIELDED
WC1454 |  | 1022941-12 |  | TPE, 1 PAIR TWISTED SHIELDED
WC1455 |  | 1022941-12 |  | TPE, 1 PAIR TWISTED SHIELDED
WC1456 |  | 1022941-12 |  | TPE, 1 PAIR TWISTED SHIELDED
WC1457 |  | 1022941-12 |  | TPE, 1 PAIR TWISTED SHIELDED
WC1458 |  | 1022941-12 |  | TPE, 1 PAIR TWISTED SHIELDED
WC2024 |  | 1022941-12 |  | TPE, 1 PAIR TWISTED SHIELDED
WC2101 |  | 1022941-12 |  | TPE, 1 PAIR TWISTED SHIELDED
WC2108 |  | 1022941-12 |  | TPE, 1 PAIR TWISTED SHIELDED
WC2129 |  | 1022941-13 |  | TPE, 1 TRIAD TWISTED SHIELDED
WC2162 |  | 1022941-13 |  | TPE, 1 TRIAD TWISTED SHIELDED
WC2200 |  | 1022941-13 |  | TPE, 1 TRIAD TWISTED SHIELDED
WC2201 |  | 1022941-12 |  | TPE, 1 PAIR TWISTED SHIELDED
WC2226 |  | 1022941-13 |  | TPE, 1 TRIAD TWISTED SHIELDED
WC2227 |  | 1022941-13 |  | TPE, 1 TRIAD TWISTED SHIELDED
WC2228 |  | 1022941-13 |  | TPE, 1 TRIAD TWISTED SHIELDED
WC2256 |  | 1022941-13 |  | TPE, 1 TRIAD TWISTED SHIELDED
WC2257 |  | 1022941-13 |  | TPE, 1 TRIAD TWISTED SHIELDED
WC2280 |  | 1022941-13 |  | TPE, 1 TRIAD TWISTED SHIELDED
WC2301 |  | 1022941-12 |  | TPE, 1 PAIR TWISTED SHIELDED
WC2310 |  | 1022941-12 |  | TPE, 1 PAIR TWISTED SHIELDED
WC2311 |  | 1022941-12 |  | TPE, 1 PAIR TWISTED SHIELDED
WC2354 |  | 1022941-13 |  | TPE, 1 TRIAD TWISTED SHIELDED
WC2355 |  | 1022941-13 |  | TPE, 1 TRIAD TWISTED SHIELDED
WC2401 |  | 1022941-12 |  | TPE, 1 PAIR TWISTED SHIELDED
WC2450 |  | 1022941-13 |  | TPE, 1 TRIAD TWISTED SHIELDED
WC2451 |  | 1022941-13 |  | TPE, 1 TRIAD TWISTED SHIELDED
WC2452 |  | 1022941-13 |  | TPE, 1 TRIAD TWISTED SHIELDED
WC2453 |  | 1022941-13 |  | TPE, 1 TRIAD TWISTED SHIELDED
WC2454 |  | 1022941-13 |  | TPE, 1 TRIAD TWISTED SHIELDED
WC2455 |  | 1022941-13 |  | TPE, 1 TRIAD TWISTED SHIELDED
WC2456 |  | 1022941-13 |  | TPE, 1 TRIAD TWISTED SHIELDED
WC2457 |  | 1022941-13 |  | TPE, 1 TRIAD TWISTED SHIELDED
WC2501 |  | 1022941-12 |  | TPE, 1 PAIR TWISTED SHIELDED
WC2601 |  | 1022941-12 |  | TPE, 1 PAIR TWISTED SHIELDED
WC4029 |  | 1022941-12 |  | TPE, 1 PAIR TWISTED SHIELDED
WC4068 |  | 1022941-12 |  | TPE, 1 PAIR TWISTED SHIELDED
WC4112 |  | 1022941-12 |  | TPE, 1 PAIR TWISTED SHIELDED
WC4122 |  | 1022941-12 |  | TPE, 1 PAIR TWISTED SHIELDED
WC4123 |  | 1022941-12 |  | TPE, 1 PAIR TWISTED SHIELDED
WC4133 |  | 1022941-12 |  | TPE, 1 PAIR TWISTED SHIELDED
WC4134 |  | 1022941-12 |  | TPE, 1 PAIR TWISTED SHIELDED
WC4135 |  | 1022941-12 |  | TPE, 1 PAIR TWISTED SHIELDED
WC4136 |  | 1022941-12 |  | TPE, 1 PAIR TWISTED SHIELDED
WC4138 |  | 1022941-12 |  | TPE, 1 PAIR TWISTED SHIELDED
WC4148 |  | 1022941-12 |  | TPE, 1 PAIR TWISTED SHIELDED
WC4153 |  | 1022941-12 |  | TPE, 1 PAIR TWISTED SHIELDED
WC4154 |  | 1022941-12 |  | TPE, 1 PAIR TWISTED SHIELDED
WC4155 |  | 1022941-12 |  | TPE, 1 PAIR TWISTED SHIELDED
WC4187 |  | 1022941-12 |  | TPE, 1 PAIR TWISTED SHIELDED
WC4188 |  | 1022941-12 |  | TPE, 1 PAIR TWISTED SHIELDED
WC4190 |  | 1022941-12 |  | TPE, 1 PAIR TWISTED SHIELDED
WC4191 |  | 1022941-12 |  | TPE, 1 PAIR TWISTED SHIELDED
WC4193 |  | 1022941-12 |  | TPE, 1 PAIR TWISTED SHIELDED
WC4194 |  | 1022941-12 |  | TPE, 1 PAIR TWISTED SHIELDED
WC4195 |  | 1022941-12 |  | TPE, 1 PAIR TWISTED SHIELDED
WC4220 |  | 1022941-12 |  | TPE, 1 PAIR TWISTED SHIELDED
WC4226 |  | 1022941-12 |  | TPE, 1 PAIR TWISTED SHIELDED
WC4256 |  | 1022941-12 |  | TPE, 1 PAIR TWISTED SHIELDED
WC4260 |  | 1022941-12 |  | TPE, 1 PAIR TWISTED SHIELDED
WC4268 |  | 1022941-12 |  | TPE, 1 PAIR TWISTED SHIELDED
WC4269 |  | 1022941-12 |  | TPE, 1 PAIR TWISTED SHIELDED
WC4317 |  | 1022941-12 |  | TPE, 1 PAIR TWISTED SHIELDED
WC4321 |  | 1022941-12 |  | TPE, 1 PAIR TWISTED SHIELDED
WC4420 |  | 1022941-12 |  | TPE, 1 PAIR TWISTED SHIELDED
WC4421 |  | 1022941-12 |  | TPE, 1 PAIR TWISTED SHIELDED
WC4422 |  | 1022941-12 |  | TPE, 1 PAIR TWISTED SHIELDED
WC4524 |  | 1022941-12 |  | TPE, 1 PAIR TWISTED SHIELDED
WC4610 |  | 1022941-12 |  | TPE, 1 PAIR TWISTED SHIELDED
WC4623 |  | 1022941-12 |  | TPE, 1 PAIR TWISTED SHIELDED
WC4639 |  | 1022941-12 |  | TPE, 1 PAIR TWISTED SHIELDED
WC4640 |  | 1022941-12 |  | TPE, 1 PAIR TWISTED SHIELDED
WC4641 |  | 1022941-12 |  | TPE, 1 PAIR TWISTED SHIELDED
WC4642 |  | 1022941-12 |  | TPE, 1 PAIR TWISTED SHIELDED
WC4660 |  | 1022941-12 |  | TPE, 1 PAIR TWISTED SHIELDED
WC4661 |  | 1022941-22 |  | TPE, 1 PAIR TWISTED SHIELDED
WC4662 |  | 1022941-12 |  | TPE, 1 PAIR TWISTED SHIELDED
WC4681 |  | 1022941-12 |  | TPE, 1 PAIR TWISTED SHIELDED
WC4682 |  | 1022941-12 |  | TPE, 1 PAIR TWISTED SHIELDED
WC4714 |  | 1022941-12 |  | TPE, 1 PAIR TWISTED SHIELDED
WC4720 |  | 1022941-12 |  | TPE, 1 PAIR TWISTED SHIELDED
WC4724 |  | 1022941-12 |  | TPE, 1 PAIR TWISTED SHIELDED
WC4754 |  | 1022941-12 |  | TPE, 1 PAIR TWISTED SHIELDED
WC4800 |  | 1022941-12 |  | TPE, 1 PAIR TWISTED SHIELDED
WC4802 |  | 1022941-12 |  | TPE, 1 PAIR TWISTED SHIELDED
WC4849 |  | 1022941-13 |  | TPE, 1 TRIAD TWISTED SHIELDED
WC4901 |  | 1022941-12 |  | TPE, 1 PAIR TWISTED SHIELDED
WC5540 |  | PART OF 1113568-200 |  | CABLE, 2 CONDUCTOR TRIMMED SHIELD PART OF HORN
WC6309 |  | 1022941-12 |  | TPE, 1 PAIR TWISTED SHIELDED
WC7410 |  | 1022941-12 |  | TPE, 1 PAIR TWISTED SHIELDED
WC7510 |  | 1022941-12 |  | TPE, 1 PAIR TWISTED SHIELDED
WC7541 |  | 1022941-12 |  | TPE, 1 PAIR TWISTED SHIELDED
WC7632 |  | 1022941-12 |  | TPE, 1 PAIR TWISTED SHIELDED
WC7800 |  | 1022941-12 |  | TPE, 1 PAIR TWISTED SHIELDED
WC7801 |  | 1022941-12 |  | TPE, 1 PAIR TWISTED SHIELDED
WC7811 |  | 1022941-12 |  | TPE, 1 PAIR TWISTED SHIELDED
WC7812 |  | 1022941-12 |  | TPE, 1 PAIR TWISTED SHIELDED
WC7815 |  | 1022941-12 |  | TPE, 1 PAIR TWISTED SHIELDED
WC7822 |  | 1022941-12 |  | TPE, 1 PAIR TWISTED SHIELDED
WC7824 |  | 1022941-12 |  | TPE, 1 PAIR TWISTED SHIELDED
WC7831 |  | 1022941-12 |  | TPE, 1 PAIR TWISTED SHIELDED
WC7832 |  | 1022941-12 |  | TPE, 1 PAIR TWISTED SHIELDED
WC7951 |  | 1022941-12 |  | TPE, 1 PAIR TWISTED SHIELDED
WC7952 |  | 1022941-12 |  | TPE, 1 PAIR TWISTED SHIELDED
WC7953 |  | 1022941-12 |  | TPE, 1 PAIR TWISTED SHIELDED
WC8040 |  | 1322418-90 |  | CABLE, SYTSTEM FUNCTION
WC8041 |  | 1322418-90 |  | CABLE, SUPPLIED BY OTHERS
WC8042 |  | 1322418-90 |  | CABLE, SUPPLIED BY OTHERS
WC8043 |  | 1322418-90 |  | CABLE, SUPPLIED BY OTHERS
WC8051 |  | 1322418-90 |  | CABLE, SYTSTEM FUNCTION
WC8500 |  | 1022941-12 |  | TPE, 1 PAIR TWISTED SHIELDED
WC8058 |  | 2684693-54 |  | CABLE, 16 DISCRETE INPUT

## Part Number List
Part Number List |  | SolarTools ver. 24.0.84.24712 (Jul 31, 2025)
Project # | J0090
Report date: 4/9/2026 12:38 PM
Project Name | NEPTUNE NL - L15
Revision | A.7
Controls DE | R.BARRAZA
Phone:
Controls ME | G.CATO
Phone:
Device ID | Part Number | Description | Location
AF0081 | 2684693-18,2684693-28 | 5094-IB16SXT, 16 DISCRETE INPUT, S | A PANEL
AF0082 | 2684693-17,2684693-23 | 5094-IB16XT, 16 DISCRETE INPUT | A PANEL
AF0083 | 2684693-19,2684693-33 | 5094-IY8XT, 8 ANALOG INPUT,TC/RTD/I&V | A PANEL
AF0084 | 2684693-19,2684693-33 | 5094-IY8XT, 8 ANALOG INPUT,TC/RTD/I&V | A PANEL
AF0085 | 2684693-18,2684693-56 | 5094-IF8IHXT, 8 ANALOG INPUT, ISOLATED | A PANEL
AF0086 | 2684693-18,2684693-56 | 5094-IF8IHXT, 8 ANALOG INPUT, ISOLATED | A PANEL
AF0087 | 2684693-17,2684693-23 | 5094-IB16XT, 16 DISCRETE INPUT | A PANEL
AF0088 | 2684693-18,2684693-56 | 5094-IF8IHXT, 8 ANALOG INPUT, ISOLATED | A PANEL
AF0091 | 2684693-17,2684693-23 | 5094-IB16XT, 16 DISCRETE INPUT | A PANEL
AF0092 | 2684693-17,2684693-24 | 5094-OB16XT, 16 DISCRETE OUTPUT | A PANEL
AF0093 | 2684693-17,2684693-24 | 5094-OB16XT, 16 DISCRETE OUTPUT | A PANEL
AF0094 | 2684693-19,2684693-33 | 5094-IY8XT, 8 ANALOG INPUT,TC/RTD/I&V | A PANEL
AF0095 | 2684693-17,2684693-25 | 5094-OB8XT, 8 DISCRETE OUTPUT | A PANEL
AF0096 | 2684693-21,2684693-36 | 5094-IRT8SXT, 8 RTD/TC ANALOG INPUT, S | A PANEL
AU0080 | 2684693-22 | 5094-AENTRXT, FLEX 5000 I/O | A PANEL
AU0090 | 2684693-22 | 5094-AENTRXT, FLEX 5000 I/O | A PANEL
FU0010 | 1043265-1,1043265-4 | FUSE, 5A | A PANEL
FU0080 | 1043265-1,1043265-5 | FUSE, 10A | A PANEL
FU0081 | 1043265-1,1043265-5 | FUSE, 10A | A PANEL
FU0082 | 1043265-1,1043265-5 | FUSE, 10A | A PANEL
FU0090 | 1043265-1,1043265-5 | FUSE, 10A | A PANEL
FU0091 | 1043265-1,1043265-5 | FUSE, 10A | A PANEL
FU0092 | 1043265-1,1043265-5 | FUSE, 10A | A PANEL
FU0093 | 1043265-1,1043265-5 | FUSE, 10A | A PANEL
FU0136 | 1043265-1,1043265-9 | FUSE, 30A | A PANEL
FU0137 | 1043265-1,1043265-7 | FUSE, 20A | A PANEL
FU0139 | 1043265-1,1043265-4 | FUSE, 5A | A PANEL
FU0210 | 1043265-1,1043265-7 | FUSE, 20A | A PANEL
FU0211 | 1043265-1,1043265-4 | FUSE, 5A | A PANEL
FU0212 | 1043265-1,1043265-3 | FUSE, 2A | A PANEL
FU2108 | 1043265-1,1043265-4 | FUSE, 5A | A PANEL
GR0131 | 903849C1 | RAIL GROUND, DIN RAIL GROUNDING | A PANEL
GR0132 | 903849C1 | RAIL GROUND, DIN RAIL GROUNDING | A PANEL
GR0133 | 903849C1 | RAIL GROUND, DIN RAIL GROUNDING | A PANEL
GR0134 | 903849C1 | RAIL GROUND, DIN RAIL GROUNDING | A PANEL
KA0130 | 1061979-1 | RELAY, LOWSPEED/OPEN PROBE SETPOINT | A PANEL
KA0131 | 1061979-1 | RELAY, CONTROLLER ACTIVE | A PANEL
KA0132 | 1061979-1 | RELAY, CONTROLLER ACTIVE | A PANEL
KA0133 | 1061979-1 | RELAY, POST LUBE NOT REQUIRED | A PANEL
KA0134 | 1061979-1 | RELAY, BACKUP COMMAND OFF | A PANEL
KA0136 | 1061979-1 | RELAY, LUBE OIL HEADER^PRESSURE HIGH | A PANEL
KA0137 | 1061979-1 | RELAY, LUBE PUMP INHIBIT | A PANEL
KA0138 | 1061979-1 | RELAY, BACKUP LUBE OIL PUMP OFF | A PANEL
KA0141 | 1061979-1 | RELAY, CONTROLLER ACTIVE | A PANEL
KA0144 | 1061979-1 | RELAY, AC PRE/POST PUMP DRIVE | A PANEL
KA2160 | 1061979-1 | RELAY, SPARE | A PANEL
KA2161 | 1061979-1 | RELAY, SPARE | A PANEL
KT0140 | 2651077-1 | TIMER RELAY, BACKUP PUMP POST LUBE OFF CYCLE | A PANEL
KT0141 | 2651077-1 | TIMER RELAY, BACKUP POST LUBE CONTINUOUS | A PANEL
KT0142 | 2651077-1 | TIMER RELAY, TOTAL POST LUBE | A PANEL
KT0143 | 2651077-1 | TIMER RELAY, BACKUP PUMP POST LUBE ON CYCLE | A PANEL
KT0144 | 2651077-1 | TIMER RELAY, HEADER PRESSURE HIGH BACKUP PUMP OFF | A PANEL
KT0145 | 2651077-1 | TIMER RELAY, FIRE DETECTED ROLLDOWN LUBE | A PANEL
KT0146 | 2651077-3 | TIMER RELAY, WATCHDOG | A PANEL
QS0011 | 1126803 | CIRCUIT BREAKER, DOUBLE POLE - RAIL MOUNTABLE | A PANEL
RR0851 | 981090C1 | RESISTOR, 3.01K OHM | A PANEL
RR0852 | 981089C1 | RESISTOR, 1.0K OHM | A PANEL
UJ0131 | 1286570-1 | POWER CONVERTER, AC/DC INPUT TO 28V DC OUTPUT | A PANEL
XT0080 | 1066730-7,1066730-8,1067996-4 | TERMINAL BLOCK, SPRING, 4 CONDUCTOR,30-12 AWG (0.05-3.31 MM2),NON-IS | A PANEL
XT0085 | 1066730-7,1066730-8,1067996-4 | TERMINAL BLOCK, SPRING, 4 CONDUCTOR,30-12 AWG (0.05-3.31 MM2),NON-IS | A PANEL
XT0090 | 1066730-7,1066730-8,1067996-4 | TERMINAL BLOCK, SPRING, 4 CONDUCTOR,30-12 AWG (0.05-3.31 MM2),NON-IS | A PANEL
XT0134 | 1066730-16,1066730-17,1066730-18 | TERMINAL STRIP, 2 CONDUCTOR | A PANEL
XT0135 | 1066730-7,1066730-8,1067996-4 | TERMINAL BLOCK, SPRING, 4 CONDUCTOR,30-12 AWG (0.05-3.31 MM2),NON-IS | A PANEL
XT0136 | 1066730-7,1066730-8,1067996-4 | TERMINAL BLOCK, SPRING, 4 CONDUCTOR,30-12 AWG (0.05-3.31 MM2),NON-IS | A PANEL
XT0138 | 1066730-16,1066730-17,1066730-18 | TERMINAL STRIP, 2 CONDUCTOR | A PANEL
XT0139 | 1066730-7,1066730-8,1067996-4 | TERMINAL BLOCK, SPRING, 4 CONDUCTOR,30-12 AWG (0.05-3.31 MM2),NON-IS | A PANEL
XT0233 | 1066730-7,1066730-8,1067996-4 | TERMINAL BLOCK, SPRING, 4 CONDUCTOR,30-12 AWG (0.05-3.31 MM2),NON-IS | A PANEL
XT0235 | 1066730-7,1066730-8,1067996-4 | TERMINAL BLOCK, SPRING, 4 CONDUCTOR,30-12 AWG (0.05-3.31 MM2),NON-IS | A PANEL
XT9085 | 1066730-16 | TERMINAL STRIP, 2 CONDUCTOR | A PANEL
AF0061 | 2684693-17,2684693-25 | 5094-OB8XT, 8 DISCRETE OUTPUT | B PANEL
AF0062 | 2684693-17,2684693-25 | 5094-OB8XT, 8 DISCRETE OUTPUT | B PANEL
AF0063 | 2684693-17,2684693-23 | 5094-IB16XT, 16 DISCRETE INPUT | B PANEL
AF0064 | 2684693-18,2684693-30 | 5094-IF4IHSXT, 4 ANALOG INPUT, S | B PANEL
AF0065 | 2684693-18,2684693-30 | 5094-IF4IHSXT, 4 ANALOG INPUT, S | B PANEL
AF0066 | 2684693-18,2684693-27 | 5094-OF8IHXT, 8 ANALOG OUTPUT, ISOLATED | B PANEL
AF0067 | 2684693-17,2684693-25 | 5094-OB8XT, 8 DISCRETE OUTPUT | B PANEL
AF0068 | 2684693-21,2684693-36 | 5094-IRT8SXT, 8 RTD/TC ANALOG INPUT, S | B PANEL
AF0071 | 2684693-18,2684693-32 | 5094-IJ2ISXT, 2 FAST COUNTER INPUT, S | B PANEL
AF0072 | 2684693-18,2684693-30 | 5094-IF4IHSXT, 4 ANALOG INPUT, S | B PANEL
AF0073 | 2684693-21,2684693-36 | 5094-IRT8SXT, 8 RTD/TC ANALOG INPUT, S | B PANEL
AF0074 | 2684693-18,2684693-56 | 5094-IF8IHXT, 8 ANALOG INPUT, ISOLATED | B PANEL
AF0075 | 2684693-18,2684693-30 | 5094-IF4IHSXT, 4 ANALOG INPUT, S | B PANEL
AF0076 | 2684693-18,2684693-55 | 5094-OB16SXT, 16 DISCRETE OUTPUT, S | B PANEL
AF0077 | 2684693-19,2684693-33 | 5094-IY8XT, 8 ANALOG INPUT,TC/RTD/I&V | B PANEL
AU0060 | 2684693-22 | 5094-AENTRXT, FLEX 5000 I/O | B PANEL
AU0070 | 2684693-22 | 5094-AENTRXT, FLEX 5000 I/O | B PANEL
FU0060 | 1043265-1,1043265-5 | FUSE, 10A | B PANEL
FU0061 | 1043265-1,1043265-5 | FUSE, 10A | B PANEL
FU0062 | 1043265-1,1043265-5 | FUSE, 10A | B PANEL
FU0063 | 1043265-1,1043265-5 | FUSE, 10A | B PANEL
FU0070 | 1043265-1,1043265-5 | FUSE, 10A | B PANEL
FU0071 | 1043265-1,1043265-5 | FUSE, 10A | B PANEL
GR0231 | 903842C1 | RAIL LUG, DINRAIL GROUNDING | B PANEL
GR0232 | 903842C1 | RAIL LUG, DINRAIL GROUNDING | B PANEL
GR0233 | 903842C1 | RAIL LUG, DINRAIL GROUNDING | B PANEL
IEG0230 | 232941-300 | BUS BAR, PANEL B - INSTRUMENT EARTH GROUNDING | B PANEL
KA0221 | 1061979-1 | RELAY, PRIMARY GAS FUEL^SHUTOFF VALVE | B PANEL
KA0222 | 1061979-1 | RELAY, SECONDARY GAS FUEL^ SHUTOFF VALVE | B PANEL
KA0231 | 1061979-1 | RELAY, CONTROLLER ACTIVE | B PANEL
KA0232 | 1061979-1 | RELAY, CONTROLLER ACTIVE | B PANEL
KA0233 | 1061979-1 | RELAY, CONTROLLER ACTIVE | B PANEL
KA0234 | 1061979-1 | RELAY, CONTROLLER ACTIVE | B PANEL
KA0235 | 1061979-1 | RELAY, NO EMERGENCY ^SHUTDOWN SUMMARY | B PANEL
KA0236 | 1061979-1 | RELAY, NO EMERGENCY ^SHUTDOWN SUMMARY | B PANEL
KA0237 | 1061979-1 | RELAY, NO EMERGENCY^ SHUTDOWN SUMMARY | B PANEL
KA0238 | 1061979-1 | RELAY, NO EMERGENCY SHUTDOWN SUMMARY | B PANEL
KA0239 | 1061979-1 | RELAY, NO EMERGENCY SHUTDOWN SUMMARY | B PANEL
KA0240 | 1061979-1 | RELAY, NO EMERGENCY SHUTDOWN SUMMARY | B PANEL
KA0241 | 1061979-1 | RELAY, BACKUP SYSTEM RESET | B PANEL
KA0242 | 1061979-1 | RELAY, BACKUP SYSTEM RESET | B PANEL
KA0243 | 1061979-1 | RELAY, NO FIRE DETECTED | B PANEL
KA0244 | 1061979-1 | RELAY, NO FIRE DETECTED | B PANEL
KA0245 | 1061979-1 | RELAY, NO GAS DETECTED | B PANEL
KA0246 | 1061979-1 | RELAY, NO FIRE DETECTED | B PANEL
KA0247 | 1061979-1 | RELAY, NO FIRE DETECTED | B PANEL
KA0248 | 1061979-1 | RELAY, NO EMERGENCY SHUTDOWN SUMMARY | B PANEL
KA0249 | 1061979-1 | RELAY, NO GAS DETECTED | B PANEL
KA0250 | 1061979-1 | RELAY, NO EMERGENCY SHUTDOWN SUMMARY | B PANEL
KA1020 | 1061979-1 | RELAY, IGNITION START | B PANEL
PC0470 | 2271605-1 | TIMER/COUNTER, ENGINE HOUR / START COUNTER | B PANEL
XT0060 | 1066730-7,1066730-8,1067996-4 | TERMINAL BLOCK, SPRING, 4 CONDUCTOR,30-12 AWG (0.05-3.31 MM2),NON-IS | B PANEL
XT0070 | 1066730-7,1066730-8,1067996-4 | TERMINAL BLOCK, SPRING, 4 CONDUCTOR,30-12 AWG (0.05-3.31 MM2),NON-IS | B PANEL
XT0237 | 1066730-9 | DIODE TERMINAL STRIP, 4 CONDUCTOR | B PANEL
XT0240 | 1066730-7,1066730-8,1067996-4 | TERMINAL BLOCK, SPRING, 4 CONDUCTOR,30-12 AWG (0.05-3.31 MM2),NON-IS | B PANEL
AF0141 | 2684693-17,2684693-24 | 5094-OB16XT, 16 DISCRETE OUTPUT | BOP PANEL
AF0142 | 2684693-17,2684693-23 | 5094-IB16XT, 16 DISCRETE INPUT | BOP PANEL
AF0143 | 2684693-18,2684693-56 | 5094-IF8IHXT, 8 ANALOG INPUT, ISOLATED | BOP PANEL
AF0144 | 2684693-18,2684693-27 | 5094-OF8IHXT, 8 ANALOG OUTPUT, ISOLATED | BOP PANEL
AF0145 | 2684693-19,2684693-33 | 5094-IY8XT, 8 ANALOG INPUT,TC/RTD/I&V | BOP PANEL
AF0146 | 2684693-17,2684693-25 | 5094-OB8XT, 8 DISCRETE OUTPUT | BOP PANEL
AF0181 | 2684693-17,2684693-25 | 5094-OB8XT, 8 DISCRETE OUTPUT | BOP PANEL
AF0182 | 2684693-17,2684693-23 | 5094-IB16XT, 16 DISCRETE INPUT | BOP PANEL
AF0183 | 2684693-18,2684693-28 | 5094-IB16SXT, 16 DISCRETE INPUT, S | BOP PANEL
AF0184 | 2684693-18,2684693-30 | 5094-IF4IHSXT, 4 ANALOG INPUT, S | BOP PANEL
AF0185 | 2684693-18,2684693-56 | 5094-IF8IHXT, 8 ANALOG INPUT, ISOLATED | BOP PANEL
AU0140 | 2684693-22 | 5094-AENTRXT, FLEX 5000 I/O | BOP PANEL
AU0180 | 2684693-22 | 5094-AENTRXT, FLEX 5000 I/O | BOP PANEL
FU0140 | 1043265-1,1043265-5 | FUSE, 10A | BOP PANEL
FU0141 | 1043265-1,1043265-5 | FUSE, 10A | BOP PANEL
FU0142 | 1043265-1,1043265-5 | FUSE, 10A | BOP PANEL
FU0143 | 1043265-1,1043265-5 | FUSE, 10A | BOP PANEL
FU0180 | 1043265-1,1043265-5 | FUSE, 10A | BOP PANEL
FU0181 | 1043265-1,1043265-5 | FUSE, 10A | BOP PANEL
FU0184 | 1043265-1,1043265-5 | FUSE, 10A | BOP PANEL
FU0570 | 1043265-1,1043265-7 | FUSE, 20A | BOP PANEL
GR0140 | 903842C1 | RAIL LUG, DINRAIL GROUNDING | BOP PANEL
GR0180 | 903842C1 | RAIL LUG, DINRAIL GROUNDING | BOP PANEL
GR0257 | 903842C1 | RAIL LUG, DINRAIL GROUNDING | BOP PANEL
IEG0257 | 232941-200 | BUS BAR, BOP - INSTRUMENT EARTH GROUNDING | BOP PANEL
KA0531 | 1061979-1 | RELAY, NO EMERGENCY SHUTDOWN SUMMARY | BOP PANEL
KA0532 | 1061979-1 | RELAY, NO EMERGENCY SHUTDOWN SUMMARY | BOP PANEL
KA0533 | 1061979-1 | RELAY, NO EMERGENCY SHUTDOWN SUMMARY | BOP PANEL
KA0534 | 1061979-1 | RELAY, NO EMERGENCY SHUTDOWN SUMMARY | BOP PANEL
KA0535 | 1061979-1 | RELAY, CONTROLLER ACTIVE | BOP PANEL
KA0536 | 1061979-1 | RELAY, CONTROLLER ACTIVE | BOP PANEL
KA0537 | 1061979-1 | RELAY, NO EMERGENCY SHUTDOWN SUMMARY | BOP PANEL
KA7514 | 1061979-1 | RELAY, RESET | BOP PANEL
KA9000 | 1061979-1 | RELAY, DEPRESSURZED FAST STOP TO ESD | BOP PANEL
KA9001 | 1061979-1 | RELAY, PRESSURIZED STOP TO ESD | BOP PANEL
KA9002 | 1061979-1 | RELAY, PRESSURIZATION PERMISSIVE^TO DCS | BOP PANEL
KA9003 | 1061979-1 | RELAY, AUTO/MAN TO DCS | BOP PANEL
KA9004 | 1061979-1 | RELAY, START/RUN TO DCS | BOP PANEL
KA9005 | 1061979-1 | RELAY, PRESSURIZED STOP TO DCS | BOP PANEL
KA9006 | 1061979-1 | RELAY, DRY CONTACT NO.7 | BOP PANEL
KA9007 | 1061979-1 | RELAY, DRY CONTACT NO.8 | BOP PANEL
KA9008 | 1061979-1 | RELAY, DRY CONTACT NO.9 | BOP PANEL
KA9009 | 1061979-1 | RELAY, DRY CONTACT NO.10 | BOP PANEL
KA9012 | 1061979-1 | RELAY, ENCLOSURE DOOR SWITCHES^HENGSTLER-BV462-1026 | BOP PANEL
XT0140 | 1066730-7,1066730-8,1067996-4 | TERMINAL BLOCK, SPRING, 4 CONDUCTOR,30-12 AWG (0.05-3.31 MM2),NON-IS | BOP PANEL
XT0180 | 1066730-7,1066730-8,1067996-4 | TERMINAL BLOCK, SPRING, 4 CONDUCTOR,30-12 AWG (0.05-3.31 MM2),NON-IS | BOP PANEL
XT0570 | 1066730-16,1066730-17,1067996-4 | TERMINAL STRIP, 2 CONDUCTOR | BOP PANEL
GR8042 | 903842C1 | RAIL LUG, DINRAIL GROUNDING | BUOS BOX
UA1200 | 1053834-16 | SIGNAL CONVERTER, BACKUP OVERSPEED | BUOS BOX
XT8042 | 1066730-7,1066730-8,1067996-4 | TERMINAL BLOCK, SPRING, 4 CONDUCTOR,30-12 AWG (0.05-3.31 MM2),NON-IS | BUOS BOX
AT0190 | 1577354-5100 | WORKSTATION, PANEL COMPUTER, TT4000 | CONSOLE DOORS
AT0190K | 1068334 | KEYBOARD, TYPING INTERFACE | CONSOLE DOORS
EL0273 | 1022899 | LIGHT, LED, WHITE | CONTROL CONSOLE
HA0273 | 1113568-200 | HORN, AUDIBLE ALARM | CONTROL CONSOLE
ZS0273 | 1113474-1 | LIMIT SWITCH, CONSOLE DOOR OPEN | CONTROL CONSOLE
GR1100 | 903849C1 | RAIL GROUND, DIN RAIL GROUNDING | FIRE PANEL
GR1132 | 903849C1 | RAIL GROUND, DIN RAIL GROUNDING | FIRE PANEL
KA0176 | 1061979-1 | RELAY, VENTILATION REQUIRED | FIRE PANEL
KA0177 | 1061979-1 | RELAY, VENTILATION REQUIRED | FIRE PANEL
XT0170 | 1066730-68,1066730-7,1066730-8 | TERMINAL BLOCK, SPRING, 4 CONDUCTOR,30-12 AWG (0.05-3.31 MM2),NON-IS | FIRE PANEL
XT0171 | 1066730-7,1067996-11 | TERMINAL BLOCK, SPRING, 4 CONDUCTOR,30-12 AWG (0.05-3.31 MM2),NON-IS | FIRE PANEL
VD0175A | 1066738-10 | DIODE, 15 pF | JB10
VD0175D | 1066738-10 | DIODE, 15 pF | JB10
VD0175I | 1066738-10 | DIODE, 15 pF | JB10
XT2812 | DRIVER COMMON | TERMINAL STRIP, SYSTEM FUNCTION (USE) | JB12
FU1421 | 1115729-2,1115889-1 | FUSE, 30A | JB200
FU1441 | 1115729-2,1115889-1 | FUSE, 30A | JB200
FU2000 | 1043265-1,1043265-6 | FUSE, 15A | JB200
FU2001 | 1043265-1,1043265-6 | FUSE, 15A | JB200
GR1421 | 903842C1 | RAIL LUG, DINRAIL GROUNDING | JB200
GR1422 | 903842C1 | RAIL LUG, DINRAIL GROUNDING | JB200
UJ2000 | 1286570-1 | POWER CONVERTER, AC/DC INPUT TO 28V DC OUTPUT | JB200
UJ2001 | 1286570-1 | POWER CONVERTER, AC/DC INPUT TO 28V DC OUTPUT | JB200
XT1424 | 1066730-16,1066730-17,1066730-18 | TERMINAL STRIP, 2 CONDUCTOR | JB200
XT1444 | 1066730-16,1066730-17,1066730-18 | TERMINAL STRIP, 2 CONDUCTOR | JB200
XT2000 | 1066730-7 | TERMINAL BLOCK, SPRING, 4 CONDUCTOR,30-12 AWG (0.05-3.31 MM2),NON-IS | JB200
XT2821 | DRIVER COMMON | TERMINAL STRIP, SYSTEM FUNCTION (USE) | JB212
XT0400 | 1066730-1,1066730-2,1067996-4 | TERMINAL STRIP, 4 CONDUCTOR | JB70
XT2809 | DRIVER COMMON | TERMINAL STRIP, SYSTEM FUNCTION (USE) | JB9
AF0510 | 1322418-11,1322418-20,1322418-70,1322418-71 | 1444-DYN04-01RA, 4-CH VIBRATION INPUT^DYNAMIX 1444 VIBRATION | LOW VIB DOOR PANEL
AF0520 | 1322418-11,1322418-20,1322418-70,1322418-71 | 1444-DYN04-01RA, 4-CH VIBRATION INPUT^DYNAMIX 1444 VIBRATION | LOW VIB DOOR PANEL
FU0110 | 1043265-1,1043265-7 | FUSE, 20A | LOW VIB DOOR PANEL
FU0113 | 1043265-4 | FUSE, 5A | LOW VIB DOOR PANEL
FU0130 | 1043265-1,1043265-7 | FUSE, 20A | LOW VIB DOOR PANEL
FU0131 | 1043265-1,1043265-4 | FUSE, 5A | LOW VIB DOOR PANEL
GR0500 | 903842C1 | RAIL LUG, DINRAIL GROUNDING | LOW VIB DOOR PANEL
KA0120 | 1061979-1 | RELAY, CONTROLLER ACTIVE | LOW VIB DOOR PANEL
XT0110 | 1066730-7,1066730-8,1067996-4 | TERMINAL BLOCK, SPRING, 4 CONDUCTOR,30-12 AWG (0.05-3.31 MM2),NON-IS | LOW VIB DOOR PANEL
XT0130 | 1066730-7,1066730-8,1067996-4 | RAIL LUG, DINRAIL GROUNDING | LOW VIB DOOR PANEL
XT0500 | 1066730-1,1066730-2,1067996-4 | TERMINAL STRIP, 4 CONDUCTOR | LOW VIB DOOR PANEL
XT0520 | 1066730-16,1066730-17,1066730-18 | TERMINAL STRIP, 2 CONDUCTOR | LOW VIB DOOR PANEL
BUOMS1 | REFERENCE |  | PANEL
BUOSM | REFERENCE |  | PANEL
CC-AHS598A | CUSTOMER DEFINED | CUSTOMER CONNECTION, FIRE HORN | PANEL
CC-DS398-10 | CUSTOMER DEFINED | CUSTOMER CONNECTION, FIRE SYSTEM AUTO LAMP | PANEL
CC-DS398-11 | CUSTOMER DEFINED | CUSTOMER CONNECTION, FIRE SYSTEM INHIBIT LAMP | PANEL
CC-DS398-12 | CUSTOMER DEFINED | CUSTOMER CONNECTION, FIRE SYSTEM DISCHARGED LAMP | PANEL
CC-DS598A | CUSTOMER DEFINED | CUSTOMER CONNECTION, FWD STROBE | PANEL
CC-DS598B | CUSTOMER DEFINED | CUSTOMER CONNECTION, AFT STROBE | PANEL
CC-S398-13 | CUSTOMER DEFINED | CUSTOMER CONNECTION, FIRE SYSTEM AUTO/INHIBIT | PANEL
CC-S398-14 | CUSTOMER DEFINED | CUSTOMER CONNECTION, FIRE SYSTEM MANUAL RELEASE | PANEL
CC-S398-31 | CUSTOMER DEFINED | CUSTOMER CONNECTION, THERMAL DETECTORS #1 | PANEL
CC-TX399-1 | CUSTOMER DEFINED | CUSTOMER CONNECTION, GAS DETECTOR #1 | PANEL
CC-TX399-2 | CUSTOMER DEFINED | CUSTOMER CONNECTION, GAS DETECTOR #2 | PANEL
CC-Z398-50A | CUSTOMER DEFINED | CUSTOMER CONNECTION, UV SENSORS POWER | PANEL
CC-Z398-50B | CUSTOMER DEFINED | CUSTOMER CONNECTION, UV FIRE SIGNAL | PANEL
CC-Z398-51A | CUSTOMER DEFINED | CUSTOMER CONNECTION, UV FIRE SIGNAL | PANEL
GR0062 | 903842C1 | RAIL LUG, DINRAIL GROUNDING | PANEL
GR0082 | 903842C1 | RAIL LUG, DINRAIL GROUNDING | PANEL
GR0176 | 903842C1 | RAIL LUG, DINRAIL GROUNDING | PANEL
GR0278 | 903849C1 | RAIL GROUND, DIN RAIL GROUNDING | PANEL
GR0279 | 903849C1 | RAIL GROUND, DIN RAIL GROUNDING | PANEL
GR0400 | 903849C1 | RAIL GROUND, DIN RAIL GROUNDING | PANEL
GR1110 | 903849C1 | RAIL GROUND, DIN RAIL GROUNDING | PANEL
GR1111 | 903849C1 | RAIL GROUND, DIN RAIL GROUNDING | PANEL
SB7511 | CUSTOMER DEFINED | PUSHBUTTON SWITCH, NORMAL STOP (CUSTOMER) | PANEL
SB7512 | CUSTOMER DEFINED | PUSHBUTTON SWITCH, EMERGENCY STOP (CUSTOMER) | PANEL
VD6211 | 1066738-10 | DIODE, 15 pF | PANEL
VD6212 | 1066738-10 | DIODE, 15 pF | PANEL
AP0601 | 1089241-20 | MODULE, BLANK FILLER | PLC PANEL
AP0602 | 1089241-40 | 1756-EN2TRXT, ETHERNET | PLC PANEL
AP0603 | 1089241-40 | 1756-EN2TRXT, ETHERNET | PLC PANEL
AP0604 | 1089241-15 | MVI 56-MNETXT, ETHERNET/MODBUS | PLC PANEL
AP0605 | 1089241-40 | 1756-EN2TRXT, ETHERNET | PLC PANEL
AP0606 | 1089241-20 | MODULE, BLANK FILLER | PLC PANEL
AP0607 | 1089241-20 | MODULE, BLANK FILLER | PLC PANEL
AP0608 | 1089241-20 | MODULE, BLANK FILLER | PLC PANEL
AP0609 | 1089241-40 | 1756-EN2TRXT, ETHERNET | PLC PANEL
AR0600 | 1089241-42 | RACK CHASSIS, 1756-A10XT (10 SLOT) | PLC PANEL
AT0600 | 1089241-43 | 1756-L83EXTS, CONTROLLER^GUARDLOGIX | PLC PANEL
GR0470 | 903849C1 | RAIL GROUND, DIN RAIL GROUNDING | PLC PANEL
UV0600 | 1089241-28 | POWER SUPPLY, RSLOGIX CHASSIS | PLC PANEL
XT9142 | 1066730-7 | TERMINAL BLOCK, SPRING, 4 CONDUCTOR,30-12 AWG (0.05-3.31 MM2),NON-IS | PLC PANEL
AT0680 | 1634974-100 | GATEWAY MODULE, TURBOTRONIC GATEWAY | PWR RAIL
FU0190 | 1043265-1,1043265-5 | FUSE, 10A | PWR RAIL
FU0200 | 1043265-1,1043265-5 | FUSE, 10A | PWR RAIL
FU0201 | 1043265-1,1043265-5 | FUSE, 10A | PWR RAIL
FU0273 | 1043265-1,1043265-4 | FUSE, 5A | PWR RAIL
FU0560 | 1043265-1,1043265-7 | FUSE, 20A | PWR RAIL
FU0680 | 1043265-1,1043265-4 | FUSE, 5A | PWR RAIL
XT0560 | 1066730-16,1066730-17,1066730-18 | TERMINAL STRIP, 2 CONDUCTOR | PWR RAIL
XT0561 | 1066730-53,1066730-7,1066730-8,1067996-4 | TERMINAL BLOCK, SPRING, 4 CONDUCTOR,30-12 AWG (0.05-3.31 MM2),NON-IS | PWR RAIL
XT0562 | 1066730-53,1066730-7,1066730-8,1067996-4 | TERMINAL BLOCK, SPRING, 4 CONDUCTOR,30-12 AWG (0.05-3.31 MM2),NON-IS | PWR RAIL
XT0563 | 1066730-7,1066730-8,1067996-4 | TERMINAL BLOCK, SPRING, 4 CONDUCTOR,30-12 AWG (0.05-3.31 MM2),NON-IS | PWR RAIL
XT0680 | 1066730-7,1066730-8,1067996-4 | TERMINAL BLOCK, SPRING, 4 CONDUCTOR,30-12 AWG (0.05-3.31 MM2),NON-IS | PWR RAIL
AF0241 | 2684693-17,2684693-25 | 5094-OB8XT, 8 DISCRETE OUTPUT | RIGHT SIDE
AF0242 | 2684693-17,2684693-23 | 5094-IB16XT, 16 DISCRETE INPUT | RIGHT SIDE
AF0243 | 2684693-18,2684693-56 | 5094-IF8IHXT, 8 ANALOG INPUT, ISOLATED | RIGHT SIDE
AF0244 | 2684693-18,2684693-30 | 5094-IF4IHSXT, 4 ANALOG INPUT, S | RIGHT SIDE
AF0245 | 2684693-19,2684693-33 | 5094-IY8XT, 8 ANALOG INPUT,TC/RTD/I&V | RIGHT SIDE
AF0246 | 2684693-19,2684693-33 | 5094-IY8XT, 8 ANALOG INPUT,TC/RTD/I&V | RIGHT SIDE
AF0247 | 2684693-18,2684693-27 | 5094-OF8IHXT, 8 ANALOG OUTPUT, ISOLATED | RIGHT SIDE
AF1201 | 2684693-17,2684693-25 | 5094-OB8XT, 8 DISCRETE OUTPUT | RIGHT SIDE
AF1202 | 2684693-17,2684693-23 | 5094-IB16XT, 16 DISCRETE INPUT | RIGHT SIDE
AF1203 | 2684693-18,2684693-56 | 5094-IF8IHXT, 8 ANALOG INPUT, ISOLATED | RIGHT SIDE
AF1204 | 2684693-18,2684693-30 | 5094-IF4IHSXT, 4 ANALOG INPUT, S | RIGHT SIDE
AF1205 | 2684693-18,2684693-30 | 5094-IF4IHSXT, 4 ANALOG INPUT, S | RIGHT SIDE
AF1206 | 2684693-21,2684693-36 | 5094-IRT8SXT, 8 RTD/TC ANALOG INPUT, S | RIGHT SIDE
AF1207 | 2684693-18,2684693-28 | 5094-IB16SXT, 16 DISCRETE INPUT, S | RIGHT SIDE
AF1208 | 2684693-19,2684693-33 | 5094-IY8XT, 8 ANALOG INPUT,TC/RTD/I&V | RIGHT SIDE
AF1209 | 2684693-18,2684693-56 | 5094-IF8IHXT, 8 ANALOG INPUT, ISOLATED | RIGHT SIDE
AF1210 | 2684693-18,2684693-27 | 5094-OF8IHXT, 8 ANALOG OUTPUT, ISOLATED | RIGHT SIDE
AU0240 | 2684693-22 | 5094-AENTRXT, FLEX 5000 I/O | RIGHT SIDE
AU1200 | 2684693-50 | 5094-AEN2TR, FLEX 5000 I/O | RIGHT SIDE
FU0120 | 1043265-1,1043265-5 | ISOLATOR, SMART TRANSMITTER POWER SUPPLY | RIGHT SIDE
FU0121 | 1043265-1,1043265-5 | ISOLATOR, SMART TRANSMITTER POWER SUPPLY | RIGHT SIDE
FU0122 | 1043265-1,1043265-4 | ISOLATOR, SMART TRANSMITTER POWER SUPPLY | RIGHT SIDE
FU0240 | 1043265-1,1043265-5 | FUSE, 20A | RIGHT SIDE
FU0241 | 1043265-1,1043265-5 | FUSE, 10A | RIGHT SIDE
FU0250 | 1043265-1,1043265-7 | RAIL LUG, DINRAIL GROUNDING | RIGHT SIDE
FU0272 | 1043265-1,1043265-4 | FUSE, 5A | RIGHT SIDE
FU0275 | 1043265-1,1043265-4 | ISOLATOR, INTRINSIC SAFETY^4-20mA CURRENT DRIVER | RIGHT SIDE
GR01201 | 903842C1 | ISOLATOR, INTRINSIC SAFETY^4-20mA CURRENT DRIVER | RIGHT SIDE
GR01202 | 903842C1 | POWER FEED MODULE, DINRAIL GROUNDING | RIGHT SIDE
GR0240 | 903842C1 | BUS BAR, DINRAIL GROUNDING | RIGHT SIDE
IEG0130 | 232941-300 | BUS BAR, VIBRATION - INSTRUMENT EARTH GROUNDING | RIGHT SIDE
IEG0250 | 232941-200 | ISOLATOR, SMART TRANSMITTER POWER SUPPLY | RIGHT SIDE
UAI001A | 1106298-11 | ISOLATOR, RESISTIVE TEMPERATURE DEVICE | RIGHT SIDE
UAI001B | 1106298-11 | ISOLATOR, RESISTIVE TEMPERATURE DEVICE | RIGHT SIDE
UAI002A | 1106298-11 | ISOLATOR, RESISTIVE TEMPERATURE DEVICE | RIGHT SIDE
UAI002B | 1106298-11 | ISOLATOR, RESISTIVE TEMPERATURE DEVICE | RIGHT SIDE
UAI003A | 1106298-11 | ISOLATOR, RESISTIVE TEMPERATURE DEVICE | RIGHT SIDE
UAI003B | 1106298-11 | ISOLATOR, RESISTIVE TEMPERATURE DEVICE | RIGHT SIDE
UAI004A | 1106298-11 | ISOLATOR, RESISTIVE TEMPERATURE DEVICE | RIGHT SIDE
UAI004B | 1106298-11 | ISOLATOR, RESISTIVE TEMPERATURE DEVICE | RIGHT SIDE
UAI00836 | 1106298-11 | ISOLATOR, RESISTIVE TEMPERATURE DEVICE | RIGHT SIDE
UAI0741 | 1053038-35 | ISOLATOR, THERMOCOUPLE ELEMENT | RIGHT SIDE
UAI0742 | 1053038-35 | ISOLATOR, THERMOCOUPLE ELEMENT | RIGHT SIDE
UAI0743 | 1053038-35 | ISOLATOR, THERMOCOUPLE ELEMENT | RIGHT SIDE
UAI0744 | 1053038-35 | ISOLATOR, THERMOCOUPLE ELEMENT | RIGHT SIDE
UAI0745 | 1053038-35 | ISOLATOR, THERMOCOUPLE ELEMENT | RIGHT SIDE
UAI0746 | 1053038-35 | ISOLATOR, THERMOCOUPLE ELEMENT | RIGHT SIDE
UAI0IP202 | 1053038-54 | ISOLATOR, INTRINSIC SAFETY^4-20mA CURRENT DRIVER | RIGHT SIDE
UAI1100 | 1106298-11 | ISOLATOR, RESISTIVE TEMPERATURE DEVICE | RIGHT SIDE
UAI1110 | 1106298-11 | ISOLATOR, RESISTIVE TEMPERATURE DEVICE | RIGHT SIDE
UAI1210 | 1053038-18 | ISOLATOR, VOLTAGE REPEATER | RIGHT SIDE
UAI1211 | 1053038-18 | ISOLATOR, VOLTAGE REPEATER | RIGHT SIDE
UAI1220 | 1053038-18 | ISOLATOR, VOLTAGE REPEATER | RIGHT SIDE
UAI1221 | 1053038-18 | ISOLATOR, VOLTAGE REPEATER | RIGHT SIDE
UAI1230 | 1053038-18 | ISOLATOR, VOLTAGE REPEATER | RIGHT SIDE
UAI1231 | 1053038-18 | ISOLATOR, VOLTAGE REPEATER | RIGHT SIDE
UAI1240 | 1053038-18 | ISOLATOR, VOLTAGE REPEATER | RIGHT SIDE
UAI1241 | 1053038-18 | ISOLATOR, VOLTAGE REPEATER | RIGHT SIDE
UAI1250 | 1053038-18 | ISOLATOR, VOLTAGE REPEATER | RIGHT SIDE
UAI1251 | 1053038-18 | ISOLATOR, VOLTAGE REPEATER | RIGHT SIDE
UAI1260 | 1106298-11 | ISOLATOR, RESISTIVE TEMPERATURE DEVICE | RIGHT SIDE
UAI1263 | 1053038-18 | ISOLATOR, VOLTAGE REPEATER | RIGHT SIDE
UAI1270 | 1106298-11 | ISOLATOR, RESISTIVE TEMPERATURE DEVICE | RIGHT SIDE
UAI1273 | 1053038-18 | ISOLATOR, VOLTAGE REPEATER | RIGHT SIDE
UAI2100 | 1053038-28 | ISOLATOR, DISCRETE INPUT SIGNAL | RIGHT SIDE
UAI2120 | 1106298-11 | ISOLATOR, RESISTIVE TEMPERATURE DEVICE | RIGHT SIDE
UAI3100 | 1106298-11 | ISOLATOR, RESISTIVE TEMPERATURE DEVICE | RIGHT SIDE
UAI3200 | 1106298-11 | ISOLATOR, RESISTIVE TEMPERATURE DEVICE | RIGHT SIDE
UAI3420 | 1053038-55 | ISOLATOR, SMART TRANSMITTER POWER SUPPLY | RIGHT SIDE
UAI3421 | 1053038-55 | ISOLATOR, SMART TRANSMITTER POWER SUPPLY | RIGHT SIDE
UAI3510 | 1106298-11 | ISOLATOR, RESISTIVE TEMPERATURE DEVICE | RIGHT SIDE
UAI3520 | 1106298-11 | ISOLATOR, RESISTIVE TEMPERATURE DEVICE | RIGHT SIDE
UAI3540 | 1106298-11 | ISOLATOR, RESISTIVE TEMPERATURE DEVICE | RIGHT SIDE
UAI4460 | 1053038-18 | ISOLATOR, VOLTAGE REPEATER | RIGHT SIDE
UAI4461 | 1053038-18 | ISOLATOR, VOLTAGE REPEATER | RIGHT SIDE
UAI4462 | 1053038-18 | ISOLATOR, VOLTAGE REPEATER | RIGHT SIDE
UAI4470 | 1053038-18 | ISOLATOR, VOLTAGE REPEATER | RIGHT SIDE
UAI4471 | 1053038-18 | ISOLATOR, VOLTAGE REPEATER | RIGHT SIDE
UAI4472 | 1053038-18 | ISOLATOR, VOLTAGE REPEATER | RIGHT SIDE
UAI5130 | 1053038-55 | ISOLATOR, SMART TRANSMITTER POWER SUPPLY | RIGHT SIDE
UAI5160 | 1053038-55 | ISOLATOR, SMART TRANSMITTER POWER SUPPLY | RIGHT SIDE
UAI5161 | 1053038-55 | ISOLATOR, SMART TRANSMITTER POWER SUPPLY | RIGHT SIDE
UAI5170 | 1053038-55 | ISOLATOR, SMART TRANSMITTER POWER SUPPLY | RIGHT SIDE
UAI6310 | 1053038-55 | ISOLATOR, SMART TRANSMITTER POWER SUPPLY | RIGHT SIDE
UAI7430 | 1053038-55 | ISOLATOR, SMART TRANSMITTER POWER SUPPLY | RIGHT SIDE
UAI7530 | 1053038-55 | ISOLATOR, SMART TRANSMITTER POWER SUPPLY | RIGHT SIDE
UAI7541 | 1053038-55 | ISOLATOR, SMART TRANSMITTER POWER SUPPLY | RIGHT SIDE
UAI7800 | 1053038-55 | ISOLATOR, SMART TRANSMITTER POWER SUPPLY | RIGHT SIDE
UAI7801 | 1053038-55 | ISOLATOR, SMART TRANSMITTER POWER SUPPLY | RIGHT SIDE
UAI7807 | 1053038-28 | ISOLATOR, DISCRETE INPUT SIGNAL | RIGHT SIDE
UAI7808 | 1053038-28 | ISOLATOR, DISCRETE INPUT SIGNAL | RIGHT SIDE
UAI7811 | 1053038-55 | ISOLATOR, SMART TRANSMITTER POWER SUPPLY | RIGHT SIDE
UAI7812 | 1053038-55 | ISOLATOR, SMART TRANSMITTER POWER SUPPLY | RIGHT SIDE
UAI7813 | 1053038-28 | ISOLATOR, DISCRETE INPUT SIGNAL | RIGHT SIDE
UAI7814 | 1053038-28 | ISOLATOR, DISCRETE INPUT SIGNAL | RIGHT SIDE
UAI7815 | 1053038-54 | ISOLATOR, INTRINSIC SAFETY^4-20mA CURRENT DRIVER | RIGHT SIDE
UAI7822 | 1053038-54 | ISOLATOR, INTRINSIC SAFETY^4-20mA CURRENT DRIVER | RIGHT SIDE
UAIFCE5161 | 1053038-54 | ISOLATOR, INTRINSIC SAFETY^4-20mA CURRENT DRIVER | RIGHT SIDE
UAIFCE7541 | 1053038-54 | ISOLATOR, INTRINSIC SAFETY^4-20mA CURRENT DRIVER | RIGHT SIDE
UAIFT-201 | 1053038-55 | ISOLATOR, DISCRETE INPUT SIGNAL | RIGHT SIDE
UAIIP-201 | 1053038-54 | ISOLATOR, INTRINSIC SAFETY^4-20mA CURRENT DRIVER | RIGHT SIDE
UAILT3100 | 1053038-55 | ISOLATOR, SMART TRANSMITTER POWER SUPPLY | RIGHT SIDE
UAIPDT7631 | 1053038-55 | ISOLATOR, SMART TRANSMITTER POWER SUPPLY | RIGHT SIDE
UAIPT5104 | 1053038-55 | ISOLATOR, SMART TRANSMITTER POWER SUPPLY | RIGHT SIDE
UAIPT5160 | 1053038-55 | ISOLATOR, SMART TRANSMITTER POWER SUPPLY | RIGHT SIDE
UAIPT5161 | 1053038-55 | ISOLATOR, SMART TRANSMITTER POWER SUPPLY | RIGHT SIDE
UAIPT5170 | 1053038-55 | ISOLATOR, SMART TRANSMITTER POWER SUPPLY | RIGHT SIDE
UAIPT7410 | 1053038-55 | ISOLATOR, SMART TRANSMITTER POWER SUPPLY | RIGHT SIDE
UAIPT7430 | 1053038-55 | ISOLATOR, SMART TRANSMITTER POWER SUPPLY | RIGHT SIDE
UAIPT7431 | 1053038-55 | ISOLATOR, SMART TRANSMITTER POWER SUPPLY | RIGHT SIDE
UAIPT7510 | 1053038-55 | ISOLATOR, SMART TRANSMITTER POWER SUPPLY | RIGHT SIDE
UAIPT7511 | 1053038-55 | ISOLATOR, SMART TRANSMITTER POWER SUPPLY | RIGHT SIDE
UAIPT7530 | 1053038-55 | ISOLATOR, SMART TRANSMITTER POWER SUPPLY | RIGHT SIDE
UAITT7410 | 1053038-55 | ISOLATOR, DISCRETE INPUT SIGNAL | RIGHT SIDE
UAITT7510 | 1053038-55 | ISOLATOR, SMART TRANSMITTER POWER SUPPLY | RIGHT SIDE
UAIXVPT-201 | 1053038-55 | ISOLATOR, SMART TRANSMITTER POWER SUPPLY | RIGHT SIDE
UAIZT75411 | 1053038-28 | ISOLATOR, DISCRETE INPUT SIGNAL | RIGHT SIDE
UAIZT75412 | 1053038-28 | ISOLATOR, DISCRETE INPUT SIGNAL | RIGHT SIDE
UAIZT7631 | 1053038-55 | ISOLATOR, SMART TRANSMITTER POWER SUPPLY | RIGHT SIDE
UAIZT7631FC | 1053038-28 | ISOLATOR, DISCRETE INPUT SIGNAL | RIGHT SIDE
UAIZT7631FO | 1053038-28 | ISOLATOR, DISCRETE INPUT SIGNAL | RIGHT SIDE
UAIZT7632FC | 1053038-28 | ISOLATOR, DISCRETE INPUT SIGNAL | RIGHT SIDE
UAIZT7632FO | 1053038-28 | ISOLATOR, DISCRETE INPUT SIGNAL | RIGHT SIDE
UV0271 | 1053038-19 | POWER FEED MODULE, SMART TRANSMITTER POWER SUPPLY | RIGHT SIDE
UV0272 | 1053038-19 | POWER FEED MODULE, VOLTAGE REPEATER | RIGHT SIDE
UV0273 | 1053038-19 | POWER FEED MODULE, THERMOCOUPLE ELEMENT | RIGHT SIDE
UV0275 | 1053038-19 | POWER FEED MODULE, INTRINSIC SAFETY | RIGHT SIDE
UV0276 | 1053038-19 | POWER FEED MODULE, RESISTIVE TEMPERATURE DEVICE | RIGHT SIDE
UV0278 | 1053038-19 | POWER FEED MODULE, INTRINSIC SAFETY | RIGHT SIDE
WC8058 | 2684693-54 |  | RIGHT SIDE
XT0250 | 1066730-7,1066730-8,1067996-4 | TERMINAL BLOCK, SPRING, 4 CONDUCTOR,30-12 AWG (0.05-3.31 MM2),NON-IS | RIGHT SIDE
AF0201 | 2684693-48,2684693-51 | 5094-IB32XT, 32 DISCRETE INPUT | TCP
AF0202 | 2684693-49,2684693-52 | 5094-OB32XT, 32 DISCRETE OUTPUT | TCP
AU0200 | PARTOFTCPASSY | 5094-AENTRXT, FLEX 5000 I/O | TCP
GR0200 | PARTOFTCPASSY | RAIL LUG, DIN RAIL GROUNDING | TCP
HL0400 | PARTOFTCPASSY | LIGHT, READY, GREEN | TCP
HL0401 | PARTOFTCPASSY | LIGHT, STARTING, WHITE | TCP
HL0402 | PARTOFTCPASSY | LIGHT, READY TO LOAD, WHITE | TCP
HL0403 | PARTOFTCPASSY | LIGHT, ON LOAD, WHITE | TCP
HL0404 | PARTOFTCPASSY | LIGHT, LOCAL/AUXILIARY/CUSTOMER SELECT, WHITE | TCP
HL0405 | PARTOFTCPASSY | LIGHT, LOCAL/AUXILIARY/CUSTOMER SELECT, WHITE | TCP
HL0406 | PARTOFTCPASSY | LIGHT, SPARE, WHITE | TCP
HL0407 | PARTOFTCPASSY | LIGHT, COOLDOWN, WHITE | TCP
HL0408 | PARTOFTCPASSY | LIGHT, STOPPING, WHITE | TCP
HL0409 | PARTOFTCPASSY | LIGHT, ALARM SUMMARY, AMBER | TCP
HL0410 | PARTOFTCPASSY | LIGHT, BACKUP ACTIVE, AMBER | TCP
HL0411 | PARTOFTCPASSY | LIGHT, SHUTDOWN SUMMARY, RED | TCP
SA0400 | 1035040-32,1139718-1,PART OF TCP ASSEMBLY,PARTOFTCPASSY | SELECTOR SWITCH, OFF/LOC/AUX/CUST. | TCP
SA0401 | PARTOFTCPASSY | SELECTOR SWITCH, BACKUP SYSTEM RESET | TCP
SB0400 | PARTOFTCPASSY | PUSHBUTTON SWITCH, EMERGENCY STOP | TCP
SB0401 | PARTOFTCPASSY | PUSHBUTTON SWITCH, HORN SILENCE | TCP
SB0402 | PARTOFTCPASSY | PUSHBUTTON SWITCH, ACKNOWLEDGE | TCP
SB0403 | PARTOFTCPASSY | PUSHBUTTON SWITCH, RESET | TCP
SB0404 | PARTOFTCPASSY | PUSHBUTTON SWITCH, LAMP TEST | TCP
SB0405 | PARTOFTCPASSY | PUSHBUTTON SWITCH, START | TCP
SB0406 | PARTOFTCPASSY | PUSHBUTTON SWITCH, NORMAL STOP | TCP
SB0407 | PARTOFTCPASSY | PUSHBUTTON SWITCH, SETPOINT | TCP
SB0408 | PARTOFTCPASSY | PUSHBUTTON SWITCH, SETPOINT | TCP
SH0400 | PARTOFTCPASSY | LIGHTED SWITCH, SPARE, WHITE | TCP
SH0401 | PARTOFTCPASSY | LIGHTED SWITCH, SPARE, WHITE | TCP
SH0404 | PARTOFTCPASSY | LIGHTED SWITCH, OPEN LPC SURGE CONTROL VALVE, WHITE | TCP
SH0405 | PARTOFTCPASSY | LIGHTED SWITCH, CLOSE LPC SURGE CONTROL VALVE, WHITE | TCP
SH0406 | PARTOFTCPASSY | LIGHTED SWITCH, OPEN HPC SURGE CONTROL VALVE, WHITE | TCP
SH0407 | PARTOFTCPASSY | LIGHTED SWITCH, CLOSE HPC SURGE CONTROL VALVE, WHITE | TCP
SH0408 | PARTOFTCPASSY | LIGHTED SWITCH, AUTO/MANUAL SELECT, WHITE | TCP
SH0409 | PARTOFTCPASSY | LIGHTED SWITCH, SPARE, WHITE | TCP
SH0410 | PARTOFTCPASSY | LIGHTED SWITCH, SPARE, WHITE | TCP
XT0564 | PARTOFTCPASSY | TERMINAL STRIP, SYSTEM FUNCTION (USE) | TCP
GR0174 | 903849C1 | RAIL GROUND, DIN RAIL GROUNDING | TERMINAL PANEL #1
GR0175 | 903849C1 | RAIL GROUND, DIN RAIL GROUNDING | TERMINAL PANEL #1
PEG0130 | 232941-300 | BUS BAR, PANEL A - POWER EARTH GROUNDING | TERMINAL PANEL #1
XT9008 | 1066730-7 | TERMINAL BLOCK, SPRING, 4 CONDUCTOR,30-12 AWG (0.05-3.31 MM2),NON-IS | TERMINAL PANEL #1
XT9015 | 1066730-7 | TERMINAL BLOCK, SPRING, 4 CONDUCTOR,30-12 AWG (0.05-3.31 MM2),NON-IS | TERMINAL PANEL #1
XT9120 | 1066730-7 | TERMINAL BLOCK, SPRING, 4 CONDUCTOR,30-12 AWG (0.05-3.31 MM2),NON-IS | TERMINAL PANEL #1
XT9140 | 1066730-7 | TERMINAL BLOCK, SPRING, 4 CONDUCTOR,30-12 AWG (0.05-3.31 MM2),NON-IS | TERMINAL PANEL #1
XT9141 | 1066730-7 | TERMINAL BLOCK, SPRING, 4 CONDUCTOR,30-12 AWG (0.05-3.31 MM2),NON-IS | TERMINAL PANEL #1
XT9180 | 1066730-7 | TERMINAL BLOCK, SPRING, 4 CONDUCTOR,30-12 AWG (0.05-3.31 MM2),NON-IS | TERMINAL PANEL #1
XT9240 | 1066730-7 | TERMINAL BLOCK, SPRING, 4 CONDUCTOR,30-12 AWG (0.05-3.31 MM2),NON-IS | TERMINAL PANEL #1
GR0080 | 903849C1 | RAIL GROUND, DIN RAIL GROUNDING | TERMINAL PANEL #2
GR0081 | 903842C1 | RAIL LUG, DINRAIL GROUNDING | TERMINAL PANEL #2
KA0135 | 1061979-1 | RELAY, AC PRE/POST PUMP DRIVE | TERMINAL PANEL #2
KA3103 | 1061979-1 | RELAY, LUBE OIL TANK HEATER | TERMINAL PANEL #2
KA6211 | 1061979-1 | RELAY, DRIVER ENCLOSURE^VENT FAN #1 | TERMINAL PANEL #2
KA6212 | 1061979-1 | RELAY, DRIVER ENCLOSURE^VENT FAN #2 | TERMINAL PANEL #2
XT9000AC | 1066730-7 | TERMINAL BLOCK, SPRING, 4 CONDUCTOR,30-12 AWG (0.05-3.31 MM2),NON-IS | TERMINAL PANEL #2
XT9017 | 1066730-7 | TERMINAL BLOCK, SPRING, 4 CONDUCTOR,30-12 AWG (0.05-3.31 MM2),NON-IS | TERMINAL PANEL #2
XT9080 | 1066730-7 | TERMINAL BLOCK, SPRING, 4 CONDUCTOR,30-12 AWG (0.05-3.31 MM2),NON-IS | TERMINAL PANEL #2
XT9081 | 1066730-7 | TERMINAL BLOCK, SPRING, 4 CONDUCTOR,30-12 AWG (0.05-3.31 MM2),NON-IS | TERMINAL PANEL #2
GR0060 | 903842C1 | RAIL LUG, DINRAIL GROUNDING | TERMINAL PANEL #3
GR0061 | 903842C1 | RAIL LUG, DINRAIL GROUNDING | TERMINAL PANEL #3
IEG0010 | 1099358-100 | BUS BAR, MARSHALLING INSTRUMENT EARTH GROUNDING | TERMINAL PANEL #3
XT9004 | 1066730-7 | TERMINAL BLOCK, SPRING, 4 CONDUCTOR,30-12 AWG (0.05-3.31 MM2),NON-IS | TERMINAL PANEL #3
XT9024 | 1066730-7 | TERMINAL BLOCK, SPRING, 4 CONDUCTOR,30-12 AWG (0.05-3.31 MM2),NON-IS | TERMINAL PANEL #3
XT9060 | 1066730-7 | TERMINAL BLOCK, SPRING, 4 CONDUCTOR,30-12 AWG (0.05-3.31 MM2),NON-IS | TERMINAL PANEL #3
XT9100 | 1066730-7 | TERMINAL BLOCK, SPRING, 4 CONDUCTOR,30-12 AWG (0.05-3.31 MM2),NON-IS | TERMINAL PANEL #3
AF0400 | 1322418-31,1322418-40,1322418-72,1322418-73 | 1444-TSCX02-02RB, 2-CH TACHOMETER INPUT^DYNAMIX 1444 VIBRATION | VIB PANEL
AF0410 | 1322418-11,1322418-20,1322418-70,1322418-71 | 1444-DYN04-01RA, 4-CH VIBRATION INPUT^DYNAMIX 1444 VIBRATION | VIB PANEL
AF0420 | 1322418-11,1322418-20,1322418-70,1322418-71 | 1444-DYN04-01RA, 4-CH VIBRATION INPUT^DYNAMIX 1444 VIBRATION | VIB PANEL
AF0430 | 1322418-11,1322418-20,1322418-70,1322418-71 | 1444-DYN04-01RA, 4-CH VIBRATION INPUT^DYNAMIX 1444 VIBRATION | VIB PANEL
AF0450 | 1322418-11,1322418-20,1322418-70,1322418-71 | 1444-DYN04-01RA, 4-CH VIBRATION INPUT^DYNAMIX 1444 VIBRATION | VIB PANEL
XT0400 | 1066730-1,1066730-2,1067996-4 | TERMINAL STRIP, 4 CONDUCTOR | VIB PANEL