## Blue Labels
(SHT 1) ASSEMBLY CONSOLE | (SHT 10) HEATER PANEL | (SHT 11) FIRE SYSTEM^PANEL | (SHT 12) GENERATOR VIB^PANEL | (SHT 13) TURB VIB^PANEL | (SHT 14) PLC PANEL | (SHT 15) TURBINE PANEL A | (SHT 16) TURBINE PANEL B | (SHT 17) TERMINAL PANEL #1 | (SHT 18) TERMINAL PANEL #2 | (SHT 19) GENERATOR DECS250^PANEL | (SHT 2) CONSOLE DOOR^PANEL | (SHT 4) ASSEMBLY^CONTROL PANEL | (SHT 5) SWITCH PANEL | (SHT 6) PWR,DISTRIBUTION RAIL^LEFT DOOR | (SHT 7) FIRE SYSTEM^CONTROLLER PANEL | (SHT 8) METER PANEL | (SHT 9) SWITCH PANEL
EL0273 | H02560 | FU0170 | IEG0130 | FU0113 | UV0600 | AU0090 | XT0237 | XT9003 | XT9100 | AT0140 | AT0190K | HL0411 | HL0256 | AT0680 | UV0170 | PA0771 | HL0704
HA0273 | H02561 | KA0875 | XT0180 | XT0110 | AT0600 | AF0091 | XT0240 | XT9004 | XT9018 | RS0106 | AT0190 | HL0410 |  | FU0680 | AT0170 | PV0701 | HL0703
ZS0273 | XT0566 | KA6510 | FU0180 | GR0110 | AP0601 | AF0092 | FU0070 | GR0150 | XT02561 | FU0332 | TM0102 | HL0409 |  | XT0680 | KA0172 | PA0701 | HL0702
FG0000 | GR02560 | KA6511 | FU0181 | GR0112 | AP0602 | AF0093 | FU0071 | XT9005 | GR0155 | FU0333 |  | HL0408 |  | XT0560 | KA0174 | PF0701 | HL0701
| TS0256 | XT0170 | FU0182 | AF0400 | AP0603 | AF0094 | XT0070 | XT9016 | GR0153 | FU0334 |  | HL0407 |  | FU0560 | KA0176 | PA0703 | SA0770
| QS0256 | XT0172 | KA0752 | AF0410 | AP0604 | AF0095 | AU0070 | XT9017 | XT9019 | FU0335 |  | SB0400 |  | FU0200 | KA0177 | PV0700 | SA0710
| XT02560 | GR0170 | KA0912 | AF0440 | AP0605 | XT0136 | AF0071 | GR0151 | XT9024 | KA0185 |  | HL0406 |  | FU0201 | XT0171 | PA0700 | SA0740
| GR02561 | AT0175 | KA0913 | AF0450 | AP0606 | KA0130 | AF0072 | KA0135 | GR0154 | KA0310 |  | HL0405 |  | FU0190 | GR0171 |  | PF0700
|  | AT0176 | KA0194 | XT0400 | AP0607 | KA0131 | AF0073 | KA3220 |  | KA0330 |  | HL0404 |  | FU0273 |  |  | SA0700
|  | AT0178 | KA0195 |  | AP0608 | KA0132 | AF0074 | KA3221 |  | KA0331 |  | HL0403 |  | XT0561 |  |  | SA0701
|  | GR0172 | KA0196 |  | AP0609 | KA0141 | AF0075 | KA6211 |  | KA0332 |  | HL0402 |  | XT0562
|  |  | KA0197 |  | AR0600 | KA0133 | AF0076 | KA6212 |  | KA0333 |  | HL0401 |  | XT0563
|  |  | KA0198 |  | AT0681 | KA0134 | GR0233 | KA4310 |  | KA0335 |  | HL0400
|  |  | KA0919 |  | FU0681 | KA0136 | KA0235 | KA4311 |  | KA0336 |  | SH0412
|  |  | KA0920 |  | GR0681 | KA0137 | KA0236 | XT9000 |  | XT0332 |  | SH0411
|  |  | KA0921 |  |  | KA0138 | KA0237 | GR0152 |  | XT0334 |  | SH0405
|  |  | GR0181 |  |  | KA0144 | KA0238 |  |  | XT0335 |  | SH0404
|  |  | AU0180 |  |  | KA2160 | KA0239 |  |  | XT0336 |  | SA0400
|  |  | AF0181 |  |  | KA2161 | KA0240 |  |  | XT0337 |  | SH0410
|  |  | AF0182 |  |  | GR0133 | KA0248 |  |  | KA0901 |  | SH0409
|  |  | AF0183 |  |  | PC0470 | KA0250 |  |  | KA0902 |  | SH0401
|  |  | AF0184 |  |  | FU0090 | KA0241 |  |  | KA0903 |  | SH0400
|  |  | AF0185 |  |  | FU0091 | KA0242 |  |  | KA0908 |  | XT0564
|  |  | GR0180 |  |  | FU0092 | KA0243 |  |  | KA0909 |  | AU0200
[6 empty] | FU0093 | KA0244 |  |  | KA0910 |  | GR0200
[6 empty] | XT0090 | KA0246 |  |  | KA0911 |  | SB0408
[6 empty] | FU0010 | KA0247 |  |  | GR0141 |  | SB0407
[6 empty] | FU0136 | KA0245 |  |  | KA0313 |  | SH0408
[6 empty] | FU0137 | KA0249 |  |  | XT0313 |  | SB0405
[6 empty] | FU0139 | KA0231 |  |  | FU0314 |  | SB0406
[6 empty] | XT0012 | KA0232 |  |  | FU0313 |  | SA0401
[6 empty] | XT0134 | KA0233 |  |  | XT0360 |  | SB0404
[6 empty] | XT0135 | KA0234 |  |  | XT0370 |  | SB0403
[6 empty] | XT0138 | KA0217 |  |  | FU0120 |  | SB0402
[6 empty] | XT0139 | KA1020 |  |  | FU0121 |  | SB0401
[6 empty] | GR0131 | KA0221 |  |  | KA0121 |  | AF0201
[6 empty] | FU0011 | KA0222 |  |  | KA0123 |  | AF0202
[6 empty] | FU0012 | XT0235 |  |  | KA0128
[6 empty] | FU0013 | XT0233 |  |  | XT0130
[6 empty] | FU0014 | GR0232 |  |  | XT0120
[6 empty] | FU0015 | FU0210 |  |  | GR0120
[6 empty] | FU0016 | FU0211 |  |  | XT0340
[6 empty] | XT0011 | FU0212 |  |  | XT0341
[6 empty] | XT0013 | FU0060 |  |  | XT0342
[6 empty] | GR0132 | FU0061 |  |  | XT0343
[6 empty] | FU0080 | FU0062 |  |  | KA0180
[6 empty] | FU0081 | XT0060 |  |  | XT0351
[6 empty] | FU0082 | AF0067 |  |  | XT0352
[6 empty] | XT0080 | AF0066 |  |  | XT0350
[6 empty] | XT0085 | AF0065 |  |  | XT9061
[6 empty] | KA7512 | AF0064 |  |  | GR0142
[6 empty] | AU0080 | AF0063 |  |  | KA0364
[6 empty] | AF0081 | AF0062 |  |  | AF0123
[6 empty] | AF0082 | AF0061 |  |  | AF0122
[6 empty] | AF0083 | AU0060 |  |  | AF0121
[6 empty] | AF0084 | GR0231 |  |  | AU0120
[6 empty] | AF0085 | IEG0230 |  |  | KA4100
[6 empty] | AF0086 |  |  |  | PEG0140
AF0087
KT0140
KT0141
KT0142
KT0143
KT0144
KT0145
KT0146
GR0134
F0200
PEG0130

## White Labels
(SHT 4) ASSEMBLY^CONTROL PANEL - (SHT 12) GENERATOR VIB^PANEL | (SHT 4) ASSEMBLY^CONTROL PANEL - (SHT 16) TURBINE PANEL B | (SHT 19) GENERATOR DECS250^PANEL | (SHT 19) GENERATOR DECS250^PANEL - (SHT 12) GENERATOR VIB^PANEL | (SHT 19) GENERATOR DECS250^PANEL - (SHT 15) TURBINE PANEL A | (SHT 19) GENERATOR DECS250^PANEL - (SHT 16) TURBINE PANEL B | (SHT 12) GENERATOR VIB^PANEL | (SHT 12) GENERATOR VIB^PANEL - (SHT 15) TURBINE PANEL A | (SHT 12) GENERATOR VIB^PANEL - (SHT 16) TURBINE PANEL B | (SHT 10) HEATER PANEL | (SHT 14) PLC PANEL | (SHT 14) PLC PANEL - (SHT 16) TURBINE PANEL B | (SHT 13) TURB VIB^PANEL | (SHT 13) TURB VIB^PANEL - (SHT 16) TURBINE PANEL B | (SHT 15) TURBINE PANEL A | (SHT 15) TURBINE PANEL A - (SHT 16) TURBINE PANEL B | (SHT 16) TURBINE PANEL B
AU0200G | IEG02308 | AU0120G | AT0140LS(S) | EXCS | IEG023012 | AU0180G | IEG013003 | GR0180 | CCH0256G | UV0600G | IEG02301 | GR0110 | IEG023010 | 0V | IEG023011 | AF0064G
|  | PEG01405 | IEG01304 | PEG01400 |  | FU0182 |  | IEG01300 | GR02560G |  |  | GR0112 |  | AF0083G | IEG02302 | AF0065G
|  | VBUSN |  | PMGS |  | IE01305G |  |  | GR02561G |  |  | XT04001 |  | AF0084G | IEG02303 | AF0066G
|  | WC8101 | [9 empty] | XT04002 |  | AF0085G |  | AF0071G
|  | WC8102 | [11 empty] | AU0080G |  | AF0072G
|  | WC8201 | [11 empty] | AU0090G |  | AF0073G
|  | WC8301 | [11 empty] | PEG01301 |  | AF0074G
AU0060G
AU0070G
IEG02304
IEG02305
IEG02306
IEG02309

## Heat Shrink Labels
(SHT 7) FIRE SYSTEM^CONTROLLER PANEL - (SHT 11) FIRE SYSTEM^PANEL | (SHT 11) FIRE SYSTEM^PANEL | (SHT 19) GENERATOR DECS250^PANEL | (SHT 19) GENERATOR DECS250^PANEL - (SHT 12) GENERATOR VIB^PANEL | (SHT 19) GENERATOR DECS250^PANEL - (SHT 8) METER PANEL | (SHT 19) GENERATOR DECS250^PANEL - (SHT 17) TERMINAL PANEL #1 | (SHT 17) TERMINAL PANEL #1 - (SHT 13) TURB VIB^PANEL | (SHT 17) TERMINAL PANEL #1 - (SHT 15) TURBINE PANEL A | (SHT 17) TERMINAL PANEL #1 - (SHT 16) TURBINE PANEL B | (SHT 18) TERMINAL PANEL #2 - (SHT 15) TURBINE PANEL A | (SHT 18) TERMINAL PANEL #2 - (SHT 16) TURBINE PANEL B
WC5018 | WC5500 | WC8009 | WC0184 | WC8064 | WC2270 | WC1104 | WC2180 | WC2100 | WC2126 | WC3224
WC8069 | WC8066 | WC8164 | WC0185 | WC8065 | WC2370 | WC1200 |  | WC2111 | WC2127 | WC4122
| WC8067 | WC8165 |  |  | WC2470 | WC2143 |  | WC2112 | WC2362 | WC4123
|  | WC8264 |  |  | WC2570 | WC2144 |  | WC2113 | WC3112 | WC4148
[5 empty] | WC2970 | WC2145 |  | WC2114 | WC4112 | WC4226
[6 empty] | WC2146 |  | WC2115 | WC4310 | WC4256
[8 empty] | WC2116 | WC4311 | WC4317
[8 empty] | WC2229 | WC4623 | WC4321
[8 empty] | WC4220 | WC4714 | WC4800
[8 empty] | WC4681 | WC8512 | WC4802
WC4682
WC4724
WC4901

## ASSEMBLY CONSOLE
ASSEMBLY CONSOLE
Project # | J0160
Project Name | VSP CCP TG C
Revision | 0.2
Controls DE | R.BRAUNSTEIN
Phone:
Controls ME | S. MARTINEZ
Phone:
From | [5 empty] | To
Device ID | Cable (W) Conductor (SC) Jumper Clip (JC) | Wire No. | Wire ID | Gauge/Size | Page/Zone | Device ID | Location | Page/Zone
EL0273:+ | SC | ZS0273 | WHT | 14 | 10.B4 | ZS0273:2 | ASSEMBLY CONSOLE | 10.B4
HA0273:(-) | WC5540 | HA0273N | 1 | 18 | 12.A1 | AF0202:55 | ASSEMBLY^CONTROL PANEL | 12.A3
HA0273:(+) | WC5540 | HA0273P | 2 | 18 | 12.A1 | AF0202:23 | ASSEMBLY^CONTROL PANEL | 12.A3
EL0273:+ | SC | 0V1 | WHT | 14 | 10.B4 | XT0562:1 | PWR,DISTRIBUTION RAIL^LEFT DOOR | 10.B2
ZS0273:1 | SC | FU0273 | WHT | 14 | 10.B4 | FU0273:LD | PWR,DISTRIBUTION RAIL^LEFT DOOR | 10.B3
SolarTools ver. 24.0.84.24712 (Jul 31, 2025)
Report date: 1/14/2026 8:50 PM

## ASSEMBLY^CONTROL PANEL
ASSEMBLY^CONTROL PANEL
Project # | J0160
Project Name | VSP CCP TG C
Revision | 0.2
Controls DE | R.BRAUNSTEIN
Phone:
Controls ME | S. MARTINEZ
Phone:
From | [5 empty] | To
Device ID | Cable (W) Conductor (SC) Jumper Clip (JC) | Wire No. | Wire ID | Gauge/Size | Page/Zone | Device ID | Location | Page/Zone
AF0201:00 | SC | TCP13NO | WHT | 20 | 13.A3 | SH0400:NO | ASSEMBLY^CONTROL PANEL | 13.A1
AF0201:01 | SC | TCP14NO | WHT | 20 | 13.A3 | SH0401:NO | ASSEMBLY^CONTROL PANEL | 13.A1
AF0201:02 | SC | TCP15NO | WHT | 20 | 13.B3 | SH0409:NO | ASSEMBLY^CONTROL PANEL | 13.B1
AF0201:03 | SC | TCP16NO | WHT | 20 | 13.B3 | SH0410:NO | ASSEMBLY^CONTROL PANEL | 13.B1
AF0201:04 | SC | TCP17C2 | WHT | 20 | 13.C3 | SA0400:B-A3 | ASSEMBLY^CONTROL PANEL | 13.C1
AF0201:05 | SC | TCP17B2 | WHT | 20 | 13.C3 | SA0400:W-B1 | ASSEMBLY^CONTROL PANEL | 13.C1
AF0201:06 | SC | TCP17A2 | WHT | 20 | 13.D3 | SA0400:B-B1 | ASSEMBLY^CONTROL PANEL | 13.D1
AF0201:08 | SC | TCP23NC | WHT | 20 | 13.D3 | SB0401:NC | ASSEMBLY^CONTROL PANEL | 13.D1
AF0201:09 | SC | TCP24NO | WHT | 20 | 13.D3 | SB0402:NO | ASSEMBLY^CONTROL PANEL | 13.D1
AF0201:10 | SC | TCP25NO | WHT | 20 | 13.A7 | SB0403:NO | ASSEMBLY^CONTROL PANEL | 13.A5
AF0201:11 | SC | TCP26NO | WHT | 20 | 13.A7 | SB0404:NO | ASSEMBLY^CONTROL PANEL | 13.A5
AF0201:12 | SC | TCP29NO | WHT | 20 | 12.D3 | SB0405:NO | ASSEMBLY^CONTROL PANEL | 12.D1
AF0201:13 | SC | TCP28NC | WHT | 20 | 12.C3 | SB0406:NC | ASSEMBLY^CONTROL PANEL | 12.C1
AF0201:14 | SC | TCP31NO | WHT | 20 | 12.A6 | SB0407:NO | ASSEMBLY^CONTROL PANEL | 12.A5
AF0201:15 | SC | TCP32NO | WHT | 20 | 12.A6 | SB0408:NO | ASSEMBLY^CONTROL PANEL | 12.A5
AF0201:16 | SC | TCP30NO | WHT | 20 | 12.D3 | SH0408:NO | ASSEMBLY^CONTROL PANEL | 12.D1
AF0201:17 | SC | TCP19NO | WHT | 20 | 12.A3 | SH0404:NO | ASSEMBLY^CONTROL PANEL | 12.A1
AF0201:18 | SC | TCP20NO | WHT | 20 | 12.B3 | SH0405:NO | ASSEMBLY^CONTROL PANEL | 12.B1
AF0201:19 | SC | TCP21NO | WHT | 20 | 12.B3 | SH0411:NO | ASSEMBLY^CONTROL PANEL | 12.B1
AF0201:20 | SC | TCP22NO | WHT | 20 | 12.C3 | SH0412:NO | ASSEMBLY^CONTROL PANEL | 12.C1
AF0201:32 | SC | TCP13C | WHT | 20 | 13.A3 | SH0400:C | ASSEMBLY^CONTROL PANEL | 13.A1
AF0201:33 | SC | TCP14C | WHT | 20 | 13.A3 | SH0401:C | ASSEMBLY^CONTROL PANEL | 13.A1
AF0201:34 | SC | TCP15C | WHT | 20 | 13.B3 | SH0409:C | ASSEMBLY^CONTROL PANEL | 13.B1
AF0201:35 | SC | TCP16C | WHT | 20 | 13.B3 | SH0410:C | ASSEMBLY^CONTROL PANEL | 13.B1
AF0201:36 | SC | TCP17C1 | WHT | 20 | 13.C3 | SA0400:B-A4 | ASSEMBLY^CONTROL PANEL | 13.C1
AF0201:37 | SC | TCP17B1 | WHT | 20 | 13.C3 | SA0400:W-B2 | ASSEMBLY^CONTROL PANEL | 13.C1
AF0201:38 | SC | TCP17A1 | WHT | 20 | 13.D3 | SA0400:B-B2 | ASSEMBLY^CONTROL PANEL | 13.D1
AF0201:40 | SC | TCP23C | WHT | 20 | 13.D3 | SB0401:C | ASSEMBLY^CONTROL PANEL | 13.D1
AF0201:41 | SC | TCP24C | WHT | 20 | 13.D3 | SB0402:C | ASSEMBLY^CONTROL PANEL | 13.D1
AF0201:42 | SC | TCP25C | WHT | 20 | 13.A7 | SB0403:C | ASSEMBLY^CONTROL PANEL | 13.A5
AF0201:43 | SC | TCP26C | WHT | 20 | 13.A7 | SB0404:C | ASSEMBLY^CONTROL PANEL | 13.A5
AF0201:44 | SC | TCP29C | WHT | 20 | 12.D3 | SB0405:C | ASSEMBLY^CONTROL PANEL | 12.D1
AF0201:45 | SC | TCP28C | WHT | 20 | 12.C3 | SB0406:C | ASSEMBLY^CONTROL PANEL | 12.C1
AF0201:46 | SC | TCP31C | WHT | 20 | 12.A6 | SB0407:C | ASSEMBLY^CONTROL PANEL | 12.A5
AF0201:47 | SC | TCP32C | WHT | 20 | 12.A6 | SB0408:C | ASSEMBLY^CONTROL PANEL | 12.A5
AF0201:48 | SC | TCP30C | WHT | 20 | 12.D3 | SH0408:C | ASSEMBLY^CONTROL PANEL | 12.D1
AF0201:49 | SC | TCP19C | WHT | 20 | 12.A3 | SH0404:C | ASSEMBLY^CONTROL PANEL | 12.A1
AF0201:50 | SC | TCP20C | WHT | 20 | 12.B3 | SH0405:C | ASSEMBLY^CONTROL PANEL | 12.B1
AF0201:51 | SC | TCP21C | WHT | 20 | 12.B3 | SH0411:C | ASSEMBLY^CONTROL PANEL | 12.B1
AF0201:52 | SC | TCP22C | WHT | 20 | 12.C3 | SH0412:C | ASSEMBLY^CONTROL PANEL | 12.C1
AF0201:COM | SC | AU0200N | WHT | 16 | 10.A4 | AU0200:COM | ASSEMBLY^CONTROL PANEL | 10.A3
AF0201:J | SC | * |  |  | 10.A4 | AF0202:P | ASSEMBLY^CONTROL PANEL | 10.A5
AF0201:P | SC | * |  |  | 10.A4 | AU0200:J | ASSEMBLY^CONTROL PANEL | 10.A3
AF0201:SHLD | SC | AF0201V+ | WHT | 20 | 10.B7 | AF0201:V+ | ASSEMBLY^CONTROL PANEL | 10.B7
AF0201:V+ | SC | AU0200P | WHT | 16 | 10.A4 | AU0200:V+ | ASSEMBLY^CONTROL PANEL | 10.A3
AF0202:00 | SC | TCP01AP | WHT | 20 | 11.A3 | HL0400:A+ | ASSEMBLY^CONTROL PANEL | 11.A1
AF0202:01 | SC | TCP02AP | WHT | 20 | 11.A3 | HL0401:A+ | ASSEMBLY^CONTROL PANEL | 11.A1
AF0202:02 | SC | TCP03AP | WHT | 20 | 11.B3 | HL0402:A+ | ASSEMBLY^CONTROL PANEL | 11.B1
AF0202:03 | SC | TCP04AP | WHT | 20 | 11.B3 | HL0403:A+ | ASSEMBLY^CONTROL PANEL | 11.B1
AF0202:04 | SC | TCP05AP | WHT | 20 | 11.C3 | HL0404:A+ | ASSEMBLY^CONTROL PANEL | 11.C1
AF0202:05 | SC | TCP06AP | WHT | 20 | 11.C3 | HL0405:A+ | ASSEMBLY^CONTROL PANEL | 11.C1
AF0202:06 | SC | TCP06BP | WHT | 20 | 11.D3 | HL0405:B+ | ASSEMBLY^CONTROL PANEL | 11.D1
AF0202:08 | SC | TCP07AP | WHT | 20 | 11.D3 | HL0406:A+ | ASSEMBLY^CONTROL PANEL | 11.D1
AF0202:09 | SC | TCP08AP | WHT | 20 | 11.A7 | HL0407:A+ | ASSEMBLY^CONTROL PANEL | 11.A5
AF0202:10 | SC | TCP09AP | WHT | 20 | 11.A7 | HL0408:A+ | ASSEMBLY^CONTROL PANEL | 11.A5
AF0202:11 | SC | TCP10AP | WHT | 20 | 11.B7 | HL0409:A+ | ASSEMBLY^CONTROL PANEL | 11.B5
AF0202:12 | SC | TCP11AP | WHT | 20 | 11.B7 | HL0411:A+ | ASSEMBLY^CONTROL PANEL | 11.B5
AF0202:13 | SC | TCP15AP | WHT | 20 | 11.C7 | SH0409:A+ | ASSEMBLY^CONTROL PANEL | 11.C5
AF0202:14 | SC | TCP15BP | WHT | 20 | 11.C7 | SH0409:B+ | ASSEMBLY^CONTROL PANEL | 11.C5
AF0202:15 | SC | TCP16AP | WHT | 20 | 11.D7 | SH0410:A+ | ASSEMBLY^CONTROL PANEL | 11.D5
AF0202:16 | SC | TCP16BP | WHT | 20 | 11.D7 | SH0410:B+ | ASSEMBLY^CONTROL PANEL | 11.D5
AF0202:17 | SC | TCP19AP | WHT | 20 | 12.B6 | SH0404:A+ | ASSEMBLY^CONTROL PANEL | 12.B5
AF0202:18 | SC | TCP20AP | WHT | 20 | 12.B6 | SH0405:A+ | ASSEMBLY^CONTROL PANEL | 12.B5
AF0202:19 | SC | TCP21AP | WHT | 20 | 12.C6 | SH0411:A+ | ASSEMBLY^CONTROL PANEL | 12.C5
AF0202:20 | SC | TCP22AP | WHT | 20 | 12.C6 | SH0412:A+ | ASSEMBLY^CONTROL PANEL | 12.C5
AF0202:21 | SC | TCP30AP | WHT | 20 | 12.D6 | SH0408:A+ | ASSEMBLY^CONTROL PANEL | 12.D5
AF0202:22 | SC | TCP30BP | WHT | 20 | 12.D6 | SH0408:B+ | ASSEMBLY^CONTROL PANEL | 12.D5
AF0202:32 | SC | TCP01A | WHT | 20 | 11.A3 | HL0400:A | ASSEMBLY^CONTROL PANEL | 11.A1
AF0202:33 | SC | TCP02A | WHT | 20 | 11.A3 | HL0401:A | ASSEMBLY^CONTROL PANEL | 11.A1
AF0202:34 | SC | TCP03A | WHT | 20 | 11.B3 | HL0402:A | ASSEMBLY^CONTROL PANEL | 11.B1
AF0202:35 | SC | TCP04A | WHT | 20 | 11.B3 | HL0403:A | ASSEMBLY^CONTROL PANEL | 11.B1
AF0202:36 | SC | TCP05A | WHT | 20 | 11.C3 | HL0404:A | ASSEMBLY^CONTROL PANEL | 11.C1
AF0202:37 | SC | TCP06A | WHT | 20 | 11.C3 | HL0405:A | ASSEMBLY^CONTROL PANEL | 11.C1
AF0202:38 | SC | TCP06B | WHT | 20 | 11.D3 | HL0405:B | ASSEMBLY^CONTROL PANEL | 11.D1
AF0202:40 | SC | TCP07A | WHT | 20 | 11.D3 | HL0406:A | ASSEMBLY^CONTROL PANEL | 11.D1
AF0202:41 | SC | TCP08A | WHT | 20 | 11.A7 | HL0407:A | ASSEMBLY^CONTROL PANEL | 11.A5
AF0202:42 | SC | TCP09A | WHT | 20 | 11.A7 | HL0408:A | ASSEMBLY^CONTROL PANEL | 11.A5
AF0202:43 | SC | TCP10A | WHT | 20 | 11.B7 | HL0409:A | ASSEMBLY^CONTROL PANEL | 11.B5
AF0202:44 | SC | TCP11A | WHT | 20 | 11.B7 | HL0411:A | ASSEMBLY^CONTROL PANEL | 11.B5
AF0202:45 | SC | TCP15A | WHT | 20 | 11.C7 | SH0409:A | ASSEMBLY^CONTROL PANEL | 11.C5
AF0202:46 | SC | TCP15B | WHT | 20 | 11.C7 | SH0409:B | ASSEMBLY^CONTROL PANEL | 11.C5
AF0202:47 | SC | TCP16A | WHT | 20 | 11.D7 | SH0410:A | ASSEMBLY^CONTROL PANEL | 11.D5
AF0202:48 | SC | TCP16B | WHT | 20 | 11.D7 | SH0410:B | ASSEMBLY^CONTROL PANEL | 11.D5
AF0202:49 | SC | TCP19A | WHT | 20 | 12.B6 | SH0404:A | ASSEMBLY^CONTROL PANEL | 12.B5
AF0202:50 | SC | TCP20A | WHT | 20 | 12.B6 | SH0405:A | ASSEMBLY^CONTROL PANEL | 12.B5
AF0202:51 | SC | TCP21A | WHT | 20 | 12.C6 | SH0411:A | ASSEMBLY^CONTROL PANEL | 12.C5
AF0202:52 | SC | TCP22A | WHT | 20 | 12.C6 | SH0412:A | ASSEMBLY^CONTROL PANEL | 12.C5
AF0202:53 | SC | TCP30A | WHT | 20 | 12.D6 | SH0408:A | ASSEMBLY^CONTROL PANEL | 12.D5
AF0202:54 | SC | TCP30B | WHT | 20 | 12.D6 | SH0408:B | ASSEMBLY^CONTROL PANEL | 12.D5
AF0202:COM | SC | AF0202COM | WHT | 20 | 10.B7 | AF0202:SHLD | ASSEMBLY^CONTROL PANEL | 10.B7
HL0400:A | SC | TCP01A | WHT | 20 | 11.A1 | HL0400:B | ASSEMBLY^CONTROL PANEL | 11.A1
HL0400:A+ | SC | TCP01AP | WHT | 20 | 11.A1 | HL0400:B+ | ASSEMBLY^CONTROL PANEL | 11.A1
HL0401:A | SC | TCP02A | WHT | 20 | 11.A1 | HL0401:B | ASSEMBLY^CONTROL PANEL | 11.A1
HL0401:A+ | SC | TCP02AP | WHT | 20 | 11.A1 | HL0401:B+ | ASSEMBLY^CONTROL PANEL | 11.A1
HL0402:A | SC | TCP03A | WHT | 20 | 11.B1 | HL0402:B | ASSEMBLY^CONTROL PANEL | 11.B1
HL0402:A+ | SC | TCP03AP | WHT | 20 | 11.B1 | HL0402:B+ | ASSEMBLY^CONTROL PANEL | 11.B1
HL0403:A | SC | TCP04A | WHT | 20 | 11.B1 | HL0403:B | ASSEMBLY^CONTROL PANEL | 11.B1
HL0403:A+ | SC | TCP04AP | WHT | 20 | 11.B1 | HL0403:B+ | ASSEMBLY^CONTROL PANEL | 11.B1
HL0404:A | SC | TCP05A | WHT | 20 | 11.C1 | HL0404:B | ASSEMBLY^CONTROL PANEL | 11.C1
HL0404:A+ | SC | TCP05AP | WHT | 20 | 11.C1 | HL0404:B+ | ASSEMBLY^CONTROL PANEL | 11.C1
HL0406:A | SC | TCP07A | WHT | 20 | 11.D1 | HL0406:B | ASSEMBLY^CONTROL PANEL | 11.D1
HL0406:A+ | SC | TCP07AP | WHT | 20 | 11.D1 | HL0406:B+ | ASSEMBLY^CONTROL PANEL | 11.D1
HL0407:A | SC | TCP08A | WHT | 20 | 11.A5 | HL0407:B | ASSEMBLY^CONTROL PANEL | 11.A5
HL0407:A+ | SC | TCP08AP | WHT | 20 | 11.A5 | HL0407:B+ | ASSEMBLY^CONTROL PANEL | 11.A5
HL0408:A | SC | TCP09A | WHT | 20 | 11.A5 | HL0408:B | ASSEMBLY^CONTROL PANEL | 11.A5
HL0408:A+ | SC | TCP09AP | WHT | 20 | 11.A5 | HL0408:B+ | ASSEMBLY^CONTROL PANEL | 11.A5
HL0409:A | SC | TCP10A | WHT | 20 | 11.B5 | HL0409:B | ASSEMBLY^CONTROL PANEL | 11.B5
HL0409:A+ | SC | TCP10AP | WHT | 20 | 11.B5 | HL0409:B+ | ASSEMBLY^CONTROL PANEL | 11.B5
HL0410:A | SC | 0V | WHT | 20 | 13.B5 | HL0410:B | ASSEMBLY^CONTROL PANEL | 13.B5
HL0410:A+ | SC | TCP12AP | WHT | 20 | 13.B5 | XT0564:1 B1 | ASSEMBLY^CONTROL PANEL | 13.B5
HL0410:A+ | SC | TCP12AP | WHT | 20 | 13.B5 | HL0410:B+ | ASSEMBLY^CONTROL PANEL | 13.B5
HL0411:A | SC | TCP11A | WHT | 20 | 11.B5 | HL0411:B | ASSEMBLY^CONTROL PANEL | 11.B5
HL0411:A+ | SC | TCP11AP | WHT | 20 | 11.B5 | HL0411:B+ | ASSEMBLY^CONTROL PANEL | 11.B5
SB0404:NO | SC | TCP26NO | WHT | 20 | 13.A5 | XT0564:1 T1 | ASSEMBLY^CONTROL PANEL | 13.B5
SH0400:A | SC | 0V1 | WHT | 20 | 13.B5 | SH0401:A | ASSEMBLY^CONTROL PANEL | 13.C5
SH0400:A | SC | 0V1 | WHT | 20 | 13.B5 | SH0400:B | ASSEMBLY^CONTROL PANEL | 13.B5
SH0400:A+ | SC | TCP13AP | WHT | 20 | 13.B5 | XT0564:2 B1 | ASSEMBLY^CONTROL PANEL | 13.B5
SH0400:B+ | SC | TCP13BP | WHT | 20 | 13.B5 | XT0564:3 B1 | ASSEMBLY^CONTROL PANEL | 13.B5
SH0401:A | SC | 0V1 | WHT | 20 | 13.C5 | SH0401:B | ASSEMBLY^CONTROL PANEL | 13.C5
SH0401:A+ | SC | TCP14AP | WHT | 20 | 13.C5 | XT0564:5 B1 | ASSEMBLY^CONTROL PANEL | 13.C5
SH0401:B+ | SC | TCP14BP | WHT | 20 | 13.C5 | XT0564:4 B1 | ASSEMBLY^CONTROL PANEL | 13.C5
SH0404:A | SC | TCP19A | WHT | 20 | 12.B5 | SH0404:B | ASSEMBLY^CONTROL PANEL | 12.B5
SH0404:A+ | SC | TCP19AP | WHT | 20 | 12.B5 | SH0404:B+ | ASSEMBLY^CONTROL PANEL | 12.B5
SH0405:A | SC | TCP20A | WHT | 20 | 12.B5 | SH0405:B | ASSEMBLY^CONTROL PANEL | 12.B5
SH0405:A+ | SC | TCP20AP | WHT | 20 | 12.B5 | SH0405:B+ | ASSEMBLY^CONTROL PANEL | 12.B5
SH0411:A | SC | TCP21A | WHT | 20 | 12.C5 | SH0411:B | ASSEMBLY^CONTROL PANEL | 12.C5
SH0411:A+ | SC | TCP21AP | WHT | 20 | 12.C5 | SH0411:B+ | ASSEMBLY^CONTROL PANEL | 12.C5
SH0412:A | SC | TCP22A | WHT | 20 | 12.C5 | SH0412:B | ASSEMBLY^CONTROL PANEL | 12.C5
SH0412:A+ | SC | TCP22AP | WHT | 20 | 12.C5 | SH0412:B+ | ASSEMBLY^CONTROL PANEL | 12.C5
XT0564:1 T2 | SC | TCP26NO | WHT | 20 | 13.B5 | XT0564:2 T2 | ASSEMBLY^CONTROL PANEL | 13.B5
XT0564:2 T1 | SC | TCP26NO | WHT | 20 | 13.B5 | XT0564:3 T1 | ASSEMBLY^CONTROL PANEL | 13.B5
XT0564:3 T2 | SC | TCP26NO | WHT | 20 | 13.B5 | XT0564:4 T2 | ASSEMBLY^CONTROL PANEL | 13.C5
XT0564:4 T1 | SC | TCP26NO | WHT | 20 | 13.C5 | XT0564:5 T1 | ASSEMBLY^CONTROL PANEL | 13.C5
AF0202:55 | WC5540 | HA0273N | 1 | 18 | 12.A3 | HA0273:(-) | ASSEMBLY CONSOLE | 12.A1
AF0202:23 | WC5540 | HA0273P | 2 | 18 | 12.A3 | HA0273:(+) | ASSEMBLY CONSOLE | 12.A1
AU0200:GND | SC | AU0200G | GRN | 14 | 10.A3 | IEG0130:6 | GENERATOR VIB^PANEL | 10.A2
AU0200:L1 | WC0018 | AU0180L2 | ENET | CABLE | 2.B3 | AU0180:L2 | GENERATOR VIB^PANEL | 2.B4
AF0202:COM | SC | 0V1 | WHT | 14 | 10.A5 | XT0562:1 | PWR,DISTRIBUTION RAIL^LEFT DOOR | 10.B2
AF0202:V+ | SC | FU0201 | WHT | 14 | 10.A5 | FU0201:LD | PWR,DISTRIBUTION RAIL^LEFT DOOR | 10.B3
AU0200:COM | SC | 0V1 | WHT | 14 | 10.A3 | XT0562:1 | PWR,DISTRIBUTION RAIL^LEFT DOOR | 10.B2
AU0200:V+ | SC | FU0200 | WHT | 14 | 10.A3 | FU0200:LD | PWR,DISTRIBUTION RAIL^LEFT DOOR | 10.A3
HL0410:A | SC | 0V | WHT | 20 | 13.B5 | XT0563:4 | PWR,DISTRIBUTION RAIL^LEFT DOOR | 13.B6
SA0401:1 | SC | KA0241A1 | WHT | 20 | 13.C5 | XT0563:5 | PWR,DISTRIBUTION RAIL^LEFT DOOR | 13.C6
SA0401:2 | SC | FU0139 | WHT | 20 | 13.C5 | XT0563:6 | PWR,DISTRIBUTION RAIL^LEFT DOOR | 13.C6
SB0400:11 | SC | ESTOPB | WHT | 20 | 13.D5 | XT0563:1 | PWR,DISTRIBUTION RAIL^LEFT DOOR | 13.D6
SB0400:12 | SC | ESTOPA | WHT | 20 | 13.D5 | XT0563:2 | PWR,DISTRIBUTION RAIL^LEFT DOOR | 13.D6
SH0400:B | SC | 0V1 | WHT | 20 | 13.B5 | XT0562:3 | PWR,DISTRIBUTION RAIL^LEFT DOOR | 10.B2
XT0564:1 B2 | SC | KA023612 | WHT | 20 | 13.B5 | XT0563:3 | PWR,DISTRIBUTION RAIL^LEFT DOOR | 13.B6
SB0400:21 | SC | TCP18B1 | WHT | 20 | 13.D5 | AF0081:37 | TURBINE PANEL A | 13.D6
SB0400:22 | SC | TCP18B2 | WHT | 20 | 13.D5 | AF0081:05 | TURBINE PANEL A | 13.D6
GR0200: | SC | IEG02308 | GRN | 14 | 10.A3 | IEG0230:8 | TURBINE PANEL B | 10.A2
Report date: 1/14/2026 8:50 PM |  |  |  |  | SolarTools ver. 24.0.84.24712 (Jul 31, 2025)

## CONSOLE DOOR^PANEL
CONSOLE DOOR^PANEL
Project # | J0160
Project Name | VSP CCP TG C
Revision | 0.2
Controls DE | R.BRAUNSTEIN
Phone:
Controls ME | S. MARTINEZ
Phone:
From | [5 empty] | To
Device ID | Cable (W) Conductor (SC) Jumper Clip (JC) | Wire No. | Wire ID | Gauge/Size | Page/Zone | Device ID | Location | Page/Zone
AT0190:GND | SC | AT0190G | GRN/YEL | 14 | 10.B4 | FRAME | CONSOLE DOOR^PANEL | 10.C3
AT0190:USB1 | SC | AT0190K | CABLE | USB | 10.B4 | AT0190K:KI | CONSOLE DOOR^PANEL | 10.C5
TM0102:GND | SC | TM0102G | GRN/YEL | 14 | 20.B5 | FRAME | CONSOLE DOOR^PANEL | 20.C5
AT0190:NEG | SC | 0V1 | WHT | 14 | 10.B4 | XT0562:2 | PWR,DISTRIBUTION RAIL^LEFT DOOR | 10.B2
AT0190:POS | SC | FU0190 | WHT | 14 | 10.B4 | FU0190:LD | PWR,DISTRIBUTION RAIL^LEFT DOOR | 10.C3
AT0190:ETAP:L1 | WC0682 | AT0190L1 | ENET | CABLE | 10.B4 | AT0680:LAN2 | PWR,DISTRIBUTION RAIL^LEFT DOOR | 6.C5
TM0102:1 | SC | VGENA | RED | 16 | 20.B5 | SA0710:16 | SWITCH PANEL | 20.D5
TM0102:2 | SC | VGENB | RED | 16 | 20.B5 | SA0710:26 | SWITCH PANEL | 20.C5
TM0102:3 | SC | VGENC | RED | 16 | 20.B5 | SA0710:17 | SWITCH PANEL | 20.D5
TM0102:4 | SC | TM01024 | RED | 16 | 20.B5 | SA0770:13 | SWITCH PANEL | 20.B5
TM0102:5 | SC | TM01025 | RED | 16 | 20.B5 | SA0770:17 | SWITCH PANEL | 20.B5
TM0102:6 | SC | TM01026 | RED | 16 | 20.B5 | SA0770:27 | SWITCH PANEL | 20.B5
TM0102:7 | SC | TM01027 | RED | 16 | 20.B5 | SA0770:23 | SWITCH PANEL | 20.B5
SolarTools ver. 24.0.84.24712 (Jul 31, 2025)
Report date: 1/14/2026 8:50 PM

## FIRE SYSTEM^CONTROLLER PANEL
FIRE SYSTEM^CONTROLLER PANEL
Project # | J0160
Project Name | VSP CCP TG C
Revision | 0.2
Controls DE | R.BRAUNSTEIN
Phone:
Controls ME | S. MARTINEZ
Phone:
From | [5 empty] | To
Device ID | Cable (W) Conductor (SC) Jumper Clip (JC) | Wire No. | Wire ID | Gauge/Size | Page/Zone | Device ID | Location | Page/Zone
AT0170:1 | SC | UV01705 | WHT | 14 | 9.A5 | UV0170:5(+) | FIRE SYSTEM^CONTROLLER PANEL | 9.A3
AT0170:2 | SC | UV01706 | WHT | 14 | 9.A5 | UV0170:6(-) | FIRE SYSTEM^CONTROLLER PANEL | 9.A3
AT0170:25 | SC | AT017025 | WHT | 20 | 9.B3 | KA0172:A1 | FIRE SYSTEM^CONTROLLER PANEL | 9.B2
AT0170:3 | SC | UV01707 | WHT | 14 | 9.A5 | UV0170:7(+) | FIRE SYSTEM^CONTROLLER PANEL | 9.A3
AT0170:31 | SC | AT017031 | WHT | 20 | 9.C3 | KA0174:A1 | FIRE SYSTEM^CONTROLLER PANEL | 9.C2
AT0170:4 | SC | UV01708 | WHT | 14 | 9.A5 | UV0170:8(-) | FIRE SYSTEM^CONTROLLER PANEL | 9.A3
AT0170:GND | SC | AT0170G | GRN/YEL | 14 | 9.A5 | FRAME | FIRE SYSTEM^CONTROLLER PANEL | 9.B6
GR0171: | SC | GR0171 | GRN/YEL | 14 | 3.B5 | FRAME | FIRE SYSTEM^CONTROLLER PANEL | 3.B5
KA0172:A2 | SC | 0V | WHT | 20 | 9.B2 | KA0174:A2 | FIRE SYSTEM^CONTROLLER PANEL | 9.C2
KA0176:11 | SC | 009304 | WHT | 20 | 85.C6 | XT0171:1 | FIRE SYSTEM^CONTROLLER PANEL | 85.C5
KA0176:A1 | SC | KA014422 | WHT | 20 | 85.D5 | KA0177:A1 | FIRE SYSTEM^CONTROLLER PANEL | 85.D5
KA0176:A2 | SC | 0V | WHT | 20 | 85.D5 | KA0177:A2 | FIRE SYSTEM^CONTROLLER PANEL | 85.D5
KA0177:11 | SC | 009313 | WHT | 20 | 86.B6 | XT0171:3 | FIRE SYSTEM^CONTROLLER PANEL | 86.B5
UV0170:GND | SC | UV0170G | GRN/YEL | 14 | 9.A3 | FRAME | FIRE SYSTEM^CONTROLLER PANEL | 9.B4
XT0171:1 | SC | 009304 | WHT | 20 | 85.C5 | XT0171:2 | FIRE SYSTEM^CONTROLLER PANEL | 85.C5
XT0171:3 | SC | 009313 | WHT | 20 | 86.B5 | XT0171:4 | FIRE SYSTEM^CONTROLLER PANEL | 86.B5
AT0170:11 | SC | SA0170B113 | WHT | 20 | 32.A6 | XT0170:1 | FIRE SYSTEM^PANEL | 32.A5
AT0170:12 | SC | SA0170B114 | WHT | 20 | 32.A6 | XT0170:2 | FIRE SYSTEM^PANEL | 32.A5
AT0170:45 | SC | AT017045 | WHT | 20 | 73.D6 | XT0170:13 | FIRE SYSTEM^PANEL | 73.D5
AT0170:46 | SC | AT017046 | WHT | 20 | 73.D6 | XT0170:14 | FIRE SYSTEM^PANEL | 73.D5
KA0172:11 | SC | KA017211 | WHT | 20 | 73.D6 | XT0170:15 | FIRE SYSTEM^PANEL | 73.D5
KA0172:12 | SC | KA017212 | WHT | 20 | 73.D6 | XT0170:16 | FIRE SYSTEM^PANEL | 73.D5
KA0172:A2 | SC | 0V | WHT | 20 | 9.B2 | XT0170:44 | FIRE SYSTEM^PANEL | 9.A2
KA0174:11 | SC | KA017411 | WHT | 20 | 73.D6 | XT0170:17 | FIRE SYSTEM^PANEL | 73.D5
KA0174:12 | SC | KA017412 | WHT | 20 | 73.D6 | XT0170:18 | FIRE SYSTEM^PANEL | 73.D5
KA0176:A2 | SC | 0V | WHT | 20 | 85.D5 | XT0170:43 | FIRE SYSTEM^PANEL | 9.A2
UV0170:1(+) | SC | FU0170 | WHT | 14 | 9.A3 | XT0170:42 | FIRE SYSTEM^PANEL | 9.A2
UV0170:10(-) | SC | UV017010 | WHT | 14 | 9.A3 | AT0175:2P1 | FIRE SYSTEM^PANEL | 9.B5
UV0170:11(+) | SC | UV017011 | WHT | 14 | 9.A3 | AT0176:1P1 | FIRE SYSTEM^PANEL | 9.C5
UV0170:12(-) | SC | UV017012 | WHT | 14 | 9.A3 | AT0176:2P1 | FIRE SYSTEM^PANEL | 9.C5
UV0170:13(+) | SC | LON0P | WHT | 14 | 76.B7 | XT0172:6 | FIRE SYSTEM^PANEL | 76.A6
UV0170:14(-) | SC | LON0N | WHT | 14 | 76.B7 | XT0172:7 | FIRE SYSTEM^PANEL | 76.A6
UV0170:15(+) | SC | LON2P | WHT | 14 | 76.B7 | XT0172:8 | FIRE SYSTEM^PANEL | 76.D6
UV0170:16(-) | SC | LON2N | WHT | 14 | 76.B7 | XT0172:9 | FIRE SYSTEM^PANEL | 76.D6
UV0170:2(-) | SC | 0V | WHT | 14 | 9.A3 | XT0170:43 | FIRE SYSTEM^PANEL | 9.A2
UV0170:3(+) | SC | FU0170 | WHT | 14 | 9.A3 | XT0170:42 | FIRE SYSTEM^PANEL | 9.A2
UV0170:4(-) | SC | 0V | WHT | 14 | 9.A3 | XT0170:43 | FIRE SYSTEM^PANEL | 9.A2
UV0170:9(+) | SC | UV01709 | WHT | 14 | 9.A3 | AT0175:1P1 | FIRE SYSTEM^PANEL | 9.B5
AT0170:53 | WC5018 | LON2A | WHT | 16 | 76.D6 | XT0172:10 | FIRE SYSTEM^PANEL | 76.D6
AT0170:52 | WC5018 | LON2B | BLK | 16 | 76.D6 | XT0172:11 | FIRE SYSTEM^PANEL | 76.D6
AT0170:51 | WC5018 | LON2S1 | SH | 16 | 76.D6 | XT0172:12 | FIRE SYSTEM^PANEL | 76.D6
AT0170:50 | WC8069 | AT017050 | WHT | 16 | 9.A7 | AT0175:4P2 | FIRE SYSTEM^PANEL | 9.A7
AT0170:49 | WC8069 | AT017049 | BLK | 16 | 9.A7 | AT0175:5P2 | FIRE SYSTEM^PANEL | 9.A7
AT0170:48 | WC8069 | AT017048 | SH | 16 | 9.A7 | AT0175:6P2 | FIRE SYSTEM^PANEL | 9.A7
AT0170:L2 | WC0017 | AT0170L2 | ENET | CABLE | 2.C3 | AP0602:L1 | PLC PANEL | 2.A2
KA0176:14 | SC | 009336 | WHT | 20 | 85.C6 | AF0093:36 | TURBINE PANEL A | 85.C6
KA0176:A1 | SC | KA014422 | WHT | 20 | 85.D5 | KA0144:22 | TURBINE PANEL A | 85.D6
KA0177:14 | SC | 009345 | WHT | 20 | 86.B6 | AF0093:45 | TURBINE PANEL A | 86.B6
XT0171:2 | SC | 009304 | WHT | 20 | 85.C5 | AF0093:04 | TURBINE PANEL A | 85.C6
XT0171:4 | SC | 009313 | WHT | 20 | 86.B5 | AF0093:13 | TURBINE PANEL A | 86.B6
AT0170:24 | SC | FU0139 | WHT | 20 | 9.B3 | XT0240:11 | TURBINE PANEL B | 17.C4
AT0170:26 | SC | KA0243A1 | WHT | 20 | 9.B3 | XT0240:6 | TURBINE PANEL B | 17.C3
AT0170:30 | SC | FU0139 | WHT | 20 | 9.C3 | XT0240:11 | TURBINE PANEL B | 17.C4
AT0170:32 | SC | KA0245A1 | WHT | 20 | 9.C3 | XT0240:7 | TURBINE PANEL B | 17.D3
XT0171:1 | SC | 009304 | WHT | 20 | 85.C5 | KA0246:11 | TURBINE PANEL B | 85.C5
XT0171:3 | SC | 009313 | WHT | 20 | 86.B5 | KA0247:11 | TURBINE PANEL B | 86.B5
SolarTools ver. 24.0.84.24712 (Jul 31, 2025)
Report date: 1/14/2026 8:50 PM

## FIRE SYSTEM^PANEL
FIRE SYSTEM^PANEL
Project # | J0160
Project Name | VSP CCP TG C
Revision | 0.2
Controls DE | R.BRAUNSTEIN
Phone:
Controls ME | S. MARTINEZ
Phone:
From | [5 empty] | To
Device ID | Cable (W) Conductor (SC) Jumper Clip (JC) | Wire No. | Wire ID | Gauge/Size | Page/Zone | Device ID | Location | Page/Zone
XT0170:41 | JC | FU0170 | CLIP | --- | 9.A2 | XT0170:42 | FIRE SYSTEM^PANEL | 9.A2
XT0170:43 | JC | 0V | CLIP | --- | 9.A2 | XT0170:44 | FIRE SYSTEM^PANEL | 9.A2
AT0175:11 | SC | KA651012 | WHT | 20 | 77.A6 | KA6510:12 | FIRE SYSTEM^PANEL | 77.A6
AT0175:14 | SC | KA651212 | WHT | 16 | 77.B6 | KA6511:12 | FIRE SYSTEM^PANEL | 77.B6
AT0175:17 | SC | VD0175A | WHT | 20 | 32.B6 | XT0170:7 | FIRE SYSTEM^PANEL | 32.B5
AT0175:18 | SC | HL0171X1 | WHT | 20 | 32.B6 | XT0170:8 | FIRE SYSTEM^PANEL | 32.B5
AT0175:2 | SC | SB017013 | WHT | 20 | 32.B6 | XT0170:5 | FIRE SYSTEM^PANEL | 32.B5
AT0175:20 | SC | VD0175I | WHT | 20 | 32.C6 | XT0170:9 | FIRE SYSTEM^PANEL | 32.C5
AT0175:21 | SC | HL0172X1 | WHT | 20 | 32.C6 | XT0170:10 | FIRE SYSTEM^PANEL | 32.C5
AT0175:23 | SC | VD0175D | WHT | 20 | 32.C6 | XT0170:11 | FIRE SYSTEM^PANEL | 32.C5
AT0175:24 | SC | HL0173X1 | WHT | 20 | 32.C6 | XT0170:12 | FIRE SYSTEM^PANEL | 32.C5
AT0175:3 | SC | SB017014 | WHT | 20 | 32.B6 | XT0170:6 | FIRE SYSTEM^PANEL | 32.B5
AT0175:4P1 | SC | AT01754P1 | WHT | 20 | 9.B5 | XT0170:3 | FIRE SYSTEM^PANEL | 32.A5
AT0175:5 | SC | TS65401 | WHT | 20 | 75.A6 | XT0170:25 | FIRE SYSTEM^PANEL | 75.A5
AT0175:6 | SC | TS65402 | WHT | 20 | 75.A6 | XT0170:26 | FIRE SYSTEM^PANEL | 75.A5
AT0175:8 | SC | PS66101 | WHT | 20 | 79.C6 | XT0170:39 | FIRE SYSTEM^PANEL | 79.C5
AT0175:9 | SC | PS66102 | WHT | 20 | 79.C6 | XT0170:40 | FIRE SYSTEM^PANEL | 79.C5
AT0175:GND | SC | AT0175G | GRN/YEL | 14 | 9.B5 | FRAME | FIRE SYSTEM^PANEL | 9.C6
AT0176:11 | SC | 017611 | LEAD | --- | 73.C6 | RR0176S4:-10K OHM | FIRE SYSTEM^PANEL | 73.C6
AT0176:12 | SC | 017612 | LEAD | --- | 73.C6 | RR0176S4:-10K OHM | FIRE SYSTEM^PANEL | 73.C6
AT0176:14 | SC | 017614 | LEAD | --- | 77.C6 | RR0176S5:-10K OHM | FIRE SYSTEM^PANEL | 77.C6
AT0176:15 | SC | 017615 | LEAD | --- | 77.C6 | RR0176S5:-10K OHM | FIRE SYSTEM^PANEL | 77.C6
AT0176:17 | SC | 017617 | LEAD | --- | 77.C6 | RR0176S6:-10K OHM | FIRE SYSTEM^PANEL | 77.C6
AT0176:18 | SC | 017618 | LEAD | --- | 77.C6 | RR0176S6:-10K OHM | FIRE SYSTEM^PANEL | 77.C6
AT0176:2 | SC | HAL67303 | WHT | 16 | 73.A6 | XT0170:21 | FIRE SYSTEM^PANEL | 73.A5
AT0176:20 | SC | 017620 | LEAD | --- | 77.D6 | RR0176S7:-10K OHM | FIRE SYSTEM^PANEL | 77.D6
AT0176:21 | SC | 017621 | LEAD | --- | 77.D6 | RR0176S7:-10K OHM | FIRE SYSTEM^PANEL | 77.D6
AT0176:23 | SC | HAL67301 | WHT | 16 | 73.A6 | XT0170:19 | FIRE SYSTEM^PANEL | 73.A5
AT0176:24 | SC | HAL67302 | WHT | 16 | 73.A6 | XT0170:20 | FIRE SYSTEM^PANEL | 73.A5
AT0176:3 | SC | HAL67304 | WHT | 16 | 73.A6 | XT0170:22 | FIRE SYSTEM^PANEL | 73.B5
AT0176:4P1 | SC | AT01764P1 | WHT | 14 | 9.C5 | AT0178:1P1 | FIRE SYSTEM^PANEL | 9.D5
AT0176:5 | SC | HL67101 | WHT | 16 | 73.B6 | XT0170:23 | FIRE SYSTEM^PANEL | 73.B5
AT0176:5P1 | SC | AT01765P1 | WHT | 14 | 9.C5 | AT0178:2P1 | FIRE SYSTEM^PANEL | 9.D5
AT0176:6 | SC | HL67102 | WHT | 16 | 73.B6 | XT0170:24 | FIRE SYSTEM^PANEL | 73.B5
AT0176:8 | SC | 01768 | LEAD | --- | 73.C6 | RR0176S3:-10K OHM | FIRE SYSTEM^PANEL | 73.C6
AT0176:9 | SC | 01769 | LEAD | --- | 73.C6 | RR0176S3:-10K OHM | FIRE SYSTEM^PANEL | 73.C6
AT0176:GND | SC | AT0176G | GRN/YEL | 14 | 9.C5 | FRAME | FIRE SYSTEM^PANEL | 9.C6
AT0178:11 | SC | ZS66221 | WHT | 20 | 78.D6 | XT0170:37 | FIRE SYSTEM^PANEL | 78.D5
AT0178:12 | SC | ZS66222 | WHT | 20 | 78.D6 | XT0170:38 | FIRE SYSTEM^PANEL | 78.D5
AT0178:14 | SC | PS66111 | WHT | 20 | 78.A6 | XT0170:27 | FIRE SYSTEM^PANEL | 78.A5
AT0178:15 | SC | PS66112 | WHT | 20 | 78.A6 | XT0170:28 | FIRE SYSTEM^PANEL | 78.A5
AT0178:17 | SC | PS66211 | WHT | 20 | 78.C6 | XT0170:33 | FIRE SYSTEM^PANEL | 78.C5
AT0178:18 | SC | PS66212 | WHT | 20 | 78.C6 | XT0170:34 | FIRE SYSTEM^PANEL | 78.C5
AT0178:2 | SC | ZS66111 | WHT | 20 | 78.B6 | XT0170:29 | FIRE SYSTEM^PANEL | 78.B5
AT0178:20 | SC | AT017820 | LEAD | --- | 79.C6 | RR0178S7: -10K OHM | FIRE SYSTEM^PANEL | 79.C6
AT0178:21 | SC | AT017821 | LEAD | --- | 79.C6 | RR0178S7: -10K OHM | FIRE SYSTEM^PANEL | 79.C6
AT0178:23 | SC | 017823 | LEAD | --- | 79.D6 | RR0178S8:-10K OHM | FIRE SYSTEM^PANEL | 79.D6
AT0178:24 | SC | 017824 | LEAD | --- | 79.D6 | RR0178S8:-10K OHM | FIRE SYSTEM^PANEL | 79.D6
AT0178:3 | SC | ZS66112 | WHT | 20 | 78.B6 | XT0170:30 | FIRE SYSTEM^PANEL | 78.B5
AT0178:5 | SC | ZS66121 | WHT | 20 | 78.B6 | XT0170:31 | FIRE SYSTEM^PANEL | 78.B5
AT0178:6 | SC | ZS66122 | WHT | 20 | 78.B6 | XT0170:32 | FIRE SYSTEM^PANEL | 78.B5
AT0178:8 | SC | ZS66211 | WHT | 20 | 78.D6 | XT0170:35 | FIRE SYSTEM^PANEL | 78.D5
AT0178:9 | SC | ZS66212 | WHT | 20 | 78.D6 | XT0170:36 | FIRE SYSTEM^PANEL | 78.D5
AT0178:GND | SC | AT0178G | GRN/YEL | 14 | 9.D5 | FRAME | FIRE SYSTEM^PANEL | 9.D6
FU0170:LD | SC | FU0170 | WHT | 14 | 9.A2 | XT0170:42 | FIRE SYSTEM^PANEL | 9.A2
GR0170: | SC | GR0170 | GRN/YEL | 14 | 3.B4 | FRAME | FIRE SYSTEM^PANEL | 3.B4
GR0172: | SC | GR0172 | GRN/YEL | 14 | 3.B5 | FRAME | FIRE SYSTEM^PANEL | 3.B5
KA6510:A1 | SC | SA0170B214 | WHT | 20 | 32.A6 | KA6511:A1 | FIRE SYSTEM^PANEL | 32.A6
KA6510:A1 | SC | SA0170B214 | WHT | 20 | 32.A6 | XT0170:4 | FIRE SYSTEM^PANEL | 32.A5
KA6510:A2 | SC | KA6510A2 | WHT | 20 | 32.A6 | AT0175:5P1 | FIRE SYSTEM^PANEL | 9.B5
KA6510:A2 | SC | KA6510A2 | WHT | 20 | 32.A6 | KA6511:A2 | FIRE SYSTEM^PANEL | 32.A6
XT0172:4 | SC | FU0170 | WHT | 14 | 74.A6 | XT0170:41 | FIRE SYSTEM^PANEL | 9.A2
XT0172:5 | SC | 0V | WHT | 14 | 74.A6 | XT0170:44 | FIRE SYSTEM^PANEL | 9.A2
AT0178:1P2 | WC5500 | LON1A | WHT | 16 | 74.A6 | XT0172:1 | FIRE SYSTEM^PANEL | 74.A6
AT0178:2P2 | WC5500 | LON1B | BLK | 16 | 74.A6 | XT0172:2 | FIRE SYSTEM^PANEL | 74.A6
AT0178:3P2 | WC5500 | LON1S1 | SH | 16 | 74.A6 | XT0172:3 | FIRE SYSTEM^PANEL | 74.A6
AT0175:1P2 | WC8066 | AT01751P2 | WHT | 16 | 9.C7 | AT0176:4P2 | FIRE SYSTEM^PANEL | 9.C7
AT0175:2P2 | WC8066 | AT01752P2 | BLK | 16 | 9.C7 | AT0176:5P2 | FIRE SYSTEM^PANEL | 9.C7
AT0175:3P2 | WC8066 | AT01753P2 | SH | 16 | 9.C7 | AT0176:6P2 | FIRE SYSTEM^PANEL | 9.C7
AT0176:1P2 | WC8067 | AT01761P2 | WHT | 16 | 9.D7 | AT0178:4P2 | FIRE SYSTEM^PANEL | 9.D7
AT0176:2P2 | WC8067 | AT01762P2 | BLK | 16 | 9.D7 | AT0178:5P2 | FIRE SYSTEM^PANEL | 9.D7
AT0176:3P2 | WC8067 | AT01763P2 | SH | 16 | 9.D7 | AT0178:6P2 | FIRE SYSTEM^PANEL | 9.D7
AT0175:1P1 | SC | UV01709 | WHT | 14 | 9.B5 | UV0170:9(+) | FIRE SYSTEM^CONTROLLER PANEL | 9.A3
AT0175:2P1 | SC | UV017010 | WHT | 14 | 9.B5 | UV0170:10(-) | FIRE SYSTEM^CONTROLLER PANEL | 9.A3
AT0176:1P1 | SC | UV017011 | WHT | 14 | 9.C5 | UV0170:11(+) | FIRE SYSTEM^CONTROLLER PANEL | 9.A3
AT0176:2P1 | SC | UV017012 | WHT | 14 | 9.C5 | UV0170:12(-) | FIRE SYSTEM^CONTROLLER PANEL | 9.A3
XT0170:1 | SC | SA0170B113 | WHT | 20 | 32.A5 | AT0170:11 | FIRE SYSTEM^CONTROLLER PANEL | 32.A6
XT0170:13 | SC | AT017045 | WHT | 20 | 73.D5 | AT0170:45 | FIRE SYSTEM^CONTROLLER PANEL | 73.D6
XT0170:14 | SC | AT017046 | WHT | 20 | 73.D5 | AT0170:46 | FIRE SYSTEM^CONTROLLER PANEL | 73.D6
XT0170:15 | SC | KA017211 | WHT | 20 | 73.D5 | KA0172:11 | FIRE SYSTEM^CONTROLLER PANEL | 73.D6
XT0170:16 | SC | KA017212 | WHT | 20 | 73.D5 | KA0172:12 | FIRE SYSTEM^CONTROLLER PANEL | 73.D6
XT0170:17 | SC | KA017411 | WHT | 20 | 73.D5 | KA0174:11 | FIRE SYSTEM^CONTROLLER PANEL | 73.D6
XT0170:18 | SC | KA017412 | WHT | 20 | 73.D5 | KA0174:12 | FIRE SYSTEM^CONTROLLER PANEL | 73.D6
XT0170:2 | SC | SA0170B114 | WHT | 20 | 32.A5 | AT0170:12 | FIRE SYSTEM^CONTROLLER PANEL | 32.A6
XT0170:42 | SC | FU0170 | WHT | 14 | 9.A2 | UV0170:3(+) | FIRE SYSTEM^CONTROLLER PANEL | 9.A3
XT0170:42 | SC | FU0170 | WHT | 14 | 9.A2 | UV0170:1(+) | FIRE SYSTEM^CONTROLLER PANEL | 9.A3
XT0170:43 | SC | 0V | WHT | 14 | 9.A2 | UV0170:4(-) | FIRE SYSTEM^CONTROLLER PANEL | 9.A3
XT0170:43 | SC | 0V | WHT | 14 | 9.A2 | UV0170:2(-) | FIRE SYSTEM^CONTROLLER PANEL | 9.A3
XT0170:43 | SC | 0V | WHT | 20 | 9.A2 | KA0176:A2 | FIRE SYSTEM^CONTROLLER PANEL | 85.D5
XT0170:44 | SC | 0V | WHT | 20 | 9.A2 | KA0172:A2 | FIRE SYSTEM^CONTROLLER PANEL | 9.B2
XT0172:6 | SC | LON0P | WHT | 14 | 76.A6 | UV0170:13(+) | FIRE SYSTEM^CONTROLLER PANEL | 76.B7
XT0172:7 | SC | LON0N | WHT | 14 | 76.A6 | UV0170:14(-) | FIRE SYSTEM^CONTROLLER PANEL | 76.B7
XT0172:8 | SC | LON2P | WHT | 14 | 76.D6 | UV0170:15(+) | FIRE SYSTEM^CONTROLLER PANEL | 76.B7
XT0172:9 | SC | LON2N | WHT | 14 | 76.D6 | UV0170:16(-) | FIRE SYSTEM^CONTROLLER PANEL | 76.B7
XT0172:10 | WC5018 | LON2A | WHT | 16 | 76.D6 | AT0170:53 | FIRE SYSTEM^CONTROLLER PANEL | 76.D6
XT0172:11 | WC5018 | LON2B | BLK | 16 | 76.D6 | AT0170:52 | FIRE SYSTEM^CONTROLLER PANEL | 76.D6
XT0172:12 | WC5018 | LON2S1 | SH | 16 | 76.D6 | AT0170:51 | FIRE SYSTEM^CONTROLLER PANEL | 76.D6
AT0175:4P2 | WC8069 | AT017050 | WHT | 16 | 9.A7 | AT0170:50 | FIRE SYSTEM^CONTROLLER PANEL | 9.A7
AT0175:5P2 | WC8069 | AT017049 | BLK | 16 | 9.A7 | AT0170:49 | FIRE SYSTEM^CONTROLLER PANEL | 9.A7
AT0175:6P2 | WC8069 | AT017048 | SH | 16 | 9.A7 | AT0170:48 | FIRE SYSTEM^CONTROLLER PANEL | 9.A7
AT0175:12 | SC | SV66112 | WHT | 20 | 77.A6 | XT9100:20 | TERMINAL PANEL #2 | 77.A5
AT0175:15 | SC | SV62212 | WHT | 20 | 77.B6 | XT9100:22 | TERMINAL PANEL #2 | 77.B5
KA6510:11 | SC | SV66111 | WHT | 20 | 77.A6 | XT9100:19 | TERMINAL PANEL #2 | 77.A5
KA6511:11 | SC | SV62211 | WHT | 20 | 77.B6 | XT9100:21 | TERMINAL PANEL #2 | 77.B5
FU0170:LI | SC | FU0136 | WHT | 12 | 9.A2 | XT0138:2 | TURBINE PANEL A | 15.A3
KA0875:A1 | SC | 009212 | WHT | 20 | 9.C2 | AF0092:12 | TURBINE PANEL A | 9.C3
KA0875:A2 | SC | 009228 | WHT | 20 | 9.C2 | AF0092:28 | TURBINE PANEL A | 9.C3
XT0170:43 | SC | 0V | WHT | 12 | 9.A2 | XT0134:2 | TURBINE PANEL A | 15.B3
XT0170:42 | SC | FU0170 | WHT | 20 | 9.A2 | KA0232:21 | TURBINE PANEL B | 85.D6
SolarTools ver. 24.0.84.24712 (Jul 31, 2025)
Report date: 1/14/2026 8:50 PM

## GENERATOR DECS250^PANEL
GENERATOR DECS250^PANEL
Project # | J0160
Project Name | VSP CCP TG C
Revision | 0.2
Controls DE | R.BRAUNSTEIN
Phone:
Controls ME | S. MARTINEZ
Phone:
From | [5 empty] | To
Device ID | Cable (W) Conductor (SC) Jumper Clip (JC) | Wire No. | Wire ID | Gauge/Size | Page/Zone | Device ID | Location | Page/Zone
XT0120:1 | JC | 0V | CLIP | --- | 23.D1 | XT0120:2 | GENERATOR DECS250^PANEL | 23.D1
XT0130:3 | JC | 0V | CLIP | --- | 23.A5 | XT0130:2 | GENERATOR DECS250^PANEL | 23.A5
XT0336:2 | JC | 0V | CLIP | --- | 22.C4 | XT0336:3 | GENERATOR DECS250^PANEL | 22.C4
XT0336:3 | JC | 0V | CLIP | --- | 22.C4 | XT0336:4 | GENERATOR DECS250^PANEL | 22.D4
XT0341:4 | JC | VGENB | CLIP | --- | 20.D2 | XT0341:5 | GENERATOR DECS250^PANEL | 20.D2
XT0350:1 | JC | CCT1(-) | CLIP | --- | 69.C4 | XT0350:2 | GENERATOR DECS250^PANEL | 69.D4
XT0350:3 | JC | CCT1(+) | CLIP | --- | 69.D4 | XT0350:4 | GENERATOR DECS250^PANEL | 69.D4
XT0351:1 | JC | VBUSA | CLIP | --- | 68.B4 | XT0351:2 | GENERATOR DECS250^PANEL | 68.B4
XT0351:10 | JC | VGENA | CLIP | --- | 68.D4 | XT0351:11 | GENERATOR DECS250^PANEL | 68.D4
XT0351:12 | JC | VGENB | CLIP | --- | 68.D4 | XT0351:13 | GENERATOR DECS250^PANEL | 68.D4
XT0351:14 | JC | VGENC | CLIP | --- | 68.D4 | XT0351:15 | GENERATOR DECS250^PANEL | 68.D4
XT0351:3 | JC | VBUSB | CLIP | --- | 68.B4 | XT0351:4 | GENERATOR DECS250^PANEL | 68.B4
XT0351:5 | JC | VBUSC | CLIP | --- | 68.B4 | XT0351:6 | GENERATOR DECS250^PANEL | 68.B4
XT0351:7 | JC | VBUSN | CLIP | --- | 68.B4 | XT0351:8 | GENERATOR DECS250^PANEL | 68.B4
XT0370:2 | JC | EXC2 | CLIP | --- | 70.C4 | XT0370:3 | GENERATOR DECS250^PANEL | 70.C5
XT0370:4 | JC | EXCS | CLIP | --- | 70.C4 | XT0370:5 | GENERATOR DECS250^PANEL | 70.C5
AF0121:01 | SC | 012101 | WHT | 20 | 25.A7 | KA0121:A1 | GENERATOR DECS250^PANEL | 25.A5
AF0121:03 | SC | 012103 | WHT | 20 | 25.A7 | KA0123:A1 | GENERATOR DECS250^PANEL | 25.B5
AF0121:04 | SC | 012104 | WHT | 20 | 29.A6 | KA0901:A1 | GENERATOR DECS250^PANEL | 29.A5
AF0121:05 | SC | 012105 | WHT | 20 | 29.B6 | KA0902:A1 | GENERATOR DECS250^PANEL | 29.B5
AF0121:06 | SC | 012106 | WHT | 20 | 29.B6 | KA0903:A1 | GENERATOR DECS250^PANEL | 29.B5
AF0121:07 | SC | 012107 | WHT | 20 | 29.C6 | KA0909:A1 | GENERATOR DECS250^PANEL | 29.C5
AF0121:08 | SC | 012108 | WHT | 20 | 25.B7 | KA0128:A1 | GENERATOR DECS250^PANEL | 25.B5
AF0121:09 | SC | 012109 | WHT | 20 | 29.C6 | KA0908:A1 | GENERATOR DECS250^PANEL | 29.C5
AF0121:10 | SC | 012110 | WHT | 20 | 29.D6 | KA0910:A1 | GENERATOR DECS250^PANEL | 29.D5
AF0121:11 | SC | 012111 | WHT | 20 | 29.D6 | KA0911:A1 | GENERATOR DECS250^PANEL | 29.D5
AF0121:14 | SC | KA033611 | WHT | 20 | 57.A6 | KA0336:11 | GENERATOR DECS250^PANEL | 57.A5
AF0121:17 | SC | 012117 | WHT | 20 | 25.A7 | KA0121:A2 | GENERATOR DECS250^PANEL | 25.A5
AF0121:19 | SC | 012119 | WHT | 20 | 25.A7 | KA0123:A2 | GENERATOR DECS250^PANEL | 25.B5
AF0121:20 | SC | 012120 | WHT | 20 | 29.A6 | KA0901:A2 | GENERATOR DECS250^PANEL | 29.A5
AF0121:21 | SC | 012121 | WHT | 20 | 29.B6 | KA0902:A2 | GENERATOR DECS250^PANEL | 29.B5
AF0121:22 | SC | 012122 | WHT | 20 | 29.B6 | KA0903:A2 | GENERATOR DECS250^PANEL | 29.B5
AF0121:23 | SC | 012123 | WHT | 20 | 29.C6 | KA0909:A2 | GENERATOR DECS250^PANEL | 29.C5
AF0121:24 | SC | 012124 | WHT | 20 | 25.B7 | KA0128:A2 | GENERATOR DECS250^PANEL | 25.B5
AF0121:25 | SC | 012125 | WHT | 20 | 29.C6 | KA0908:A2 | GENERATOR DECS250^PANEL | 29.C5
AF0121:26 | SC | 012126 | WHT | 20 | 29.D6 | KA0910:A2 | GENERATOR DECS250^PANEL | 29.D5
AF0121:27 | SC | 012127 | WHT | 20 | 29.D6 | KA0911:A2 | GENERATOR DECS250^PANEL | 29.D5
AF0121:30 | SC | KA4100A2 | WHT | 20 | 57.A6 | KA4100:7 | GENERATOR DECS250^PANEL | 57.B6
AF0121:COM | SC | 0V | WHT | 14 | 23.D2 | XT0120:2 | GENERATOR DECS250^PANEL | 23.D1
AF0121:J | SC | * |  |  | 23.D2 | AF0122:P | GENERATOR DECS250^PANEL | 23.D3
AF0121:P | SC | * |  |  | 23.D2 | AU0120:J | GENERATOR DECS250^PANEL | 23.C1
AF0121:V+ | SC | FU0121 | WHT | 14 | 23.D2 | FU0121:LD | GENERATOR DECS250^PANEL | 23.D1
AF0122:00 | SC | 012200 | WHT | 20 | 27.A7 | KA0330:11 | GENERATOR DECS250^PANEL | 27.A6
AF0122:01 | SC | 012201 | WHT | 20 | 27.A7 | KA0331:11 | GENERATOR DECS250^PANEL | 27.A6
AF0122:02 | SC | 012202 | WHT | 20 | 27.B7 | KA0310:11 | GENERATOR DECS250^PANEL | 27.B6
AF0122:03 | SC | KA96002 | WHT | 20 | 26.A7 | XT0337:11 | GENERATOR DECS250^PANEL | 26.A5
AF0122:04 | SC | KA96012 | WHT | 20 | 26.A7 | XT0337:13 | GENERATOR DECS250^PANEL | 26.A5
AF0122:06 | SC | 012207 | WHT | 20 | 27.C7 | XT0337:21 | GENERATOR DECS250^PANEL | 27.C5
AF0122:09 | SC | 012209 | WHT | 20 | 29.A6 | KA0364:21 | GENERATOR DECS250^PANEL | 29.A6
AF0122:32 | SC | 012232 | WHT | 20 | 27.A7 | KA0330:14 | GENERATOR DECS250^PANEL | 27.A6
AF0122:33 | SC | 012233 | WHT | 20 | 27.A7 | KA0331:14 | GENERATOR DECS250^PANEL | 27.A6
AF0122:34 | SC | 012234 | WHT | 20 | 27.B7 | KA0310:14 | GENERATOR DECS250^PANEL | 27.B6
AF0122:35 | SC | KA96001 | WHT | 20 | 26.A7 | XT0337:10 | GENERATOR DECS250^PANEL | 26.A5
AF0122:36 | SC | KA96011 | WHT | 20 | 26.A7 | XT0337:12 | GENERATOR DECS250^PANEL | 26.A5
AF0122:38 | SC | 012239 | WHT | 20 | 27.C7 | XT0337:20 | GENERATOR DECS250^PANEL | 27.C5
AF0122:41 | SC | 012241 | WHT | 20 | 29.A6 | KA0364:24 | GENERATOR DECS250^PANEL | 29.A6
AF0122:COM | SC | AF0122N | WHT | 20 | 23.D3 | AF0123:COM | GENERATOR DECS250^PANEL | 23.D3
AF0122:COM | SC | AU0120N | WHT | 20 | 23.D3 | AU0120:COM | GENERATOR DECS250^PANEL | 23.C1
AF0122:J | SC | * |  |  | 23.D3 | AF0123:P | GENERATOR DECS250^PANEL | 23.D3
AF0122:V+ | SC | AF0122P | WHT | 20 | 23.D3 | AF0123:V+ | GENERATOR DECS250^PANEL | 23.D3
AF0122:V+ | SC | AU0120P | WHT | 20 | 23.D3 | AU0120:V+ | GENERATOR DECS250^PANEL | 23.C1
AF0123:SH | SC | AU0120G | GRN | 14 | 23.D3 | AU0120:GND | GENERATOR DECS250^PANEL | 23.C1
AT0140:13 VGEN-A | SC | VGENA | RED | 16 | 68.D7 | XT0351:10 | GENERATOR DECS250^PANEL | 68.D4
AT0140:14 VGEN-B | SC | VGENB | RED | 16 | 68.D7 | XT0351:12 | GENERATOR DECS250^PANEL | 68.D4
AT0140:15 VGEN-C | SC | VGENC | RED | 16 | 68.D7 | XT0351:14 | GENERATOR DECS250^PANEL | 68.D4
AT0140:16 VGEN-N | SC | VBUSN | GRN/YEL | 12 | 68.D7 | XT0351:9 | GENERATOR DECS250^PANEL | 68.D4
AT0140:17 VBUS-A | SC | VBUSA | RED | 16 | 68.B7 | XT0351:2 | GENERATOR DECS250^PANEL | 68.B4
AT0140:18 VBUS-B | SC | VBUSB | RED | 16 | 68.B7 | XT0351:3 | GENERATOR DECS250^PANEL | 68.B4
AT0140:19 VBUS-C | SC | VBUSC | RED | 16 | 68.B7 | XT0351:5 | GENERATOR DECS250^PANEL | 68.B4
AT0140:20 VBUS-N | SC | VBUSN | GRN/YEL | 14 | 68.B7 | XT0351:7 | GENERATOR DECS250^PANEL | 68.B4
AT0140:27 ID RLY | SC | CCT1(+) | BLU | 12 | 69.D7 | XT0350:3 | GENERATOR DECS250^PANEL | 69.D4
AT0140:28 ID RLY | SC | CCT1(-) | BLU | 12 | 69.D7 | XT0350:1 | GENERATOR DECS250^PANEL | 69.C4
AT0140:3 EX-D(-) | SC | 0V | WHT | 16 | 72.C6 | XT0336:4 | GENERATOR DECS250^PANEL | 22.D4
AT0140:33 ID RES(+) | SC | CCT1(+) | BLU | 12 | 69.D7 | XT0350:4 | GENERATOR DECS250^PANEL | 69.D4
AT0140:34 ID RES(-) | SC | AT014034 | WHT | 16 | 69.D7 | AT0140:42 ID(+) | GENERATOR DECS250^PANEL | 69.D7
AT0140:36 I1(+) | SC | MCTA | BLU | 12 | 69.B7 | XT0352:1 | GENERATOR DECS250^PANEL | 69.B4
AT0140:37 I1(-) | SC | PA07716 | BLU | 16 | 69.B7 | XT0342:4 | GENERATOR DECS250^PANEL | 20.C2
AT0140:38 I2(+) | SC | MCTB1 | BLU | 12 | 69.B7 | XT0352:6 | GENERATOR DECS250^PANEL | 69.B5
AT0140:39 I2(-) | SC | SA074013 | BLU | 16 | 69.B7 | XT0342:3 | GENERATOR DECS250^PANEL | 20.B3
AT0140:4 EX-D(+) | SC | KA012314 | WHT | 16 | 72.C6 | KA0123:14 | GENERATOR DECS250^PANEL | 22.B5
AT0140:40 I3(+) | SC | MCTC1 | BLU | 12 | 69.B7 | XT0352:7 | GENERATOR DECS250^PANEL | 69.B5
AT0140:41 I3(-) | SC | PA07035 | BLU | 16 | 69.B7 | XT0342:1 | GENERATOR DECS250^PANEL | 20.A2
AT0140:43 ID(-) | SC | CCT1(-) | BLU | 12 | 69.D7 | XT0350:2 | GENERATOR DECS250^PANEL | 69.D4
AT0140:56 FG | SC | AT0140G | GRN/YEL | 12 | 23.D5 | FRAME | GENERATOR DECS250^PANEL | 23.D4
AT0140:BAT(-) 48 | SC | 0V | WHT | 16 | 23.D5 | XT0336:4 | GENERATOR DECS250^PANEL | 22.D4
AT0140:BAT(+) 47 | SC | FU0334 | WHT | 16 | 23.D5 | XT0335:2 | GENERATOR DECS250^PANEL | 22.B4
AT0140:FLT 29 | SC | KA0310A2 | WHT | 20 | 23.D5 | KA0310:A2 | GENERATOR DECS250^PANEL | 22.B5
AT0140:FLT 30 | SC | 0V | WHT | 14 | 23.D5 | XT0336:4 | GENERATOR DECS250^PANEL | 22.D4
AU0120:COM | SC | 0V | WHT | 14 | 23.C1 | XT0120:1 | GENERATOR DECS250^PANEL | 23.D1
AU0120:V+ | SC | FU0120 | WHT | 14 | 23.C1 | FU0120:LD | GENERATOR DECS250^PANEL | 23.D1
XT0352:4 | SC | JPMXT0352 | BLU | 12 | 69.B4 | XT0352:3 | GENERATOR DECS250^PANEL | 69.B4
XT0337:21 | SC | JP1 | VIO | 20 | 27.C5 | XT0337:20 | GENERATOR DECS250^PANEL | 27.C5
FU0120:LI | SC | FU0332 | WHT | 14 | 23.D1 | XT0130:1 | GENERATOR DECS250^PANEL | 23.A5
FU0120:LI | SC | FU0332 | WHT | 14 | 23.D1 | FU0121:LI | GENERATOR DECS250^PANEL | 23.D1
FU0332:LD | SC | FU0332 | WHT | 14 | 22.B3 | XT0130:1 | GENERATOR DECS250^PANEL | 23.A5
FU0332:LD | SC | FU0332 | WHT | 14 | 22.B3 | FU0333:LI | GENERATOR DECS250^PANEL | 22.B3
FU0332:LI | SC | FU0136 | WHT | 12 | 22.B3 | XT0332:1 | GENERATOR DECS250^PANEL | 22.B2
FU0333:LD | SC | FU0333 | WHT | 16 | 22.B3 | XT0335:1 | GENERATOR DECS250^PANEL | 22.B4
FU0333:LI | SC | FU0332 | WHT | 14 | 22.B3 | FU0334:LI | GENERATOR DECS250^PANEL | 22.B3
FU0334:LD | SC | FU0334 | WHT | 14 | 22.B3 | XT0335:2 | GENERATOR DECS250^PANEL | 22.B4
FU0334:LI | SC | FU0332 | WHT | 14 | 22.B3 | FU0335:LI | GENERATOR DECS250^PANEL | 22.A3
FU0335:LD | SC | FU0335 | WHT | 14 | 22.A3 | XT0335:3 | GENERATOR DECS250^PANEL | 22.A4
GR0141: | SC | GR0141 | GRN/YEL | 14 | 3.B4 | FRAME | GENERATOR DECS250^PANEL | 3.B3
GR0142: | SC | GR0142 | GRN/YEL | 14 | 3.B4 | FRAME | GENERATOR DECS250^PANEL | 3.B3
KA0121:11 | SC | KA018511 | WHT | 20 | 26.C4 | XT0337:7 | GENERATOR DECS250^PANEL | 26.C3
KA0121:14 | SC | FU0333 | WHT | 20 | 26.C4 | XT0337:6 | GENERATOR DECS250^PANEL | 26.C3
KA0123:11 | SC | FU0334 | WHT | 20 | 22.B5 | XT0335:2 | GENERATOR DECS250^PANEL | 22.B4
KA0123:A1 | SC | 012103 | WHT | 20 | 25.B5 | KA0313:7 | GENERATOR DECS250^PANEL | 25.A5
KA0123:A2 | SC | 012119 | WHT | 20 | 25.B5 | KA0313:2 | GENERATOR DECS250^PANEL | 25.A5
KA0128:11 | SC | KA0333A1 | WHT | 20 | 26.B4 | KA0335:21 | GENERATOR DECS250^PANEL | 26.B4
KA0128:14 | SC | FU0333 | WHT | 20 | 26.B4 | KA0335:22 | GENERATOR DECS250^PANEL | 26.B4
KA0128:14 | SC | FU0333 | WHT | 20 | 26.B4 | XT0337:1 | GENERATOR DECS250^PANEL | 26.B3
KA0128:21 | SC | KA012821 | WHT | 20 | 27.C6 | XT0337:14 | GENERATOR DECS250^PANEL | 27.C5
KA0128:24 | SC | KA012824 | WHT | 20 | 27.C6 | XT0337:15 | GENERATOR DECS250^PANEL | 27.C5
KA0180:21 | SC | CC75801 | WHT | 20 | 28.A5 | XT0337:22 | GENERATOR DECS250^PANEL | 28.A5
KA0180:24 | SC | CC75802 | WHT | 20 | 28.A5 | XT0337:23 | GENERATOR DECS250^PANEL | 28.A5
KA0185:11 | SC | KA018511 | WHT | 20 | 26.C3 | XT0337:7 | GENERATOR DECS250^PANEL | 26.C3
KA0185:14 | SC | KA0332A1 | WHT | 20 | 26.C3 | XT0337:8 | GENERATOR DECS250^PANEL | 26.C3
KA0185:A2 | SC | KA0185A2 | WHT | 20 | 28.A5 | KA0364:11 | GENERATOR DECS250^PANEL | 28.B6
KA0310:21 | SC | KA0333A1 | WHT | 20 | 26.B4 | KA0335:21 | GENERATOR DECS250^PANEL | 26.B4
KA0310:21 | SC | KA0333A1 | WHT | 20 | 26.B4 | XT0337:2 | GENERATOR DECS250^PANEL | 26.B3
KA0310:24 | SC | FU0333 | WHT | 20 | 26.B4 | KA0335:22 | GENERATOR DECS250^PANEL | 26.B4
KA0310:A1 | SC | FU0334 | WHT | 20 | 22.B5 | XT0335:2 | GENERATOR DECS250^PANEL | 22.B4
KA0330:A1 | SC | KA0330A1 | WHT | 20 | 26.B6 | XT0337:3 | GENERATOR DECS250^PANEL | 26.B3
KA0330:A2 | SC | 0V | WHT | 20 | 26.B6 | KA0333:A2 | GENERATOR DECS250^PANEL | 26.B6
KA0330:A2 | SC | 0V | WHT | 20 | 26.B6 | KA0331:A2 | GENERATOR DECS250^PANEL | 26.C6
KA0331:A1 | SC | KA0331A1 | WHT | 20 | 26.C6 | XT0337:5 | GENERATOR DECS250^PANEL | 26.C3
KA0331:A2 | SC | 0V | WHT | 20 | 26.C6 | KA0332:A2 | GENERATOR DECS250^PANEL | 26.C6
KA0332:11 | SC | KA033211 | WHT | 20 | 27.D6 | XT0337:16 | GENERATOR DECS250^PANEL | 27.D5
KA0332:14 | SC | KA033214 | WHT | 20 | 27.D6 | XT0337:17 | GENERATOR DECS250^PANEL | 27.D5
KA0332:A1 | SC | KA0332A1 | WHT | 20 | 26.C6 | XT0337:8 | GENERATOR DECS250^PANEL | 26.C3
KA0332:A2 | SC | 0V | WHT | 20 | 26.C6 | XT0337:9 | GENERATOR DECS250^PANEL | 26.D3
KA0333:11 | SC | KA033311 | WHT | 20 | 27.D6 | KA0335:11 | GENERATOR DECS250^PANEL | 27.D6
KA0333:11 | SC | KA033311 | WHT | 20 | 27.D6 | XT0337:18 | GENERATOR DECS250^PANEL | 27.D5
KA0333:14 | SC | KA033314 | WHT | 20 | 27.D6 | KA0335:12 | GENERATOR DECS250^PANEL | 27.D6
KA0333:14 | SC | KA033314 | WHT | 20 | 27.D6 | XT0337:19 | GENERATOR DECS250^PANEL | 27.D5
KA0333:A1 | SC | KA0333A1 | WHT | 20 | 26.B6 | XT0337:2 | GENERATOR DECS250^PANEL | 26.B3
KA0335:A1 | SC | ESTOP | WHT | 20 | 22.C5 | XT0336:1 | GENERATOR DECS250^PANEL | 22.C4
KA0335:A2 | SC | 0V | WHT | 20 | 22.C5 | XT0336:2 | GENERATOR DECS250^PANEL | 22.C4
KA0336:14 | SC | KA033614 | WHT | 20 | 57.A5 | KA4100:2 | GENERATOR DECS250^PANEL | 57.B6
KA0336:A1 | SC | KA0231A1 | WHT | 14 | 22.C3 | XT0334:2 | GENERATOR DECS250^PANEL | 22.C2
KA0336:A2 | SC | 0V | WHT | 14 | 22.C3 | XT0336:2 | GENERATOR DECS250^PANEL | 22.C4
KA0364:1 | SC | VGENC | RED | 16 | 20.C1 | XT0351:15 | GENERATOR DECS250^PANEL | 68.D4
KA0364:2 | SC | VGENB | RED | 16 | 20.C1 | XT0351:13 | GENERATOR DECS250^PANEL | 68.D4
KA0364:3 | SC | VBUSC | RED | 16 | 20.C1 | XT0341:3 | GENERATOR DECS250^PANEL | 20.D2
KA0364:4 | SC | VBUSB | RED | 16 | 20.C1 | XT0341:1 | GENERATOR DECS250^PANEL | 20.D2
KA0901:11 | SC | CC99011 | WHT | 20 | 29.A5 | XT0337:37 | GENERATOR DECS250^PANEL | 29.A5
KA0901:14 | SC | CC99012 | WHT | 20 | 29.A5 | XT0337:38 | GENERATOR DECS250^PANEL | 29.B5
KA0902:11 | SC | CC99021 | WHT | 20 | 29.B5 | XT0337:39 | GENERATOR DECS250^PANEL | 29.B5
KA0902:14 | SC | CC99022 | WHT | 20 | 29.B5 | XT0337:40 | GENERATOR DECS250^PANEL | 29.B5
KA0903:11 | SC | CC99031 | WHT | 20 | 29.B5 | XT0337:41 | GENERATOR DECS250^PANEL | 29.B5
KA0903:14 | SC | CC99032 | WHT | 20 | 29.B5 | XT0337:42 | GENERATOR DECS250^PANEL | 29.C5
KA0908:11 | SC | CC99081 | WHT | 20 | 29.C5 | XT0337:43 | GENERATOR DECS250^PANEL | 29.C5
KA0908:14 | SC | CC99082 | WHT | 20 | 29.C5 | XT0337:44 | GENERATOR DECS250^PANEL | 29.C5
KA0909:11 | SC | CC99091 | WHT | 20 | 29.C5 | XT0337:45 | GENERATOR DECS250^PANEL | 29.C5
KA0909:14 | SC | CC99092 | WHT | 20 | 29.C5 | XT0337:46 | GENERATOR DECS250^PANEL | 29.C5
KA0910:11 | SC | CC99101 | WHT | 20 | 29.D5 | XT0337:47 | GENERATOR DECS250^PANEL | 29.D5
KA0910:14 | SC | CC99102 | WHT | 20 | 29.D5 | XT0337:48 | GENERATOR DECS250^PANEL | 29.D5
KA0911:11 | SC | CC99111 | WHT | 20 | 29.D5 | XT0337:49 | GENERATOR DECS250^PANEL | 29.D5
KA0911:14 | SC | CC99112 | WHT | 20 | 29.D5 | XT0337:50 | GENERATOR DECS250^PANEL | 29.D5
KA4100:1 | SC | H41001 | RED | 16 | 57.B5 | XT9061:1 | GENERATOR DECS250^PANEL | 57.B5
KA4100:4 | SC | CCH4100H2 | RED | 16 | 57.B5 | XT9061:4 | GENERATOR DECS250^PANEL | 57.B5
KA4100:5 | SC | CCH4100H1 | RED | 16 | 57.B5 | XT9061:3 | GENERATOR DECS250^PANEL | 57.B5
KA4100:8 | SC | H41002 | RED | 16 | 57.B5 | XT9061:2 | GENERATOR DECS250^PANEL | 57.B5
PEG0140:1 | SC | PEG01405 | GRN/YEL | 12 | 69.B5 | XT0352:4 | GENERATOR DECS250^PANEL | 69.B4
XT0120:1 | SC | 0V | WHT | 14 | 23.D1 | XT0130:2 | GENERATOR DECS250^PANEL | 23.A5
XT0130:2 | SC | 0V | WHT | 14 | 23.A5 | XT0336:3 | GENERATOR DECS250^PANEL | 22.C4
XT0334:1 | SC | 0V | WHT | 12 | 22.C2 | XT0336:2 | GENERATOR DECS250^PANEL | 22.C4
XT0335:1 | SC | FU0333 | WHT | 16 | 22.B4 | XT0337:6 | GENERATOR DECS250^PANEL | 26.C3
XT0336:3 | SC | 0V | WHT | 20 | 22.C4 | XT0337:9 | GENERATOR DECS250^PANEL | 26.D3
XT0337:2 | SC | KA0333A1 | WHT | 20 | 26.B3 | XT0343:2 | GENERATOR DECS250^PANEL | 19.C5
XT0337:3 | SC | KA0330A1 | WHT | 20 | 26.B3 | XT0343:4 | GENERATOR DECS250^PANEL | 19.C5
XT0337:4 | SC | KA9602NC | WHT | 16 | 26.C3 | XT0343:3 | GENERATOR DECS250^PANEL | 19.C5
XT0337:6 | SC | FU0333 | WHT | 20 | 26.C3 | XT0337:1 | GENERATOR DECS250^PANEL | 26.B3
XT0337:7 | SC | KA018511 | WHT | 20 | 26.C3 | XT0343:1 | GENERATOR DECS250^PANEL | 19.C5
XT0351:1 | SC | VBUSA | RED | 16 | 68.B4 | XT0341:2 | GENERATOR DECS250^PANEL | 20.D2
XT0351:11 | SC | VGENA | RED | 16 | 68.D4 | XT0341:7 | GENERATOR DECS250^PANEL | 20.D2
XT0351:13 | SC | VGENB | RED | 16 | 68.D4 | XT0341:4 | GENERATOR DECS250^PANEL | 20.D2
XT0351:15 | SC | VGENC | RED | 16 | 68.D4 | XT0341:6 | GENERATOR DECS250^PANEL | 20.D2
XT0351:4 | SC | VBUSB | RED | 16 | 68.B4 | XT0341:1 | GENERATOR DECS250^PANEL | 20.D2
XT0351:6 | SC | VBUSC | RED | 16 | 68.B4 | XT0341:3 | GENERATOR DECS250^PANEL | 20.D2
XT0351:9 | SC | VBUSN | GRN/YEL | 12 | 68.D4 | XT0351:8 | GENERATOR DECS250^PANEL | 68.B4
XT0352:3 | SC | MCTN | BLU | 16 | 69.B4 | XT0342:2 | GENERATOR DECS250^PANEL | 20.B2
AT0140:P1 | WC0012 | AU0120L2 | ENET | CABLE | 2.B4 | AU0120:L2 | GENERATOR DECS250^PANEL | 2.B3
AT0140:1 LS(+) | WC8009 | AT0140LS(+) | CLR | 20 | 72.C6 | XT0337:31 | GENERATOR DECS250^PANEL | 72.C4
AT0140:2 LS(-) | WC8009 | AT0140LS(-) | BLK | 20 | 72.C6 | XT0337:32 | GENERATOR DECS250^PANEL | 72.C4
FW0140:1 | WC8009 | AT0140LS(S) | SH | 20 | 72.C6 | XT0337:33 | GENERATOR DECS250^PANEL | 72.C4
FU0313:LD | WC8101 | PMA1E | WHT | 12 | 70.A5 | XT0360:1 | GENERATOR DECS250^PANEL | 70.A4
FU0314:LD | WC8101 | PMA2E | BLK | 12 | 70.A5 | XT0360:2 | GENERATOR DECS250^PANEL | 70.A4
XT0360:3 | WC8101 | PMGS | SH | 12 | 70.A4 | XT0360:4 | GENERATOR DECS250^PANEL | 70.A5
AT0140:54 EXC(+) | WC8102 | EXC1 | WHT | 12 | 70.C7 | XT0370:6 | GENERATOR DECS250^PANEL | 70.C5
AT0140:55 EXC(-) | WC8102 | EXC2 | BLK | 12 | 70.C7 | XT0370:3 | GENERATOR DECS250^PANEL | 70.C5
FW0141:1 | WC8102 | EXCS | SH | 12 | 70.C6 | XT0370:5 | GENERATOR DECS250^PANEL | 70.C5
RS0106:2 | WC8164 | EXC1 | WHT | 16 | 19.A4 | XT0340:2 | GENERATOR DECS250^PANEL | 19.A5
RS0106:4 | WC8164 | EXC0 | BLK | 16 | 19.A4 | XT0340:3 | GENERATOR DECS250^PANEL | 19.A5
XT0340:1 | WC8164 | EXCS | SH | 16 | 19.A4 | XT0340:4 | GENERATOR DECS250^PANEL | 19.A5
XT0370:1 | WC8165 | EXC0 | WHT | 16 | 70.C4 | XT0340:5 | GENERATOR DECS250^PANEL | 19.A5
XT0370:2 | WC8165 | EXC2 | BLK | 16 | 70.C4 | XT0340:6 | GENERATOR DECS250^PANEL | 19.B5
XT0370:5 | WC8165 | EXCS | SH | 16 | 70.C5 | XT0340:7 | GENERATOR DECS250^PANEL | 19.B5
FU0313:LI | WC8201 | 031311 | WHT | 12 | 70.A5 | KA0313:1 | GENERATOR DECS250^PANEL | 70.A6
FU0314:LI | WC8201 | 031321 | BLK | 12 | 70.A5 | KA0313:8 | GENERATOR DECS250^PANEL | 70.A6
XT0360:4 | WC8201 | PMGS | SH | 12 | 70.A5 | XT0313:1 | GENERATOR DECS250^PANEL | 70.A6
XT0370:6 | WC8264 | EXC1 | WHT | 16 | 70.C5 | XT0340:2 | GENERATOR DECS250^PANEL | 19.A5
XT0340:3 | WC8264 | EXC0 | BLK | 16 | 19.A5 | XT0370:1 | GENERATOR DECS250^PANEL | 70.C4
XT0370:4 | WC8264 | EXCS | SH | 16 | 70.C4 | XT0340:4 | GENERATOR DECS250^PANEL | 19.A5
AT0140:49 PMG-A | WC8301 | 031314 | WHT | 12 | 70.A7 | KA0313:3 | GENERATOR DECS250^PANEL | 70.A6
AT0140:50 PMG-B | WC8301 | 031324 | BLK | 12 | 70.A7 | KA0313:6 | GENERATOR DECS250^PANEL | 70.A6
FW2:1 | WC8301 | PMGS | SH | 12 | 70.A6 | XT0313:1 | GENERATOR DECS250^PANEL | 70.A6
AF0123:SH | SC | IEG01304 | GRN | 14 | 23.D3 | IEG0130:4 | GENERATOR VIB^PANEL | 23.D4
KA0180:A1 | SC | 018100 | WHT | 20 | 28.A5 | AF0181:00 | GENERATOR VIB^PANEL | 28.A7
KA0180:A2 | SC | 018116 | WHT | 20 | 28.A5 | AF0181:16 | GENERATOR VIB^PANEL | 28.A7
KA0185:A1 | SC | 018110 | WHT | 20 | 28.A5 | AF0181:10 | GENERATOR VIB^PANEL | 28.A7
KA0364:14 | SC | 018126 | WHT | 20 | 28.B6 | AF0181:26 | GENERATOR VIB^PANEL | 28.A7
XT0130:1 | SC | FU0332 | WHT | 14 | 23.A5 | FU0180:LI | GENERATOR VIB^PANEL | 24.B1
XT0130:3 | SC | 0V | WHT | 14 | 23.A5 | XT0180:1 | GENERATOR VIB^PANEL | 24.B1
XT0337:24 | SC | KA75001 | WHT | 20 | 28.B5 | AF0182:45 | GENERATOR VIB^PANEL | 28.B7
XT0337:25 | SC | KA95002 | WHT | 20 | 28.B5 | AF0182:13 | GENERATOR VIB^PANEL | 28.B7
XT0337:26 | SC | SB75001 | WHT | 20 | 28.B5 | AF0182:36 | GENERATOR VIB^PANEL | 28.B7
XT0337:27 | SC | SB75002 | WHT | 20 | 28.B5 | AF0182:04 | GENERATOR VIB^PANEL | 28.B7
XT0337:33 | SC | AT0140LS(S) | GRN | 14 | 72.C4 | IEG0130:2 | GENERATOR VIB^PANEL | 72.C6
XT0337:51 | SC | CC99121 | WHT | 20 | 30.A5 | KA0912:11 | GENERATOR VIB^PANEL | 30.A5
XT0337:52 | SC | CC99122 | WHT | 20 | 30.A5 | KA0912:14 | GENERATOR VIB^PANEL | 30.A5
XT0337:53 | SC | CC99131 | WHT | 20 | 30.A5 | KA0913:11 | GENERATOR VIB^PANEL | 30.A5
XT0337:54 | SC | CC99132 | WHT | 20 | 30.B5 | KA0913:14 | GENERATOR VIB^PANEL | 30.A5
XT0337:55 | SC | CC99141 | WHT | 20 | 30.B5 | KA0194:11 | GENERATOR VIB^PANEL | 30.B5
XT0337:56 | SC | CC99142 | WHT | 20 | 30.B5 | KA0194:14 | GENERATOR VIB^PANEL | 30.B5
XT0337:57 | SC | CC99151 | WHT | 20 | 30.B5 | KA0195:11 | GENERATOR VIB^PANEL | 30.B5
XT0337:58 | SC | CC99152 | WHT | 20 | 30.C5 | KA0195:14 | GENERATOR VIB^PANEL | 30.B5
XT0337:59 | SC | CC99161 | WHT | 20 | 30.C5 | KA0196:11 | GENERATOR VIB^PANEL | 30.C5
XT0337:60 | SC | CC99162 | WHT | 20 | 30.C5 | KA0196:14 | GENERATOR VIB^PANEL | 30.C5
XT0337:61 | SC | CC99171 | WHT | 20 | 30.C5 | KA0197:11 | GENERATOR VIB^PANEL | 30.C5
XT0337:62 | SC | CC99172 | WHT | 20 | 30.D5 | KA0197:14 | GENERATOR VIB^PANEL | 30.C5
XT0337:63 | SC | CC99181 | WHT | 20 | 30.D5 | KA0198:11 | GENERATOR VIB^PANEL | 30.D5
XT0337:64 | SC | CC99182 | WHT | 20 | 30.D5 | KA0198:14 | GENERATOR VIB^PANEL | 30.D5
XT0337:65 | SC | CC99191 | WHT | 20 | 31.A5 | KA0919:11 | GENERATOR VIB^PANEL | 31.A5
XT0337:66 | SC | CC99192 | WHT | 20 | 31.A5 | KA0919:14 | GENERATOR VIB^PANEL | 31.A5
XT0337:67 | SC | CC99201 | WHT | 20 | 31.A5 | KA0920:11 | GENERATOR VIB^PANEL | 31.A5
XT0337:68 | SC | CC99202 | WHT | 20 | 31.B5 | KA0920:14 | GENERATOR VIB^PANEL | 31.A5
XT0337:69 | SC | CC992211 | WHT | 20 | 31.B5 | KA0921:11 | GENERATOR VIB^PANEL | 31.B5
XT0337:70 | SC | CC99212 | WHT | 20 | 31.B5 | KA0921:14 | GENERATOR VIB^PANEL | 31.B5
XT0337:71 | SC | CC75201 | WHT | 20 | 28.D5 | KA0752:21 | GENERATOR VIB^PANEL | 28.D5
XT0337:72 | SC | CC75202 | WHT | 20 | 28.D5 | KA0752:24 | GENERATOR VIB^PANEL | 28.D5
AT0140:P2 | WC0114 | AT0140P2 | ENET | CABLE | 2.B4 | AU0180:L1 | GENERATOR VIB^PANEL | 2.B4
XT0337:28 | WC0184 | CC75811 | RED | 20 | 28.C5 | AF0184:08 | GENERATOR VIB^PANEL | 28.C7
XT0337:29 | WC0184 | CC75812 | BLK | 20 | 28.C5 | AF0184:09 | GENERATOR VIB^PANEL | 28.C7
XT0337:30 | WC0184 | CC7581S | SH | 20 | 28.C5 | AF0184:56 | GENERATOR VIB^PANEL | 28.C7
XT0337:34 | WC0185 | KA99001 | RED | 20 | 28.C5 | AF0184:10 | GENERATOR VIB^PANEL | 28.C7
XT0337:35 | WC0185 | KA9902 | BLK | 20 | 28.D5 | AF0184:11 | GENERATOR VIB^PANEL | 28.C7
XT0337:36 | WC0185 | CC9900S | SH | 20 | 28.D5 | AF0184:58 | GENERATOR VIB^PANEL | 28.C7
KA0180:14 | SC | PF07017 | RED | 16 | 20.B6 | PF0701:7 | METER PANEL | 20.B6
XT0341:4 | SC | VGENB | RED | 16 | 20.D2 | PA0771:7 | METER PANEL | 20.C3
XT0342:1 | SC | PA07035 | BLU | 16 | 20.A2 | PA0703:5 | METER PANEL | 20.A4
XT0342:4 | SC | PA07716 | BLU | 16 | 20.C2 | PA0771:6 | METER PANEL | 20.C3
XT0351:15 | SC | VGENC | RED | 16 | 68.D4 | PA0771:8 | METER PANEL | 20.C3
RS0106:1 | WC8064 | PA07017 | RED | 20 | 19.A4 | PA0701:7 | METER PANEL | 19.A1
RS0106:3 | WC8064 | PA07018 | BLK | 20 | 19.A4 | PA0701:8 | METER PANEL | 19.A1
XT0340:1 | WC8064 | EXCS | SH | 20 | 19.A4 | FLOATING | METER PANEL | 19.A1
XT0340:5 | WC8065 | EXC0 | RED | 20 | 19.A5 | PV0701:7 | METER PANEL | 19.A1
XT0340:6 | WC8065 | EXC2 | BLK | 20 | 19.B5 | PV0701:8 | METER PANEL | 19.A1
XT0340:7 | WC8065 | EXCS | SH | 20 | 19.B5 | FLOATING | METER PANEL | 19.B1
KA0180:11 | SC | VGENC | RED | 16 | 20.B6 | SA0770:24 | SWITCH PANEL | 20.B6
XT0335:1 | SC | FU0333 | WHT | 16 | 22.B4 | SA0701:14 | SWITCH PANEL | 19.C2
XT0336:3 | SC | 0V | WHT | 16 | 22.C4 | HL0702:A | SWITCH PANEL | 19.C2
XT0341:1 | SC | VBUSB | RED | 16 | 20.D2 | SA0710:23 | SWITCH PANEL | 20.D5
XT0341:2 | SC | VBUSA | RED | 16 | 20.D2 | SA0710:12 | SWITCH PANEL | 20.D5
XT0341:2 | SC | VBUSA | RED | 16 | 20.D2 | HL0703: | SWITCH PANEL | 20.A5
XT0341:3 | SC | VBUSC | RED | 16 | 20.D2 | SA0710:14 | SWITCH PANEL | 20.D5
XT0341:3 | SC | VBUSC | RED | 16 | 20.D2 | HL0704: | SWITCH PANEL | 20.A5
XT0341:4 | SC | VGENB | RED | 16 | 20.D2 | SA0770:14 | SWITCH PANEL | 20.B6
XT0341:5 | SC | VGENB | RED | 16 | 20.D2 | SA0710:27 | SWITCH PANEL | 20.D5
XT0341:6 | SC | VGENC | RED | 16 | 20.D2 | SA0700:17 | SWITCH PANEL | 20.A5
XT0341:6 | SC | VGENC | RED | 16 | 20.D2 | SA0710:18 | SWITCH PANEL | 20.D5
XT0341:7 | SC | VGENA | RED | 16 | 20.D2 | SA0700:13 | SWITCH PANEL | 20.A5
XT0342:2 | SC | MCTN | BLU | 16 | 20.B2 | SA0740:21 | SWITCH PANEL | 20.B2
XT0342:3 | SC | SA074013 | BLU | 16 | 20.B3 | SA0740:13 | SWITCH PANEL | 20.B2
XT0343:1 | SC | KA018511 | WHT | 16 | 19.C5 | SA0700:23 | SWITCH PANEL | 19.C3
XT0343:2 | SC | KA0333A1 | WHT | 16 | 19.C5 | SA0701:15 | SWITCH PANEL | 19.C2
XT0343:3 | SC | KA9602NC | WHT | 16 | 19.C5 | HL0701:A+ | SWITCH PANEL | 19.C2
XT0343:4 | SC | KA0330A1 | WHT | 16 | 19.C5 | HL0702:A+ | SWITCH PANEL | 19.C2
AF0123:12 | WC2270 | TE42133 | RED | 20 | 54.B7 | XT9003:7 | TERMINAL PANEL #1 | 54.B5
AF0123:13 | WC2270 | TE42132 | CLR | 20 | 54.B7 | XT9003:6 | TERMINAL PANEL #1 | 54.B5
AF0123:29 | WC2270 | TE42131 | BLK | 20 | 54.B7 | XT9003:5 | TERMINAL PANEL #1 | 54.B5
AF0123:60 | WC2270 | TE4213S | SH | 20 | 54.B7 | XT9003:8 | TERMINAL PANEL #1 | 54.B5
AF0123:14 | WC2370 | TE42163 | RED | 20 | 54.C7 | XT9003:11 | TERMINAL PANEL #1 | 54.C5
AF0123:15 | WC2370 | TE42162 | CLR | 20 | 54.C7 | XT9003:10 | TERMINAL PANEL #1 | 54.C5
AF0123:31 | WC2370 | TE42161 | BLK | 20 | 54.C7 | XT9003:9 | TERMINAL PANEL #1 | 54.C5
AF0123:62 | WC2370 | TE4216S | SH | 20 | 54.C7 | XT9003:12 | TERMINAL PANEL #1 | 54.C5
AF0123:04 | WC2470 | TE42403 | RED | 20 | 56.A7 | XT9003:15 | TERMINAL PANEL #1 | 56.A5
AF0123:05 | WC2470 | TE42402 | CLR | 20 | 56.A7 | XT9003:14 | TERMINAL PANEL #1 | 56.A5
AF0123:21 | WC2470 | TE42401 | BLK | 20 | 56.A7 | XT9003:13 | TERMINAL PANEL #1 | 56.A5
AF0123:52 | WC2470 | TE4240S | SH | 20 | 56.A7 | XT9003:16 | TERMINAL PANEL #1 | 56.A5
AF0123:02 | WC2570 | TE42303 | RED | 20 | 56.B7 | XT9003:19 | TERMINAL PANEL #1 | 56.B5
AF0123:03 | WC2570 | TE42302 | CLR | 20 | 56.B7 | XT9003:18 | TERMINAL PANEL #1 | 56.B5
AF0123:19 | WC2570 | TE42301 | BLK | 20 | 56.B7 | XT9003:17 | TERMINAL PANEL #1 | 56.B5
AF0123:50 | WC2570 | TE4230S | SH | 20 | 56.B7 | XT9003:20 | TERMINAL PANEL #1 | 56.C5
AF0123:10 | WC2970 | TE42103 | RED | 20 | 54.A7 | XT9003:3 | TERMINAL PANEL #1 | 54.A5
AF0123:11 | WC2970 | TE42102 | CLR | 20 | 54.A7 | XT9003:2 | TERMINAL PANEL #1 | 54.A5
AF0123:27 | WC2970 | TE42101 | BLK | 20 | 54.A7 | XT9003:1 | TERMINAL PANEL #1 | 54.A5
AF0123:58 | WC2970 | TE4210S | SH | 20 | 54.A7 | XT9003:4 | TERMINAL PANEL #1 | 54.A5
AU0120:L1 | WC0045 | AF0450L2 | ENET | CABLE | 2.B3 | AF0450:L2 | TURB VIB^PANEL | 2.A5
PEG0140:0 | SC | PEG01400 | GRN/YEL | 14 | 3.B2 | PEG0130:5 | TURBINE PANEL A | 3.B2
XT0313:1 | SC | PMGS | GRN/YEL | 12 | 70.A6 | PEG0130:2 | TURBINE PANEL A | 70.A6
XT0332:1 | SC | FU0136 | WHT | 12 | 22.B2 | XT0138:3 | TURBINE PANEL A | 15.A3
XT0334:1 | SC | 0V | WHT | 12 | 22.C2 | XT0134:3 | TURBINE PANEL A | 15.B3
XT0334:2 | SC | KA0231A1 | WHT | 14 | 22.C2 | XT0136:4 | TURBINE PANEL A | 16.B5
XT0340:7 | SC | EXCS | GRN/YEL | 12 | 19.B5 | PEG0130:3 | TURBINE PANEL A | 70.C6
GR0120: | SC | IEG023012 | GRN | 14 | 3.B4 | IEG0230:12 | TURBINE PANEL B | 3.B4
XT0336:1 | SC | ESTOP | WHT | 20 | 22.C4 | XT0240:4 | TURBINE PANEL B | 17.A3
SolarTools ver. 24.0.84.24712 (Jul 31, 2025)
Report date: 1/14/2026 8:50 PM

## GENERATOR VIB^PANEL
GENERATOR VIB^PANEL
Project # | J0160
Project Name | VSP CCP TG C
Revision | 0.2
Controls DE | R.BRAUNSTEIN
Phone:
Controls ME | S. MARTINEZ
Phone:
From | [5 empty] | To
Device ID | Cable (W) Conductor (SC) Jumper Clip (JC) | Wire No. | Wire ID | Gauge/Size | Page/Zone | Device ID | Location | Page/Zone
XT0180:1 | JC | 0V | CLIP | --- | 24.B1 | XT0180:2 | GENERATOR VIB^PANEL | 24.B1
XT0180:2 | JC | 0V | CLIP | --- | 24.B1 | XT0180:3 | GENERATOR VIB^PANEL | 24.B1
AF0181:02 | SC | 018102 | WHT | 20 | 28.D7 | KA0752:A1 | GENERATOR VIB^PANEL | 28.D5
AF0181:18 | SC | 018118 | WHT | 20 | 28.D7 | KA0752:A2 | GENERATOR VIB^PANEL | 28.D5
AF0181:COM | SC | 0V | WHT | 14 | 24.B2 | XT0180:2 | GENERATOR VIB^PANEL | 24.B1
AF0181:J | SC | * |  |  | 24.B2 | AF0182:P | GENERATOR VIB^PANEL | 24.B3
AF0181:P | SC | * |  |  | 24.B2 | AU0180:J | GENERATOR VIB^PANEL | 24.A2
AF0181:V+ | SC | FU0181 | WHT | 14 | 24.B2 | FU0181:LD | GENERATOR VIB^PANEL | 24.B1
AF0182:COM | SC | AF0182N | WHT | 20 | 24.B3 | AF0183:COM | GENERATOR VIB^PANEL | 24.B3
AF0182:COM | SC | AU0180N | WHT | 20 | 24.B3 | AU0180:COM | GENERATOR VIB^PANEL | 24.A2
AF0182:J | SC | * |  |  | 24.B3 | AF0183:P | GENERATOR VIB^PANEL | 24.B3
AF0182:V+ | SC | AF0182P | WHT | 20 | 24.B3 | AF0183:V+ | GENERATOR VIB^PANEL | 24.B3
AF0182:V+ | SC | AU0180P | WHT | 20 | 24.B3 | AU0180:V+ | GENERATOR VIB^PANEL | 24.A2
AF0183:COM | SC | AF0183N | WHT | 20 | 24.B3 | AF0184:COM | GENERATOR VIB^PANEL | 24.B4
AF0183:J | SC | * |  |  | 24.B3 | AF0184:P | GENERATOR VIB^PANEL | 24.B4
AF0183:V+ | SC | AF0183P | WHT | 20 | 24.B3 | AF0184:V+ | GENERATOR VIB^PANEL | 24.B4
AF0184:J | SC | * |  |  | 24.B4 | AF0185:P | GENERATOR VIB^PANEL | 24.B5
AF0184:SH | SC | IE01305G | GRN | 14 | 24.B4 | IEG0130:5 | GENERATOR VIB^PANEL | 24.B4
AF0184:SH | SC | AU0180G | GRN | 14 | 24.B4 | AU0180:GND | GENERATOR VIB^PANEL | 24.A2
AF0185:00 | SC | 018500 | WHT | 20 | 30.A6 | KA0912:A1 | GENERATOR VIB^PANEL | 30.A5
AF0185:01 | SC | 018501 | WHT | 20 | 30.A6 | KA0913:A1 | GENERATOR VIB^PANEL | 30.A5
AF0185:02 | SC | 018502 | WHT | 20 | 30.B6 | KA0194:A1 | GENERATOR VIB^PANEL | 30.B5
AF0185:03 | SC | 018503 | WHT | 20 | 30.B6 | KA0195:A1 | GENERATOR VIB^PANEL | 30.B5
AF0185:04 | SC | 018504 | WHT | 20 | 30.C6 | KA0196:A1 | GENERATOR VIB^PANEL | 30.C5
AF0185:05 | SC | 018505 | WHT | 20 | 30.C6 | KA0197:A1 | GENERATOR VIB^PANEL | 30.C5
AF0185:06 | SC | 018506 | WHT | 20 | 30.D6 | KA0198:A1 | GENERATOR VIB^PANEL | 30.D5
AF0185:07 | SC | 018507 | WHT | 20 | 31.A6 | KA0919:A1 | GENERATOR VIB^PANEL | 31.A5
AF0185:08 | SC | 018508 | WHT | 20 | 31.A6 | KA0920:A1 | GENERATOR VIB^PANEL | 31.A5
AF0185:09 | SC | 018509 | WHT | 20 | 31.B6 | KA0921:A1 | GENERATOR VIB^PANEL | 31.B5
AF0185:16 | SC | 018516 | WHT | 20 | 30.A6 | KA0912:A2 | GENERATOR VIB^PANEL | 30.A5
AF0185:17 | SC | 018517 | WHT | 20 | 30.A6 | KA0913:A2 | GENERATOR VIB^PANEL | 30.A5
AF0185:18 | SC | 018518 | WHT | 20 | 30.B6 | KA0194:A2 | GENERATOR VIB^PANEL | 30.B5
AF0185:19 | SC | 018519 | WHT | 20 | 30.B6 | KA0195:A2 | GENERATOR VIB^PANEL | 30.B5
AF0185:20 | SC | 018520 | WHT | 20 | 30.C6 | KA0196:A2 | GENERATOR VIB^PANEL | 30.C5
AF0185:21 | SC | 018521 | WHT | 20 | 30.C6 | KA0197:A2 | GENERATOR VIB^PANEL | 30.C5
AF0185:22 | SC | 018522 | WHT | 20 | 30.D6 | KA0198:A2 | GENERATOR VIB^PANEL | 30.D5
AF0185:23 | SC | 018523 | WHT | 20 | 31.A6 | KA0919:A2 | GENERATOR VIB^PANEL | 31.A5
AF0185:24 | SC | 018524 | WHT | 20 | 31.A6 | KA0920:A2 | GENERATOR VIB^PANEL | 31.A5
AF0185:25 | SC | 018525 | WHT | 20 | 31.B6 | KA0921:A2 | GENERATOR VIB^PANEL | 31.B5
AF0185:COM | SC | 0V | WHT | 14 | 24.B5 | XT0180:3 | GENERATOR VIB^PANEL | 24.B1
AF0185:V+ | SC | FU0182 | WHT | 14 | 24.B5 | FU0182:LD | GENERATOR VIB^PANEL | 24.B1
AU0180:COM | SC | 0V | WHT | 14 | 24.A2 | XT0180:1 | GENERATOR VIB^PANEL | 24.B1
AU0180:V+ | SC | FU0180 | WHT | 14 | 24.A2 | FU0180:LD | GENERATOR VIB^PANEL | 24.B1
FU0180:LI | SC | FU0332 | WHT | 14 | 24.B1 | FU0181:LI | GENERATOR VIB^PANEL | 24.B1
FU0181:LI | SC | FU0332 | WHT | 14 | 24.B1 | FU0182:LI | GENERATOR VIB^PANEL | 24.B1
GR0181: | SC | GR0181 | GRN/YEL | 14 | 3.C4 | FRAME | GENERATOR VIB^PANEL | 3.C3
IEG0130:6 | SC | AU0200G | GRN | 14 | 10.A2 | AU0200:GND | ASSEMBLY^CONTROL PANEL | 10.A3
AU0180:L2 | WC0018 | AU0180L2 | ENET | CABLE | 2.B4 | AU0200:L1 | ASSEMBLY^CONTROL PANEL | 2.B3
AF0181:00 | SC | 018100 | WHT | 20 | 28.A7 | KA0180:A1 | GENERATOR DECS250^PANEL | 28.A5
AF0181:10 | SC | 018110 | WHT | 20 | 28.A7 | KA0185:A1 | GENERATOR DECS250^PANEL | 28.A5
AF0181:16 | SC | 018116 | WHT | 20 | 28.A7 | KA0180:A2 | GENERATOR DECS250^PANEL | 28.A5
AF0181:26 | SC | 018126 | WHT | 20 | 28.A7 | KA0364:14 | GENERATOR DECS250^PANEL | 28.B6
AF0182:04 | SC | SB75002 | WHT | 20 | 28.B7 | XT0337:27 | GENERATOR DECS250^PANEL | 28.B5
AF0182:13 | SC | KA95002 | WHT | 20 | 28.B7 | XT0337:25 | GENERATOR DECS250^PANEL | 28.B5
AF0182:36 | SC | SB75001 | WHT | 20 | 28.B7 | XT0337:26 | GENERATOR DECS250^PANEL | 28.B5
AF0182:45 | SC | KA75001 | WHT | 20 | 28.B7 | XT0337:24 | GENERATOR DECS250^PANEL | 28.B5
FU0180:LI | SC | FU0332 | WHT | 14 | 24.B1 | XT0130:1 | GENERATOR DECS250^PANEL | 23.A5
IEG0130:2 | SC | AT0140LS(S) | GRN | 14 | 72.C6 | XT0337:33 | GENERATOR DECS250^PANEL | 72.C4
IEG0130:4 | SC | IEG01304 | GRN | 14 | 23.D4 | AF0123:SH | GENERATOR DECS250^PANEL | 23.D3
KA0194:11 | SC | CC99141 | WHT | 20 | 30.B5 | XT0337:55 | GENERATOR DECS250^PANEL | 30.B5
KA0194:14 | SC | CC99142 | WHT | 20 | 30.B5 | XT0337:56 | GENERATOR DECS250^PANEL | 30.B5
KA0195:11 | SC | CC99151 | WHT | 20 | 30.B5 | XT0337:57 | GENERATOR DECS250^PANEL | 30.B5
KA0195:14 | SC | CC99152 | WHT | 20 | 30.B5 | XT0337:58 | GENERATOR DECS250^PANEL | 30.C5
KA0196:11 | SC | CC99161 | WHT | 20 | 30.C5 | XT0337:59 | GENERATOR DECS250^PANEL | 30.C5
KA0196:14 | SC | CC99162 | WHT | 20 | 30.C5 | XT0337:60 | GENERATOR DECS250^PANEL | 30.C5
KA0197:11 | SC | CC99171 | WHT | 20 | 30.C5 | XT0337:61 | GENERATOR DECS250^PANEL | 30.C5
KA0197:14 | SC | CC99172 | WHT | 20 | 30.C5 | XT0337:62 | GENERATOR DECS250^PANEL | 30.D5
KA0198:11 | SC | CC99181 | WHT | 20 | 30.D5 | XT0337:63 | GENERATOR DECS250^PANEL | 30.D5
KA0198:14 | SC | CC99182 | WHT | 20 | 30.D5 | XT0337:64 | GENERATOR DECS250^PANEL | 30.D5
KA0752:21 | SC | CC75201 | WHT | 20 | 28.D5 | XT0337:71 | GENERATOR DECS250^PANEL | 28.D5
KA0752:24 | SC | CC75202 | WHT | 20 | 28.D5 | XT0337:72 | GENERATOR DECS250^PANEL | 28.D5
KA0912:11 | SC | CC99121 | WHT | 20 | 30.A5 | XT0337:51 | GENERATOR DECS250^PANEL | 30.A5
KA0912:14 | SC | CC99122 | WHT | 20 | 30.A5 | XT0337:52 | GENERATOR DECS250^PANEL | 30.A5
KA0913:11 | SC | CC99131 | WHT | 20 | 30.A5 | XT0337:53 | GENERATOR DECS250^PANEL | 30.A5
KA0913:14 | SC | CC99132 | WHT | 20 | 30.A5 | XT0337:54 | GENERATOR DECS250^PANEL | 30.B5
KA0919:11 | SC | CC99191 | WHT | 20 | 31.A5 | XT0337:65 | GENERATOR DECS250^PANEL | 31.A5
KA0919:14 | SC | CC99192 | WHT | 20 | 31.A5 | XT0337:66 | GENERATOR DECS250^PANEL | 31.A5
KA0920:11 | SC | CC99201 | WHT | 20 | 31.A5 | XT0337:67 | GENERATOR DECS250^PANEL | 31.A5
KA0920:14 | SC | CC99202 | WHT | 20 | 31.A5 | XT0337:68 | GENERATOR DECS250^PANEL | 31.B5
KA0921:11 | SC | CC992211 | WHT | 20 | 31.B5 | XT0337:69 | GENERATOR DECS250^PANEL | 31.B5
KA0921:14 | SC | CC99212 | WHT | 20 | 31.B5 | XT0337:70 | GENERATOR DECS250^PANEL | 31.B5
XT0180:1 | SC | 0V | WHT | 14 | 24.B1 | XT0130:3 | GENERATOR DECS250^PANEL | 23.A5
AU0180:L1 | WC0114 | AT0140P2 | ENET | CABLE | 2.B4 | AT0140:P2 | GENERATOR DECS250^PANEL | 2.B4
AF0184:08 | WC0184 | CC75811 | RED | 20 | 28.C7 | XT0337:28 | GENERATOR DECS250^PANEL | 28.C5
AF0184:09 | WC0184 | CC75812 | BLK | 20 | 28.C7 | XT0337:29 | GENERATOR DECS250^PANEL | 28.C5
AF0184:56 | WC0184 | CC7581S | SH | 20 | 28.C7 | XT0337:30 | GENERATOR DECS250^PANEL | 28.C5
AF0184:10 | WC0185 | KA99001 | RED | 20 | 28.C7 | XT0337:34 | GENERATOR DECS250^PANEL | 28.C5
AF0184:11 | WC0185 | KA9902 | BLK | 20 | 28.C7 | XT0337:35 | GENERATOR DECS250^PANEL | 28.D5
AF0184:58 | WC0185 | CC9900S | SH | 20 | 28.C7 | XT0337:36 | GENERATOR DECS250^PANEL | 28.D5
AF0182:00 | SC | SB75102 | WHT | 20 | 35.A7 | XT9018:4 | TERMINAL PANEL #2 | 35.A5
AF0182:01 | SC | SB75112 | WHT | 20 | 35.A7 | XT9018:6 | TERMINAL PANEL #2 | 35.A5
AF0182:09 | SC | SB75542 | WHT | 20 | 35.B7 | XT9018:10 | TERMINAL PANEL #2 | 35.B5
AF0182:10 | SC | SB75552 | WHT | 20 | 35.B7 | XT9018:8 | TERMINAL PANEL #2 | 35.B5
AF0182:11 | SC | SB75522 | WHT | 20 | 35.C7 | XT9018:14 | TERMINAL PANEL #2 | 35.C5
AF0182:12 | SC | SB75512 | WHT | 20 | 35.C7 | XT9018:12 | TERMINAL PANEL #2 | 35.C5
AF0182:32 | SC | SB75101 | WHT | 20 | 35.A7 | XT9018:3 | TERMINAL PANEL #2 | 35.A5
AF0182:33 | SC | SB75111 | WHT | 20 | 35.A7 | XT9018:5 | TERMINAL PANEL #2 | 35.A5
AF0182:41 | SC | SB75541 | WHT | 20 | 35.B7 | XT9018:9 | TERMINAL PANEL #2 | 35.B5
AF0182:42 | SC | SB75551 | WHT | 20 | 35.B7 | XT9018:7 | TERMINAL PANEL #2 | 35.B5
AF0182:43 | SC | SB75521 | WHT | 20 | 35.C7 | XT9018:13 | TERMINAL PANEL #2 | 35.C5
AF0182:44 | SC | SB75511 | WHT | 20 | 35.C7 | XT9018:11 | TERMINAL PANEL #2 | 35.C5
AF0183:00 | SC | CC99052 | WHT | 20 | 37.C7 | XT02561:1 | TERMINAL PANEL #2 | 37.C5
AF0183:01 | SC | CC99062 | WHT | 20 | 37.C7 | XT9018:21 | TERMINAL PANEL #2 | 37.C5
AF0183:02 | SC | KA99022 | WHT | 20 | 36.A7 | XT9018:23 | TERMINAL PANEL #2 | 36.A5
AF0183:03 | SC | KA99032 | WHT | 20 | 36.A7 | XT9018:25 | TERMINAL PANEL #2 | 36.A5
AF0183:04 | SC | KA99042 | WHT | 20 | 36.B7 | XT9018:27 | TERMINAL PANEL #2 | 36.B5
AF0183:05 | SC | KA99052 | WHT | 20 | 36.B7 | XT9018:29 | TERMINAL PANEL #2 | 36.B5
AF0183:06 | SC | KA99062 | WHT | 20 | 36.C7 | XT9018:31 | TERMINAL PANEL #2 | 36.C5
AF0183:07 | SC | KA99072 | WHT | 20 | 36.C7 | XT9018:33 | TERMINAL PANEL #2 | 36.C5
AF0183:08 | SC | KA99082 | WHT | 20 | 36.C7 | XT02561:2 | TERMINAL PANEL #2 | 36.D5
AF0183:09 | SC | KA99092 | WHT | 20 | 36.D7 | XT9018:36 | TERMINAL PANEL #2 | 36.D5
AF0183:10 | SC | KA990102 | WHT | 20 | 37.A7 | XT9018:38 | TERMINAL PANEL #2 | 37.A5
AF0183:11 | SC | KA990112 | WHT | 20 | 37.A7 | XT9018:40 | TERMINAL PANEL #2 | 37.A5
AF0183:12 | SC | KA990122 | WHT | 20 | 37.B7 | XT9018:42 | TERMINAL PANEL #2 | 37.B5
AF0183:13 | SC | KA990132 | WHT | 20 | 37.B7 | XT9018:44 | TERMINAL PANEL #2 | 37.B5
AF0183:14 | SC | CC99072 | WHT | 20 | 37.C7 | XT9018:50 | TERMINAL PANEL #2 | 37.D5
AF0183:15 | SC | CC99042 | WHT | 20 | 37.D7 | XT9018:18 | TERMINAL PANEL #2 | 37.D5
AF0183:32 | SC | CC99051 | WHT | 20 | 37.C7 | XT9018:19 | TERMINAL PANEL #2 | 37.C5
AF0183:33 | SC | CC99061 | WHT | 20 | 37.C7 | XT9018:20 | TERMINAL PANEL #2 | 37.C5
AF0183:34 | SC | KA99021 | WHT | 20 | 36.A7 | XT9018:22 | TERMINAL PANEL #2 | 36.A5
AF0183:35 | SC | KA99031 | WHT | 20 | 36.A7 | XT9018:24 | TERMINAL PANEL #2 | 36.A5
AF0183:36 | SC | KA99041 | WHT | 20 | 36.B7 | XT9018:26 | TERMINAL PANEL #2 | 36.B5
AF0183:37 | SC | KA99051 | WHT | 20 | 36.B7 | XT9018:28 | TERMINAL PANEL #2 | 36.B5
AF0183:38 | SC | KA99061 | WHT | 20 | 36.C7 | XT9018:30 | TERMINAL PANEL #2 | 36.C5
AF0183:39 | SC | KA99071 | WHT | 20 | 36.C7 | XT9018:32 | TERMINAL PANEL #2 | 36.C5
AF0183:40 | SC | KA99081 | WHT | 20 | 36.C7 | XT9018:34 | TERMINAL PANEL #2 | 36.C5
AF0183:41 | SC | KA99091 | WHT | 20 | 36.D7 | XT9018:35 | TERMINAL PANEL #2 | 36.D5
AF0183:42 | SC | KA990101 | WHT | 20 | 37.A7 | XT9018:37 | TERMINAL PANEL #2 | 37.A5
AF0183:43 | SC | KA990111 | WHT | 20 | 37.A7 | XT9018:39 | TERMINAL PANEL #2 | 37.A5
AF0183:44 | SC | KA990121 | WHT | 20 | 37.B7 | XT9018:41 | TERMINAL PANEL #2 | 37.B5
AF0183:45 | SC | KA990131 | WHT | 20 | 37.B7 | XT9018:43 | TERMINAL PANEL #2 | 37.B5
AF0183:46 | SC | CC99071 | WHT | 20 | 37.C7 | XT9018:49 | TERMINAL PANEL #2 | 37.C5
AF0183:47 | SC | CC99041 | WHT | 20 | 37.D7 | XT9018:17 | TERMINAL PANEL #2 | 37.D5
IEG0130:3 | SC | IEG013003 | GRN | 14 | 3.A4 | GR0134: | TURBINE PANEL A | 3.A4
GR0180: | SC | GR0180 | GRN | 14 | 3.C4 | IEG0230:13 | TURBINE PANEL B | 3.C3
IEG0130:0 | SC | IEG01300 | GRN | 12 | 3.C2 | IEG0230:00 | TURBINE PANEL B | 3.C2
SolarTools ver. 24.0.84.24712 (Jul 31, 2025)
Report date: 1/14/2026 8:50 PM

## HEATER PANEL
HEATER PANEL
DOOR PANEL
Project # | J0160
Project Name | VSP CCP TG C
Revision | 0.2
Controls DE | R.BRAUNSTEIN
Phone:
Controls ME | S. MARTINEZ
Phone:
From | [5 empty] | To
Device ID | Cable (W) Conductor (SC) Jumper Clip (JC) | Wire No. | Wire ID | Gauge/Size | Page/Zone | Device ID | Location | Page/Zone
XT02560:1 | JC | TS0256C | CLIP | --- | 4.C6 | XT02560:2 | HEATER PANEL | 4.C6
XT02560:3 | JC | EA0032PN | CLIP | --- | 4.C6 | XT02560:4 | HEATER PANEL | 4.D6
XT02560:5 | JC | CCH0256G | CLIP | --- | 4.C5 | XT02560:6 | HEATER PANEL | 4.D5
GR02560: | SC | GR02560G | GRN/YEL | 14 | 4.C6 | FG0001:1 | HEATER PANEL | 4.C6
GR02561: | SC | GR02561G | GRN/YEL | 14 | 4.D6 | FG0001:2 | HEATER PANEL | 4.D6
H02560:L | SC | TS0256C | RED | 12 | 4.C6 | XT02560:1 | HEATER PANEL | 4.C6
H02560:N | SC | EA0032PN | RED | 12 | 4.C6 | XT02560:3 | HEATER PANEL | 4.C6
H02561:L | SC | TS0256C | RED | 12 | 4.D6 | XT02560:2 | HEATER PANEL | 4.C6
H02561:N | SC | EA0032PN | RED | 12 | 4.D6 | XT02560:4 | HEATER PANEL | 4.D6
QS0256:LD-1 | SC | TS0256NC | RED | 12 | 4.C2 | TS0256:NC | HEATER PANEL | 4.B5
QS0256:LD-3 | SC | EA0032PN | RED | 12 | 4.C2 | XT02560:3 | HEATER PANEL | 4.C6
TS0256:C | SC | TS0256C | RED | 12 | 4.B5 | XT02560:1 | HEATER PANEL | 4.C6
XT0566:1 | SC | CCH0256G | GRN/YEL | 12 | 4.C2 | XT02560:5 | HEATER PANEL | 4.C5
XT02560:1 | SC | TS0256C | RED | 16 | 4.C6 | HL0256:1 | SWITCH PANEL | 4.B6
XT02560:3 | SC | EA0032PN | RED | 16 | 4.C6 | HL0256:2 | SWITCH PANEL | 4.B6
SolarTools ver. 24.0.84.24712 (Jul 31, 2025)
Report date: 1/14/2026 8:50 PM

## METER PANEL
METER PANEL
CONTROL CONSOLE
Project # | J0160
Project Name | VSP CCP TG C
Revision | 0.2
Controls DE | R.BRAUNSTEIN
Phone:
Controls ME | S. MARTINEZ
Phone:
From | [5 empty] | To
Device ID | Cable (W) Conductor (SC) Jumper Clip (JC) | Wire No. | Wire ID | Gauge/Size | Page/Zone | Device ID | Location | Page/Zone
PA0703:1 | SC | PA07714 | BLU | 16 | 20.A4 | PA0771:4 | METER PANEL | 20.C3
PA0703:5 | SC | PA07035 | BLU | 16 | 20.A4 | XT0342:1 | GENERATOR DECS250^PANEL | 20.A2
PA0771:6 | SC | PA07716 | BLU | 16 | 20.C3 | XT0342:4 | GENERATOR DECS250^PANEL | 20.C2
PA0771:7 | SC | VGENB | RED | 16 | 20.C3 | XT0341:4 | GENERATOR DECS250^PANEL | 20.D2
PA0771:8 | SC | VGENC | RED | 16 | 20.C3 | XT0351:15 | GENERATOR DECS250^PANEL | 68.D4
PF0701:7 | SC | PF07017 | RED | 16 | 20.B6 | KA0180:14 | GENERATOR DECS250^PANEL | 20.B6
PA0701:7 | WC8064 | PA07017 | RED | 20 | 19.A1 | RS0106:1 | GENERATOR DECS250^PANEL | 19.A4
PA0701:8 | WC8064 | PA07018 | BLK | 20 | 19.A1 | RS0106:3 | GENERATOR DECS250^PANEL | 19.A4
FLOATING | WC8064 | EXCS | SH | 20 | 19.A1 | XT0340:1 | GENERATOR DECS250^PANEL | 19.A4
PV0701:7 | WC8065 | EXC0 | RED | 20 | 19.A1 | XT0340:5 | GENERATOR DECS250^PANEL | 19.A5
PV0701:8 | WC8065 | EXC2 | BLK | 20 | 19.A1 | XT0340:6 | GENERATOR DECS250^PANEL | 19.B5
FLOATING | WC8065 | EXCS | SH | 20 | 19.B1 | XT0340:7 | GENERATOR DECS250^PANEL | 19.B5
PA0700:7 | SC | PA07007 | BLU | 16 | 20.B2 | SA0740:11 | SWITCH PANEL | 20.B2
PA0700:8 | SC | MCTN | BLU | 16 | 20.B2 | SA0740:21 | SWITCH PANEL | 20.B2
PA0703:2 | SC | PA07032 | RED | 16 | 20.A4 | SA0770:26 | SWITCH PANEL | 20.B5
PA0703:3 | SC | PA07033 | BLU | 16 | 20.A4 | SA0740:12 | SWITCH PANEL | 20.C2
PA0703:4 | SC | PA07034 | RED | 16 | 20.A4 | SA0770:22 | SWITCH PANEL | 20.B5
PA0703:6 | SC | PA07036 | RED | 16 | 20.A4 | SA0770:12 | SWITCH PANEL | 20.B5
PA0703:7 | SC | PA07037 | BLU | 16 | 20.A4 | SA0740:24 | SWITCH PANEL | 20.B2
PA0703:8 | SC | PA07038 | RED | 16 | 20.A4 | SA0770:16 | SWITCH PANEL | 20.B5
PF0701:8 | SC | VGENB | RED | 16 | 20.B6 | SA0770:28 | SWITCH PANEL | 20.B6
PV0700:7 | SC | PV07007 | RED | 16 | 20.C5 | SA0710:11 | SWITCH PANEL | 20.D5
PV0700:8 | SC | PV07008 | RED | 16 | 20.C5 | SA0710:21 | SWITCH PANEL | 20.C5
SolarTools ver. 24.0.84.24712 (Jul 31, 2025)
Report date: 1/14/2026 8:50 PM

## PLC PANEL
PLC PANEL
Project # | J0160
Project Name | VSP CCP TG C
Revision | 0.2
Controls DE | R.BRAUNSTEIN
Phone:
Controls ME | S. MARTINEZ
Phone:
From | [5 empty] | To
Device ID | Cable (W) Conductor (SC) Jumper Clip (JC) | Wire No. | Wire ID | Gauge/Size | Page/Zone | Device ID | Location | Page/Zone
AR0600:IE1 | SC | UV0600G | GRN | 14 | 6.A1 | UV0600:GND | PLC PANEL | 6.B2
AT0681:+ | SC | FU0681 | WHT | 16 | 6.B3 | FU0681:LD | PLC PANEL | 15.C5
AT0681:GND | SC | AT0681G | GRN/YEL | 16 | 6.B3 | FG0002:FRAME | PLC PANEL | 6.C2
GR0681: | SC | GR0681 | GRN/YEL | 14 | 3.B4 | FRAME | PLC PANEL | 3.B4
AP0602:L2 | WC0001 | AP0602L2 | ENET | CABLE | 2.A2 | AP0603:L1 | PLC PANEL | 2.A3
AP0604:L1 | WC0681 | AP0604L1 | ENET | CABLE | 6.C3 | AT0681:ENET | PLC PANEL | 6.B3
AP0602:L1 | WC0017 | AT0170L2 | ENET | CABLE | 2.A2 | AT0170:L2 | FIRE SYSTEM^CONTROLLER PANEL | 2.C3
AP0609:L1 | WC0680 | 0609L1 | ENET | CABLE | 6.A6 | AT0680:LAN1 | PWR,DISTRIBUTION RAIL^LEFT DOOR | 6.C5
UV0600:(-) | SC | 0V | WHT | 14 | 6.B2 | XT0135:1 | TURBINE PANEL A | 15.B4
UV0600:(+) | SC | FU0010 | WHT | 14 | 6.B2 | FU0010:LD | TURBINE PANEL A | 15.A5
AP0603:L2 | WC0003 | AP0603L2 | ENET | CABLE | 2.A3 | AU0090:L1 | TURBINE PANEL A | 2.A4
AR0600:IE2 | SC | IEG02301 | GRN | 12 | 6.A1 | IEG0230:1 | TURBINE PANEL B | 6.B6
AT0681:- | SC | 0V | WHT | 20 | 6.B3 | XT0235:3 | TURBINE PANEL B | 15.D4
FU0681:LI | SC | FU0210 | WHT | 14 | 15.C5 | FU0212:LI | TURBINE PANEL B | 15.C5
SolarTools ver. 24.0.84.24712 (Jul 31, 2025)
Report date: 1/14/2026 8:50 PM

## PWR,DISTRIBUTION RAIL^LEFT DOOR
PWR,DISTRIBUTION RAIL^LEFT DOOR
Project # | J0160
Project Name | VSP CCP TG C
Revision | 0.2
Controls DE | R.BRAUNSTEIN
Phone:
Controls ME | S. MARTINEZ
Phone:
From | [5 empty] | To
Device ID | Cable (W) Conductor (SC) Jumper Clip (JC) | Wire No. | Wire ID | Gauge/Size | Page/Zone | Device ID | Location | Page/Zone
XT0561:2 | JC | FU0200LI | CLIP | --- | 10.A2 | XT0561:1 | PWR,DISTRIBUTION RAIL^LEFT DOOR | 10.A2
XT0562:1 | JC | 0V1 | CLIP | --- | 10.B2 | XT0562:2 | PWR,DISTRIBUTION RAIL^LEFT DOOR | 10.B2
XT0562:2 | JC | 0V1 | CLIP | --- | 10.B2 | XT0562:3 | PWR,DISTRIBUTION RAIL^LEFT DOOR | 10.B2
AT0680:NEG | SC | 0V | WHT | 14 | 6.C6 | XT0680:2 | PWR,DISTRIBUTION RAIL^LEFT DOOR | 6.C6
AT0680:POS | SC | AT0680POS | WHT | 14 | 6.C6 | XT0680:1 | PWR,DISTRIBUTION RAIL^LEFT DOOR | 6.C6
XT0560:2 | SC | JW0 | CLIP | -- | 10.B2 | XT0562:1 | PWR,DISTRIBUTION RAIL^LEFT DOOR | 10.B2
FU0190:LI | SC | FU0200LI | WHT | 14 | 10.C3 | FU0273:LI | PWR,DISTRIBUTION RAIL^LEFT DOOR | 10.B3
FU0200:LI | SC | FU0200LI | WHT | 14 | 10.A3 | FU0201:LI | PWR,DISTRIBUTION RAIL^LEFT DOOR | 10.B3
FU0200:LI | SC | FU0200LI | WHT | 14 | 10.A3 | XT0561:1 | PWR,DISTRIBUTION RAIL^LEFT DOOR | 10.A2
FU0201:LI | SC | FU0200LI | WHT | 14 | 10.B3 | FU0273:LI | PWR,DISTRIBUTION RAIL^LEFT DOOR | 10.B3
FU0560:LD | SC | FU0200LI | WHT | 14 | 10.A2 | XT0561:1 | PWR,DISTRIBUTION RAIL^LEFT DOOR | 10.A2
FU0560:LI | SC | FU0136 | WHT | 12 | 10.A2 | XT0560:1 | PWR,DISTRIBUTION RAIL^LEFT DOOR | 10.A2
FU0680:LD | SC | AT0680POS | WHT | 14 | 6.C5 | XT0680:1 | PWR,DISTRIBUTION RAIL^LEFT DOOR | 6.C6
FU0273:LD | SC | FU0273 | WHT | 14 | 10.B3 | ZS0273:1 | ASSEMBLY CONSOLE | 10.B4
XT0562:1 | SC | 0V1 | WHT | 14 | 10.B2 | EL0273:+ | ASSEMBLY CONSOLE | 10.B4
FU0200:LD | SC | FU0200 | WHT | 14 | 10.A3 | AU0200:V+ | ASSEMBLY^CONTROL PANEL | 10.A3
FU0201:LD | SC | FU0201 | WHT | 14 | 10.B3 | AF0202:V+ | ASSEMBLY^CONTROL PANEL | 10.A5
XT0562:1 | SC | 0V1 | WHT | 14 | 10.B2 | AF0202:COM | ASSEMBLY^CONTROL PANEL | 10.A5
XT0562:1 | SC | 0V1 | WHT | 14 | 10.B2 | AU0200:COM | ASSEMBLY^CONTROL PANEL | 10.A3
XT0562:3 | SC | 0V1 | WHT | 20 | 10.B2 | SH0400:B | ASSEMBLY^CONTROL PANEL | 13.B5
XT0563:1 | SC | ESTOPB | WHT | 20 | 13.D6 | SB0400:11 | ASSEMBLY^CONTROL PANEL | 13.D5
XT0563:2 | SC | ESTOPA | WHT | 20 | 13.D6 | SB0400:12 | ASSEMBLY^CONTROL PANEL | 13.D5
XT0563:3 | SC | KA023612 | WHT | 20 | 13.B6 | XT0564:1 B2 | ASSEMBLY^CONTROL PANEL | 13.B5
XT0563:4 | SC | 0V | WHT | 20 | 13.B6 | HL0410:A | ASSEMBLY^CONTROL PANEL | 13.B5
XT0563:5 | SC | KA0241A1 | WHT | 20 | 13.C6 | SA0401:1 | ASSEMBLY^CONTROL PANEL | 13.C5
XT0563:6 | SC | FU0139 | WHT | 20 | 13.C6 | SA0401:2 | ASSEMBLY^CONTROL PANEL | 13.C5
FU0190:LD | SC | FU0190 | WHT | 14 | 10.C3 | AT0190:POS | CONSOLE DOOR^PANEL | 10.B4
XT0562:2 | SC | 0V1 | WHT | 14 | 10.B2 | AT0190:NEG | CONSOLE DOOR^PANEL | 10.B4
AT0680:LAN2 | WC0682 | AT0190L1 | ENET | CABLE | 6.C5 | AT0190:ETAP:L1 | CONSOLE DOOR^PANEL | 10.B4
AT0680:LAN1 | WC0680 | 0609L1 | ENET | CABLE | 6.C5 | AP0609:L1 | PLC PANEL | 6.A6
XT0560:1 | SC | FU0136 | WHT | 12 | 10.A2 | XT0138:2 | TURBINE PANEL A | 15.A3
XT0560:2 | SC | 0V | WHT | 12 | 10.B2 | XT0134:2 | TURBINE PANEL A | 15.B3
FU0680:LI | SC | FU0210 | WHT | 14 | 6.C5 | XT0233:3 | TURBINE PANEL B | 15.C4
XT0563:1 | SC | ESTOPB | WHT | 20 | 13.D6 | XT0240:2 | TURBINE PANEL B | 17.A3
XT0563:2 | SC | ESTOPA | WHT | 20 | 13.D6 | XT0240:3 | TURBINE PANEL B | 17.A3
XT0563:3 | SC | KA023612 | WHT | 20 | 13.B6 | XT0240:12 | TURBINE PANEL B | 17.D4
XT0563:4 | SC | 0V | WHT | 20 | 13.B6 | XT0240:8 | TURBINE PANEL B | 17.D3
XT0563:5 | SC | KA0241A1 | WHT | 20 | 13.C6 | XT0240:5 | TURBINE PANEL B | 17.C3
XT0563:6 | SC | FU0139 | WHT | 20 | 13.C6 | XT0240:10 | TURBINE PANEL B | 17.C4
XT0680:2 | SC | 0V | WHT | 14 | 6.C6 | XT0235:3 | TURBINE PANEL B | 15.D4
SolarTools ver. 24.0.84.24712 (Jul 31, 2025)
Report date: 1/14/2026 8:50 PM

## SWITCH PANEL
SWITCH PANEL
CONTROL CONSOLE & MAIN CONSOLE
Project # | J0160
Project Name | VSP CCP TG C
Revision | 0.2
Controls DE | R.BRAUNSTEIN
Phone:
Controls ME | S. MARTINEZ
Phone:
From | [5 empty] | To
Device ID | Cable (W) Conductor (SC) Jumper Clip (JC) | Wire No. | Wire ID | Gauge/Size | Page/Zone | Device ID | Location | Page/Zone
HL0701:A | SC | 0V | WHT | 16 | 19.C2 | HL0702:A | SWITCH PANEL | 19.C2
HL0703: | SC | VBUSA | RED | 16 | 20.A5 | PF0700:2 | SWITCH PANEL | 20.A4
HL0703: | SC | PF07008 | RED | 16 | 20.A5 | SA0700:12 | SWITCH PANEL | 20.A5
HL0704: | SC | VBUSC | RED | 16 | 20.A5 | PF0700:1 | SWITCH PANEL | 20.A4
HL0704: | SC | PF07007 | RED | 16 | 20.A5 | SA0700:16 | SWITCH PANEL | 20.A5
SA0700:12 | SC | PF07008 | RED | 16 | 20.A5 | PF0700:8 | SWITCH PANEL | 20.A4
SA0700:13 | SC | VGENA | RED | 16 | 20.A5 | SA0770:18 | SWITCH PANEL | 20.B6
SA0700:16 | SC | PF07007 | RED | 16 | 20.A5 | PF0700:7 | SWITCH PANEL | 20.A4
SA0700:17 | SC | VGENC | RED | 16 | 20.A5 | SA0770:24 | SWITCH PANEL | 20.B6
SA0700:22 | SC | SA070022 | WHT | 16 | 19.C3 | SA0701:13 | SWITCH PANEL | 19.C2
SA0701:12 | SC | FU0333 | WHT | 16 | 19.C2 | SA0701:14 | SWITCH PANEL | 19.C2
SA0710:12 | SC | VBUSA | RED | 16 | 20.D5 | SA0710:24 | SWITCH PANEL | 20.D5
SA0710:13 | SC | VBUSC | RED | 16 | 20.D5 | SA0710:14 | SWITCH PANEL | 20.D5
SA0710:16 | SC | VGENA | RED | 16 | 20.D5 | SA0710:28 | SWITCH PANEL | 20.D5
SA0710:17 | SC | VGENC | RED | 16 | 20.D5 | SA0710:18 | SWITCH PANEL | 20.D5
SA0710:22 | SC | VBUSB | RED | 16 | 20.C5 | SA0710:23 | SWITCH PANEL | 20.D5
SA0710:26 | SC | VGENB | RED | 16 | 20.C5 | SA0710:27 | SWITCH PANEL | 20.D5
SA0710:28 | SC | VGENA | RED | 16 | 20.D5 | SA0770:18 | SWITCH PANEL | 20.B6
SA0740:12 | SC | PA07033 | BLU | 16 | 20.C2 | SA0740:22 | SWITCH PANEL | 20.B2
SA0740:13 | SC | SA074013 | BLU | 16 | 20.B2 | SA0740:23 | SWITCH PANEL | 20.B2
SA0740:14 | SC | PA07037 | BLU | 16 | 20.B2 | SA0740:24 | SWITCH PANEL | 20.B2
SA0770:11 | SC | PA07036 | RED | 16 | 20.B6 | SA0770:12 | SWITCH PANEL | 20.B5
SA0770:14 | SC | VGENB | RED | 16 | 20.B6 | SA0770:28 | SWITCH PANEL | 20.B6
SA0770:15 | SC | PA07038 | RED | 16 | 20.B6 | SA0770:16 | SWITCH PANEL | 20.B5
SA0770:21 | SC | PA07034 | RED | 16 | 20.B6 | SA0770:22 | SWITCH PANEL | 20.B5
SA0770:25 | SC | PA07032 | RED | 16 | 20.B6 | SA0770:26 | SWITCH PANEL | 20.B5
SA0710:16 | SC | VGENA | RED | 16 | 20.D5 | TM0102:1 | CONSOLE DOOR^PANEL | 20.B5
SA0710:17 | SC | VGENC | RED | 16 | 20.D5 | TM0102:3 | CONSOLE DOOR^PANEL | 20.B5
SA0710:26 | SC | VGENB | RED | 16 | 20.C5 | TM0102:2 | CONSOLE DOOR^PANEL | 20.B5
SA0770:13 | SC | TM01024 | RED | 16 | 20.B5 | TM0102:4 | CONSOLE DOOR^PANEL | 20.B5
SA0770:17 | SC | TM01025 | RED | 16 | 20.B5 | TM0102:5 | CONSOLE DOOR^PANEL | 20.B5
SA0770:23 | SC | TM01027 | RED | 16 | 20.B5 | TM0102:7 | CONSOLE DOOR^PANEL | 20.B5
SA0770:27 | SC | TM01026 | RED | 16 | 20.B5 | TM0102:6 | CONSOLE DOOR^PANEL | 20.B5
HL0701:A+ | SC | KA9602NC | WHT | 16 | 19.C2 | XT0343:3 | GENERATOR DECS250^PANEL | 19.C5
HL0702:A | SC | 0V | WHT | 16 | 19.C2 | XT0336:3 | GENERATOR DECS250^PANEL | 22.C4
HL0702:A+ | SC | KA0330A1 | WHT | 16 | 19.C2 | XT0343:4 | GENERATOR DECS250^PANEL | 19.C5
HL0703: | SC | VBUSA | RED | 16 | 20.A5 | XT0341:2 | GENERATOR DECS250^PANEL | 20.D2
HL0704: | SC | VBUSC | RED | 16 | 20.A5 | XT0341:3 | GENERATOR DECS250^PANEL | 20.D2
SA0700:13 | SC | VGENA | RED | 16 | 20.A5 | XT0341:7 | GENERATOR DECS250^PANEL | 20.D2
SA0700:17 | SC | VGENC | RED | 16 | 20.A5 | XT0341:6 | GENERATOR DECS250^PANEL | 20.D2
SA0700:23 | SC | KA018511 | WHT | 16 | 19.C3 | XT0343:1 | GENERATOR DECS250^PANEL | 19.C5
SA0701:14 | SC | FU0333 | WHT | 16 | 19.C2 | XT0335:1 | GENERATOR DECS250^PANEL | 22.B4
SA0701:15 | SC | KA0333A1 | WHT | 16 | 19.C2 | XT0343:2 | GENERATOR DECS250^PANEL | 19.C5
SA0710:12 | SC | VBUSA | RED | 16 | 20.D5 | XT0341:2 | GENERATOR DECS250^PANEL | 20.D2
SA0710:14 | SC | VBUSC | RED | 16 | 20.D5 | XT0341:3 | GENERATOR DECS250^PANEL | 20.D2
SA0710:18 | SC | VGENC | RED | 16 | 20.D5 | XT0341:6 | GENERATOR DECS250^PANEL | 20.D2
SA0710:23 | SC | VBUSB | RED | 16 | 20.D5 | XT0341:1 | GENERATOR DECS250^PANEL | 20.D2
SA0710:27 | SC | VGENB | RED | 16 | 20.D5 | XT0341:5 | GENERATOR DECS250^PANEL | 20.D2
SA0740:13 | SC | SA074013 | BLU | 16 | 20.B2 | XT0342:3 | GENERATOR DECS250^PANEL | 20.B3
SA0740:21 | SC | MCTN | BLU | 16 | 20.B2 | XT0342:2 | GENERATOR DECS250^PANEL | 20.B2
SA0770:14 | SC | VGENB | RED | 16 | 20.B6 | XT0341:4 | GENERATOR DECS250^PANEL | 20.D2
SA0770:24 | SC | VGENC | RED | 16 | 20.B6 | KA0180:11 | GENERATOR DECS250^PANEL | 20.B6
HL0256:1 | SC | TS0256C | RED | 16 | 4.B6 | XT02560:1 | HEATER PANEL | 4.C6
HL0256:2 | SC | EA0032PN | RED | 16 | 4.B6 | XT02560:3 | HEATER PANEL | 4.C6
SA0710:11 | SC | PV07007 | RED | 16 | 20.D5 | PV0700:7 | METER PANEL | 20.C5
SA0710:21 | SC | PV07008 | RED | 16 | 20.C5 | PV0700:8 | METER PANEL | 20.C5
SA0740:11 | SC | PA07007 | BLU | 16 | 20.B2 | PA0700:7 | METER PANEL | 20.B2
SA0740:12 | SC | PA07033 | BLU | 16 | 20.C2 | PA0703:3 | METER PANEL | 20.A4
SA0740:21 | SC | MCTN | BLU | 16 | 20.B2 | PA0700:8 | METER PANEL | 20.B2
SA0740:24 | SC | PA07037 | BLU | 16 | 20.B2 | PA0703:7 | METER PANEL | 20.A4
SA0770:12 | SC | PA07036 | RED | 16 | 20.B5 | PA0703:6 | METER PANEL | 20.A4
SA0770:16 | SC | PA07038 | RED | 16 | 20.B5 | PA0703:8 | METER PANEL | 20.A4
SA0770:22 | SC | PA07034 | RED | 16 | 20.B5 | PA0703:4 | METER PANEL | 20.A4
SA0770:26 | SC | PA07032 | RED | 16 | 20.B5 | PA0703:2 | METER PANEL | 20.A4
SA0770:28 | SC | VGENB | RED | 16 | 20.B6 | PF0701:8 | METER PANEL | 20.B6
SolarTools ver. 24.0.84.24712 (Jul 31, 2025)
Report date: 1/14/2026 8:50 PM

## TERMINAL PANEL #1
TERMINAL PANEL #1
CONTROL CONSOLE
Project # | J0160
Project Name | VSP CCP TG C
Revision | 0.2
Controls DE | R.BRAUNSTEIN
Phone:
Controls ME | S. MARTINEZ
Phone:
From | [5 empty] | To
Device ID | Cable (W) Conductor (SC) Jumper Clip (JC) | Wire No. | Wire ID | Gauge/Size | Page/Zone | Device ID | Location | Page/Zone
GR0150: | SC | GR0150 | GRN/YEL | 14 | 3.B2 | FRAME | TERMINAL PANEL #1 | 3.B2
GR0151: | SC | GR0151 | GRN/YEL | 14 | 3.B3 | FRAME | TERMINAL PANEL #1 | 3.B3
GR0152: | SC | GR0152 | GRN/YEL | 14 | 3.B4 | FRAME | TERMINAL PANEL #1 | 3.B3
KA0135:11 | SC | KM3150EN | RED | 16 | 61.A6 | XT9000:9 | TERMINAL PANEL #1 | 61.A5
KA0135:12 | SC | KM3150EP | RED | 16 | 61.A6 | XT9000:12 | TERMINAL PANEL #1 | 61.A5
KA0135:21 | SC | KM3150ST2 | RED | 16 | 61.A6 | XT9000:11 | TERMINAL PANEL #1 | 61.A5
KA0135:24 | SC | KM3150ST1 | RED | 16 | 61.A6 | XT9000:10 | TERMINAL PANEL #1 | 61.A5
KA3220:11 | SC | KM3220EN | RED | 16 | 64.A5 | XT9000:14 | TERMINAL PANEL #1 | 64.A5
KA3220:14 | SC | KM3220EP | RED | 16 | 64.A5 | XT9000:13 | TERMINAL PANEL #1 | 64.A5
KA3220:21 | SC | KM320ST2 | RED | 16 | 64.A5 | XT9000:16 | TERMINAL PANEL #1 | 64.A5
KA3220:22 | SC | KM320ST1 | RED | 16 | 64.A5 | XT9000:15 | TERMINAL PANEL #1 | 64.A5
KA3221:11 | SC | KM3221EN | RED | 16 | 64.C6 | XT9000:18 | TERMINAL PANEL #1 | 64.C5
KA3221:14 | SC | KM3221EP | RED | 16 | 64.C6 | XT9000:17 | TERMINAL PANEL #1 | 64.C5
KA3221:21 | SC | KM3221ST2 | RED | 16 | 64.D6 | XT9000:20 | TERMINAL PANEL #1 | 64.D5
KA3221:22 | SC | KM3221ST1 | RED | 16 | 64.D6 | XT9000:19 | TERMINAL PANEL #1 | 64.C5
KA4310:11 | SC | KM4310E1 | RED | 16 | 55.A5 | XT9000:1 | TERMINAL PANEL #1 | 55.A5
KA4310:14 | SC | KM4310E2 | RED | 16 | 55.A5 | XT9000:2 | TERMINAL PANEL #1 | 55.A5
KA4310:21 | SC | KM4310S1 | RED | 16 | 55.A5 | XT9000:3 | TERMINAL PANEL #1 | 55.A5
KA4310:22 | SC | KM4310S2 | RED | 16 | 55.A5 | XT9000:4 | TERMINAL PANEL #1 | 55.A5
KA4311:11 | SC | KM4311E1 | RED | 16 | 55.C5 | XT9000:5 | TERMINAL PANEL #1 | 55.C5
KA4311:14 | SC | KM4311E2 | RED | 16 | 55.C5 | XT9000:6 | TERMINAL PANEL #1 | 55.C5
KA4311:21 | SC | KM4311S1 | RED | 16 | 55.C5 | XT9000:7 | TERMINAL PANEL #1 | 55.C5
KA4311:22 | SC | KM4311S2 | RED | 16 | 55.C5 | XT9000:8 | TERMINAL PANEL #1 | 55.C5
KA6211:11 | SC | KM6211EP | RED | 16 | 85.A5 | XT9000:22 | TERMINAL PANEL #1 | 85.A5
KA6211:14 | SC | KM6211EN | RED | 16 | 85.A5 | XT9000:23 | TERMINAL PANEL #1 | 85.A5
KA6211:21 | SC | KLM6211ST1 | RED | 16 | 85.A5 | XT9000:24 | TERMINAL PANEL #1 | 85.A5
KA6211:22 | SC | KLM6211ST2 | RED | 16 | 85.A5 | XT9000:21 | TERMINAL PANEL #1 | 85.A5
KA6212:11 | SC | KM6212EP | RED | 16 | 86.A5 | XT9000:25 | TERMINAL PANEL #1 | 86.A5
KA6212:14 | SC | KM6212EN | RED | 16 | 86.A5 | XT9000:26 | TERMINAL PANEL #1 | 86.A5
KA6212:21 | SC | KM6212ST1 | RED | 16 | 86.A5 | XT9000:27 | TERMINAL PANEL #1 | 86.A5
KA6212:22 | SC | KM6212ST2 | RED | 16 | 86.A5 | XT9000:28 | TERMINAL PANEL #1 | 86.A5
XT9003:7 | WC2270 | TE42133 | RED | 20 | 54.B5 | AF0123:12 | GENERATOR DECS250^PANEL | 54.B7
XT9003:6 | WC2270 | TE42132 | CLR | 20 | 54.B5 | AF0123:13 | GENERATOR DECS250^PANEL | 54.B7
XT9003:5 | WC2270 | TE42131 | BLK | 20 | 54.B5 | AF0123:29 | GENERATOR DECS250^PANEL | 54.B7
XT9003:8 | WC2270 | TE4213S | SH | 20 | 54.B5 | AF0123:60 | GENERATOR DECS250^PANEL | 54.B7
XT9003:11 | WC2370 | TE42163 | RED | 20 | 54.C5 | AF0123:14 | GENERATOR DECS250^PANEL | 54.C7
XT9003:10 | WC2370 | TE42162 | CLR | 20 | 54.C5 | AF0123:15 | GENERATOR DECS250^PANEL | 54.C7
XT9003:9 | WC2370 | TE42161 | BLK | 20 | 54.C5 | AF0123:31 | GENERATOR DECS250^PANEL | 54.C7
XT9003:12 | WC2370 | TE4216S | SH | 20 | 54.C5 | AF0123:62 | GENERATOR DECS250^PANEL | 54.C7
XT9003:15 | WC2470 | TE42403 | RED | 20 | 56.A5 | AF0123:04 | GENERATOR DECS250^PANEL | 56.A7
XT9003:14 | WC2470 | TE42402 | CLR | 20 | 56.A5 | AF0123:05 | GENERATOR DECS250^PANEL | 56.A7
XT9003:13 | WC2470 | TE42401 | BLK | 20 | 56.A5 | AF0123:21 | GENERATOR DECS250^PANEL | 56.A7
XT9003:16 | WC2470 | TE4240S | SH | 20 | 56.A5 | AF0123:52 | GENERATOR DECS250^PANEL | 56.A7
XT9003:19 | WC2570 | TE42303 | RED | 20 | 56.B5 | AF0123:02 | GENERATOR DECS250^PANEL | 56.B7
XT9003:18 | WC2570 | TE42302 | CLR | 20 | 56.B5 | AF0123:03 | GENERATOR DECS250^PANEL | 56.B7
XT9003:17 | WC2570 | TE42301 | BLK | 20 | 56.B5 | AF0123:19 | GENERATOR DECS250^PANEL | 56.B7
XT9003:20 | WC2570 | TE4230S | SH | 20 | 56.C5 | AF0123:50 | GENERATOR DECS250^PANEL | 56.B7
XT9003:3 | WC2970 | TE42103 | RED | 20 | 54.A5 | AF0123:10 | GENERATOR DECS250^PANEL | 54.A7
XT9003:2 | WC2970 | TE42102 | CLR | 20 | 54.A5 | AF0123:11 | GENERATOR DECS250^PANEL | 54.A7
XT9003:1 | WC2970 | TE42101 | BLK | 20 | 54.A5 | AF0123:27 | GENERATOR DECS250^PANEL | 54.A7
XT9003:4 | WC2970 | TE4210S | SH | 20 | 54.A5 | AF0123:58 | GENERATOR DECS250^PANEL | 54.A7
XT9005:1 | WC1104 | UA47651 | RED | 20 | 53.C5 | AF0450:01 | TURB VIB^PANEL | 53.C6
XT9005:2 | WC1104 | UA47652 | CLR | 20 | 53.C5 | AF0450:02 | TURB VIB^PANEL | 53.C6
XT9005:3 | WC1104 | UA47653 | BLK | 20 | 53.C5 | AF0450:04 | TURB VIB^PANEL | 53.C6
XT9005:4 | WC1104 | UA4765S | SH | 20 | 53.D5 | AF0450:19 | TURB VIB^PANEL | 53.C6
XT9005:5 | WC1200 | VE12641 | CLR | 20 | 53.B5 | AF0410:03 | TURB VIB^PANEL | 53.B6
XT9005:6 | WC1200 | VE12642 | BLK | 20 | 53.B5 | AF0410:04 | TURB VIB^PANEL | 53.B6
XT9005:7 | WC1200 | VE1264S | SH | 20 | 53.B5 | AF0410:19 | TURB VIB^PANEL | 53.B6
XT9003:21 | WC2143 | UA42311 | RED | 20 | 58.B5 | AF0440:09 | TURB VIB^PANEL | 58.B6
XT9003:23 | WC2143 | UA42313 | CLR | 20 | 58.B5 | AF0440:12 | TURB VIB^PANEL | 58.B6
XT9003:22 | WC2143 | UA42312 | BLK | 20 | 58.B5 | AF0440:10 | TURB VIB^PANEL | 58.B6
XT9003:24 | WC2143 | UA4231S | SH | 20 | 58.B5 | AF0440:27 | TURB VIB^PANEL | 58.B6
XT9003:25 | WC2144 | UA42301 | RED | 20 | 58.B5 | AF0440:13 | TURB VIB^PANEL | 58.B6
XT9003:27 | WC2144 | UA42303 | CLR | 20 | 58.B5 | AF0440:16 | TURB VIB^PANEL | 58.B6
XT9003:26 | WC2144 | UA42302 | BLK | 20 | 58.B5 | AF0440:14 | TURB VIB^PANEL | 58.B6
XT9003:28 | WC2144 | UA4230S | SH | 20 | 58.B5 | AF0440:31 | TURB VIB^PANEL | 58.B6
XT9003:29 | WC2145 | UA42411 | RED | 20 | 58.B5 | AF0440:01 | TURB VIB^PANEL | 58.B6
XT9003:31 | WC2145 | UA42413 | CLR | 20 | 58.B5 | AF0440:04 | TURB VIB^PANEL | 58.B6
XT9003:30 | WC2145 | UA42412 | BLK | 20 | 58.B5 | AF0440:02 | TURB VIB^PANEL | 58.B6
XT9003:32 | WC2145 | UA4241S | SH | 20 | 58.B5 | AF0440:19 | TURB VIB^PANEL | 58.B6
XT9003:33 | WC2146 | UA42401 | RED | 20 | 58.C5 | AF0440:05 | TURB VIB^PANEL | 58.C6
XT9003:35 | WC2146 | UA42403 | CLR | 20 | 58.C5 | AF0440:08 | TURB VIB^PANEL | 58.C6
XT9003:34 | WC2146 | UA42402 | BLK | 20 | 58.C5 | AF0440:06 | TURB VIB^PANEL | 58.C6
XT9003:36 | WC2146 | UA4240S | SH | 20 | 58.C5 | AF0440:23 | TURB VIB^PANEL | 58.C6
KA0135:A1 | SC | KA0135A1 | WHT | 20 | 16.D6 | KA0144:A1 | TURBINE PANEL A | 16.C6
KA0135:A1 | SC | KA0135A1 | WHT | 20 | 16.D6 | KA0131:11 | TURBINE PANEL A | 16.D4
KA0135:A2 | SC | 0V | WHT | 20 | 16.D6 | KA0136:A2 | TURBINE PANEL A | 16.D6
KA0135:A2 | SC | 0V | WHT | 20 | 16.D6 | KA0144:A2 | TURBINE PANEL A | 16.C6
KA3220:A1 | SC | KA32201 | WHT | 20 | 64.B5 | AF0093:01 | TURBINE PANEL A | 64.B7
KA3220:A2 | SC | KA32202 | WHT | 20 | 64.B5 | AF0093:17 | TURBINE PANEL A | 64.B7
KA3221:A1 | SC | KA32211 | WHT | 20 | 64.D5 | AF0093:02 | TURBINE PANEL A | 64.D7
KA3221:A2 | SC | KA32212 | WHT | 20 | 64.D5 | AF0093:18 | TURBINE PANEL A | 64.D7
KA4310:A1 | SC | 009208 | WHT | 20 | 55.A6 | AF0092:08 | TURBINE PANEL A | 55.A6
KA4310:A2 | SC | 009224 | WHT | 20 | 55.A6 | AF0092:24 | TURBINE PANEL A | 55.A6
KA4311:A1 | SC | 009209 | WHT | 20 | 55.C6 | AF0092:09 | TURBINE PANEL A | 55.C6
KA4311:A2 | SC | 009225 | WHT | 20 | 55.C6 | AF0092:25 | TURBINE PANEL A | 55.C6
KA6211:A2 | SC | 009320 | WHT | 20 | 85.C6 | AF0093:20 | TURBINE PANEL A | 85.C6
KA6212:A2 | SC | 009329 | WHT | 20 | 86.B6 | AF0093:29 | TURBINE PANEL A | 86.B6
XT9004:11 | SC | UA1200J26 | WHT | 20 | 18.C5 | KA0130:A2 | TURBINE PANEL A | 18.C5
XT9004:12 | SC | UA1200J27 | WHT | 20 | 18.D5 | AF0081:19 | TURBINE PANEL A | 18.C7
XT9016:1 | SC | SB620023 | WHT | 20 | 33.D5 | AF0087:37 | TURBINE PANEL A | 33.D7
XT9016:10 | SC | SB047212 | WHT | 20 | 34.B5 | AF0081:04 | TURBINE PANEL A | 34.B7
XT9016:13 | SC | FU0139 | WHT | 20 | 60.D5 | XT0136:5 | TURBINE PANEL A | 60.D5
XT9016:14 | SC | PS32002 | WHT | 20 | 60.D5 | XT0136:6 | TURBINE PANEL A | 60.D5
XT9016:17 | SC | PS31701 | WHT | 20 | 62.A5 | AF0082:34 | TURBINE PANEL A | 62.A7
XT9016:18 | SC | PS31702 | WHT | 20 | 62.A5 | AF0082:02 | TURBINE PANEL A | 62.A7
XT9016:19 | SC | PS31501 | WHT | 20 | 62.B5 | AF0082:32 | TURBINE PANEL A | 62.B7
XT9016:2 | SC | SB620024 | WHT | 20 | 33.D5 | AF0087:05 | TURBINE PANEL A | 33.D7
XT9016:20 | SC | PS31502 | WHT | 20 | 62.B5 | AF0082:00 | TURBINE PANEL A | 62.B7
XT9016:21 | SC | VS32201 | WHT | 20 | 64.A5 | AF0091:38 | TURBINE PANEL A | 64.A7
XT9016:22 | SC | VS32202 | WHT | 20 | 64.A5 | AF0091:06 | TURBINE PANEL A | 64.A7
XT9016:23 | SC | VS32211 | WHT | 20 | 64.C5 | AF0091:36 | TURBINE PANEL A | 64.C7
XT9016:24 | SC | VS32212 | WHT | 20 | 64.C5 | AF0091:04 | TURBINE PANEL A | 64.C7
XT9016:25 | SC | LS31001 | WHT | 20 | 65.A5 | AF0082:37 | TURBINE PANEL A | 65.A7
XT9016:26 | SC | LS31002 | WHT | 20 | 65.A5 | AF0082:05 | TURBINE PANEL A | 65.A7
XT9016:27 | SC | LS31011 | WHT | 20 | 65.B5 | AF0082:38 | TURBINE PANEL A | 65.B7
XT9016:28 | SC | LS31012 | WHT | 20 | 65.B5 | AF0082:06 | TURBINE PANEL A | 65.B7
XT9016:29 | SC | PDS62101 | WHT | 20 | 84.A5 | AF0082:45 | TURBINE PANEL A | 84.A7
XT9016:3 | SC | HL62001 | WHT | 20 | 33.D5 | AF0093:15 | TURBINE PANEL A | 33.D7
XT9016:30 | SC | PDS62102 | WHT | 20 | 84.A5 | AF0082:13 | TURBINE PANEL A | 84.A7
XT9016:31 | SC | FU0082 | WHT | 14 | 84.A5 | XT0085:4 | TURBINE PANEL A | 84.A5
XT9016:32 | SC | 0V | WHT | 14 | 84.B5 | XT0085:5 | TURBINE PANEL A | 84.B5
XT9016:4 | SC | HL62002 | WHT | 20 | 33.D5 | AF0093:31 | TURBINE PANEL A | 33.D7
XT9016:5 | SC | SA047523 | WHT | 20 | 34.A5 | AF0087:32 | TURBINE PANEL A | 34.A7
XT9016:6 | SC | SA047524 | WHT | 20 | 34.A5 | AF0087:00 | TURBINE PANEL A | 34.A7
XT9016:7 | SC | SA047513 | WHT | 20 | 34.A5 | AF0082:43 | TURBINE PANEL A | 34.A7
XT9016:8 | SC | SA047514 | WHT | 20 | 34.B5 | AF0082:11 | TURBINE PANEL A | 34.A7
XT9016:9 | SC | SB047211 | WHT | 20 | 34.B5 | AF0081:36 | TURBINE PANEL A | 34.B7
XT9017:6 | WC2180 | TE11101 | RED | 20 | 42.A5 | AF0083:27 | TURBINE PANEL A | 42.A7
XT9017:7 | WC2180 | TE11102 | CLR | 20 | 42.A5 | AF0083:11 | TURBINE PANEL A | 42.A7
XT9017:8 | WC2180 | TE11103 | BLK | 20 | 42.A5 | AF0083:10 | TURBINE PANEL A | 42.A7
XT9017:9 | WC2180 | TE1110S | SH | 20 | 42.A5 | AF0083:58 | TURBINE PANEL A | 42.A7
KA6211:A1 | SC | KA6211A1 | WHT | 20 | 85.C6 | KA0246:14 | TURBINE PANEL B | 85.C5
KA6212:A1 | SC | KA6212A1 | WHT | 20 | 86.B6 | KA0247:14 | TURBINE PANEL B | 86.B5
XT9004:10 | SC | UA1200J15 | WHT | 20 | 18.C5 | XT0237:1 B1 | TURBINE PANEL B | 18.C5
XT9004:13 | SC | UA1200J21 | WHT | 20 | 18.D5 | XT0060:1 | TURBINE PANEL B | 18.D5
XT9004:14 | SC | FU0212 | WHT | 20 | 18.D5 | XT0233:4 | TURBINE PANEL B | 18.D5
XT9004:15 | SC | 0V | WHT | 20 | 18.D5 | XT0235:4 | TURBINE PANEL B | 18.D5
XT9004:7 | SC | FCE213031 | WHT | 20 | 47.D5 | AF0063:34 | TURBINE PANEL B | 47.D7
XT9004:8 | SC | FCE213032 | WHT | 20 | 47.D5 | AF0063:02 | TURBINE PANEL B | 47.D7
XT9004:9 | SC | UA1200J14 | WHT | 20 | 18.C5 | AF0076:11 | TURBINE PANEL B | 18.C7
XT9016:11 | SC | ESTOPA | WHT | 20 | 34.B5 | XT0240:3 | TURBINE PANEL B | 17.A3
XT9016:12 | SC | ESTOP | WHT | 20 | 34.C5 | XT0240:4 | TURBINE PANEL B | 17.A3
XT9016:15 | SC | PS32004 | WHT | 20 | 60.D5 | KA0240:11 | TURBINE PANEL B | 60.D6
XT9017:4 | SC | LZ1020B | WHT | 14 | 40.A5 | KA1020:11 | TURBINE PANEL B | 40.A5
XT9017:5 | SC | LZ1020A | WHT | 14 | 40.A5 | KA1020:21 | TURBINE PANEL B | 40.A5
XT9017:10 | WC2100 | AP11001 | RED | 20 | 43.A5 | AF0067:45 | TURBINE PANEL B | 43.A7
XT9017:11 | WC2100 | AP11002 | CLR | 20 | 43.B5 | AF0067:29 | TURBINE PANEL B | 43.A7
XT9017:12 | WC2100 | AP11003 | BLK | 20 | 43.B5 | AF0067:28 | TURBINE PANEL B | 43.A7
XT9017:13 | WC2100 | AP1100S | SH | 20 | 43.B5 | AF0067:60 | TURBINE PANEL B | 43.A7
XT9017:14 | WC2111 | AP1100P1 | CLR | 20 | 43.B5 | AF0067:00 | TURBINE PANEL B | 43.B7
XT9017:15 | WC2111 | AP1100N1 | BLK | 20 | 43.B5 | AF0067:01 | TURBINE PANEL B | 43.B7
XT9017:16 | WC2111 | AP1100S1 | SH | 20 | 43.B5 | AF0067:48 | TURBINE PANEL B | 43.B7
XT9017:17 | WC2112 | AP1100P2 | CLR | 20 | 43.B5 | AF0073:00 | TURBINE PANEL B | 43.B7
XT9017:18 | WC2112 | AP1100N2 | BLK | 20 | 43.C5 | AF0073:01 | TURBINE PANEL B | 43.B7
XT9017:19 | WC2112 | AP1100S2 | SH | 20 | 43.C5 | AF0073:48 | TURBINE PANEL B | 43.B7
XT9017:20 | WC2113 | AP1100P3 | CLR | 20 | 43.C5 | AF0067:02 | TURBINE PANEL B | 43.C7
XT9017:21 | WC2113 | AP1100N3 | BLK | 20 | 43.C5 | AF0067:03 | TURBINE PANEL B | 43.C7
XT9017:22 | WC2113 | AP1100S3 | SH | 20 | 43.C5 | AF0067:50 | TURBINE PANEL B | 43.C7
XT9017:23 | WC2114 | AP1100P4 | CLR | 20 | 43.C5 | AF0073:02 | TURBINE PANEL B | 43.C7
XT9017:24 | WC2114 | AP1100N4 | BLK | 20 | 43.C5 | AF0073:03 | TURBINE PANEL B | 43.C7
XT9017:25 | WC2114 | AP1100S4 | SH | 20 | 43.D5 | AF0073:50 | TURBINE PANEL B | 43.C7
XT9017:26 | WC2115 | AP1100P5 | CLR | 20 | 43.D5 | AF0067:04 | TURBINE PANEL B | 43.D7
XT9017:27 | WC2115 | AP1100N5 | BLK | 20 | 43.D5 | AF0067:05 | TURBINE PANEL B | 43.D7
XT9017:28 | WC2115 | AP1100S5 | SH | 20 | 43.D5 | AF0067:52 | TURBINE PANEL B | 43.D7
XT9017:29 | WC2116 | AP1100P6 | CLR | 20 | 43.D5 | AF0073:04 | TURBINE PANEL B | 43.D7
XT9017:30 | WC2116 | AP1100N6 | BLK | 20 | 43.D5 | AF0073:05 | TURBINE PANEL B | 43.D7
XT9017:31 | WC2116 | AP1100S6 | SH | 20 | 43.D5 | AF0073:52 | TURBINE PANEL B | 43.D7
XT9017:38 | WC2229 | TE21201 | RED | 20 | 46.D5 | AF0073:45 | TURBINE PANEL B | 46.D7
XT9017:39 | WC2229 | TE21202 | CLR | 20 | 46.D5 | AF0073:29 | TURBINE PANEL B | 46.D7
XT9017:40 | WC2229 | TE21203 | BLK | 20 | 46.D5 | AF0073:28 | TURBINE PANEL B | 46.D7
XT9017:41 | WC2229 | TE2120S | SH | 20 | 46.D5 | AF0073:60 | TURBINE PANEL B | 46.D7
XT9017:32 | WC4220 | PT11201 | CLR | 20 | 44.A5 | AF0065:32 | TURBINE PANEL B | 44.A7
XT9017:33 | WC4220 | PT11202 | BLK | 20 | 44.A5 | AF0065:00 | TURBINE PANEL B | 44.A7
XT9017:34 | WC4220 | PT1120S | SH | 20 | 44.A5 | AF0065:48 | TURBINE PANEL B | 44.A7
XT9004:1 | WC4681 | FCE21301 | CLR | 20 | 47.A5 | AF0066:04 | TURBINE PANEL B | 47.A7
XT9004:2 | WC4681 | FCE21302 | BLK | 20 | 47.A5 | AF0066:20 | TURBINE PANEL B | 47.A7
XT9004:3 | WC4681 | FCE2130S1 | SH | 20 | 47.A5 | AF0066:52 | TURBINE PANEL B | 47.A7
XT9004:4 | WC4682 | FCE213013 | CLR | 20 | 47.B5 | AF0074:00 | TURBINE PANEL B | 47.B7
XT9004:5 | WC4682 | FCE213014 | BLK | 20 | 47.B5 | AF0074:16 | TURBINE PANEL B | 47.B7
XT9004:6 | WC4682 | FCE2130S2 | SH | 20 | 47.B5 | AF0074:48 | TURBINE PANEL B | 47.B7
XT9017:1 | WC4724 | UA1200J13 | CLR | 20 | 18.B5 | AF0065:12 | TURBINE PANEL B | 18.B7
XT9017:2 | WC4724 | UA1200J11 | BLK | 20 | 18.B5 | AF0065:28 | TURBINE PANEL B | 18.B7
XT9017:3 | WC4724 | UA1200S | SH | 20 | 18.B5 | AF0065:60 | TURBINE PANEL B | 18.B7
XT9017:35 | WC4901 | PDT15001 | CLR | 20 | 44.D5 | AF0075:44 | TURBINE PANEL B | 44.D7
XT9017:36 | WC4901 | PDT15002 | BLK | 20 | 44.D5 | AF0075:12 | TURBINE PANEL B | 44.D7
XT9017:37 | WC4901 | PDT1500S | SH | 20 | 44.D5 | AF0075:60 | TURBINE PANEL B | 44.D7
SolarTools ver. 24.0.84.24712 (Jul 31, 2025)
Report date: 1/14/2026 8:50 PM

## TERMINAL PANEL #2
TERMINAL PANEL #2
CONTROL CONSOLE
Project # | J0160
Project Name | VSP CCP TG C
Revision | 0.2
Controls DE | R.BRAUNSTEIN
Phone:
Controls ME | S. MARTINEZ
Phone:
From | [5 empty] | To
Device ID | Cable (W) Conductor (SC) Jumper Clip (JC) | Wire No. | Wire ID | Gauge/Size | Page/Zone | Device ID | Location | Page/Zone
XT9018:16 | SC | JP2 | VIO | 20 | 35.D5 | XT9018:15 | TERMINAL PANEL #2 | 35.D5
XT9018:6 | SC | J1233 | VIO | 20 | 35.A5 | XT9018:5 | TERMINAL PANEL #2 | 35.A5
GR0153: | SC | GR0153 | GRN/YEL | 14 | 3.B4 | FRAME | TERMINAL PANEL #2 | 3.B4
GR0154: | SC | GR0154 | GRN/YEL | 14 | 3.B5 | FRAME | TERMINAL PANEL #2 | 3.B5
GR0155: | SC | GR0155 | GRN/YEL | 14 | 3.B5 | FRAME | TERMINAL PANEL #2 | 3.B5
XT9100:19 | SC | SV66111 | WHT | 20 | 77.A5 | KA6510:11 | FIRE SYSTEM^PANEL | 77.A6
XT9100:20 | SC | SV66112 | WHT | 20 | 77.A5 | AT0175:12 | FIRE SYSTEM^PANEL | 77.A6
XT9100:21 | SC | SV62211 | WHT | 20 | 77.B5 | KA6511:11 | FIRE SYSTEM^PANEL | 77.B6
XT9100:22 | SC | SV62212 | WHT | 20 | 77.B5 | AT0175:15 | FIRE SYSTEM^PANEL | 77.B6
XT02561:1 | SC | CC99052 | WHT | 20 | 37.C5 | AF0183:00 | GENERATOR VIB^PANEL | 37.C7
XT02561:2 | SC | KA99082 | WHT | 20 | 36.D5 | AF0183:08 | GENERATOR VIB^PANEL | 36.C7
XT9018:10 | SC | SB75542 | WHT | 20 | 35.B5 | AF0182:09 | GENERATOR VIB^PANEL | 35.B7
XT9018:11 | SC | SB75511 | WHT | 20 | 35.C5 | AF0182:44 | GENERATOR VIB^PANEL | 35.C7
XT9018:12 | SC | SB75512 | WHT | 20 | 35.C5 | AF0182:12 | GENERATOR VIB^PANEL | 35.C7
XT9018:13 | SC | SB75521 | WHT | 20 | 35.C5 | AF0182:43 | GENERATOR VIB^PANEL | 35.C7
XT9018:14 | SC | SB75522 | WHT | 20 | 35.C5 | AF0182:11 | GENERATOR VIB^PANEL | 35.C7
XT9018:17 | SC | CC99041 | WHT | 20 | 37.D5 | AF0183:47 | GENERATOR VIB^PANEL | 37.D7
XT9018:18 | SC | CC99042 | WHT | 20 | 37.D5 | AF0183:15 | GENERATOR VIB^PANEL | 37.D7
XT9018:19 | SC | CC99051 | WHT | 20 | 37.C5 | AF0183:32 | GENERATOR VIB^PANEL | 37.C7
XT9018:20 | SC | CC99061 | WHT | 20 | 37.C5 | AF0183:33 | GENERATOR VIB^PANEL | 37.C7
XT9018:21 | SC | CC99062 | WHT | 20 | 37.C5 | AF0183:01 | GENERATOR VIB^PANEL | 37.C7
XT9018:22 | SC | KA99021 | WHT | 20 | 36.A5 | AF0183:34 | GENERATOR VIB^PANEL | 36.A7
XT9018:23 | SC | KA99022 | WHT | 20 | 36.A5 | AF0183:02 | GENERATOR VIB^PANEL | 36.A7
XT9018:24 | SC | KA99031 | WHT | 20 | 36.A5 | AF0183:35 | GENERATOR VIB^PANEL | 36.A7
XT9018:25 | SC | KA99032 | WHT | 20 | 36.A5 | AF0183:03 | GENERATOR VIB^PANEL | 36.A7
XT9018:26 | SC | KA99041 | WHT | 20 | 36.B5 | AF0183:36 | GENERATOR VIB^PANEL | 36.B7
XT9018:27 | SC | KA99042 | WHT | 20 | 36.B5 | AF0183:04 | GENERATOR VIB^PANEL | 36.B7
XT9018:28 | SC | KA99051 | WHT | 20 | 36.B5 | AF0183:37 | GENERATOR VIB^PANEL | 36.B7
XT9018:29 | SC | KA99052 | WHT | 20 | 36.B5 | AF0183:05 | GENERATOR VIB^PANEL | 36.B7
XT9018:3 | SC | SB75101 | WHT | 20 | 35.A5 | AF0182:32 | GENERATOR VIB^PANEL | 35.A7
XT9018:30 | SC | KA99061 | WHT | 20 | 36.C5 | AF0183:38 | GENERATOR VIB^PANEL | 36.C7
XT9018:31 | SC | KA99062 | WHT | 20 | 36.C5 | AF0183:06 | GENERATOR VIB^PANEL | 36.C7
XT9018:32 | SC | KA99071 | WHT | 20 | 36.C5 | AF0183:39 | GENERATOR VIB^PANEL | 36.C7
XT9018:33 | SC | KA99072 | WHT | 20 | 36.C5 | AF0183:07 | GENERATOR VIB^PANEL | 36.C7
XT9018:34 | SC | KA99081 | WHT | 20 | 36.C5 | AF0183:40 | GENERATOR VIB^PANEL | 36.C7
XT9018:35 | SC | KA99091 | WHT | 20 | 36.D5 | AF0183:41 | GENERATOR VIB^PANEL | 36.D7
XT9018:36 | SC | KA99092 | WHT | 20 | 36.D5 | AF0183:09 | GENERATOR VIB^PANEL | 36.D7
XT9018:37 | SC | KA990101 | WHT | 20 | 37.A5 | AF0183:42 | GENERATOR VIB^PANEL | 37.A7
XT9018:38 | SC | KA990102 | WHT | 20 | 37.A5 | AF0183:10 | GENERATOR VIB^PANEL | 37.A7
XT9018:39 | SC | KA990111 | WHT | 20 | 37.A5 | AF0183:43 | GENERATOR VIB^PANEL | 37.A7
XT9018:4 | SC | SB75102 | WHT | 20 | 35.A5 | AF0182:00 | GENERATOR VIB^PANEL | 35.A7
XT9018:40 | SC | KA990112 | WHT | 20 | 37.A5 | AF0183:11 | GENERATOR VIB^PANEL | 37.A7
XT9018:41 | SC | KA990121 | WHT | 20 | 37.B5 | AF0183:44 | GENERATOR VIB^PANEL | 37.B7
XT9018:42 | SC | KA990122 | WHT | 20 | 37.B5 | AF0183:12 | GENERATOR VIB^PANEL | 37.B7
XT9018:43 | SC | KA990131 | WHT | 20 | 37.B5 | AF0183:45 | GENERATOR VIB^PANEL | 37.B7
XT9018:44 | SC | KA990132 | WHT | 20 | 37.B5 | AF0183:13 | GENERATOR VIB^PANEL | 37.B7
XT9018:49 | SC | CC99071 | WHT | 20 | 37.C5 | AF0183:46 | GENERATOR VIB^PANEL | 37.C7
XT9018:5 | SC | SB75111 | WHT | 20 | 35.A5 | AF0182:33 | GENERATOR VIB^PANEL | 35.A7
XT9018:50 | SC | CC99072 | WHT | 20 | 37.D5 | AF0183:14 | GENERATOR VIB^PANEL | 37.C7
XT9018:6 | SC | SB75112 | WHT | 20 | 35.A5 | AF0182:01 | GENERATOR VIB^PANEL | 35.A7
XT9018:7 | SC | SB75551 | WHT | 20 | 35.B5 | AF0182:42 | GENERATOR VIB^PANEL | 35.B7
XT9018:8 | SC | SB75552 | WHT | 20 | 35.B5 | AF0182:10 | GENERATOR VIB^PANEL | 35.B7
XT9018:9 | SC | SB75541 | WHT | 20 | 35.B5 | AF0182:41 | GENERATOR VIB^PANEL | 35.B7
XT9018:1 | SC | GD05252 | WHT | 20 | 14.A5 | AF0091:37 | TURBINE PANEL A | 14.A7
XT9018:15 | SC | SB75121 | WHT | 20 | 35.D5 | AF0081:39 | TURBINE PANEL A | 35.D7
XT9018:16 | SC | SB75122 | WHT | 20 | 35.D5 | AF0081:07 | TURBINE PANEL A | 35.D7
XT9018:16 | SC | SB75122 | WHT | 20 | 35.D5 | KA7512:A1 | TURBINE PANEL A | 35.D6
XT9018:2 | SC | GD05253 | WHT | 20 | 14.A5 | AF0091:05 | TURBINE PANEL A | 14.A7
XT9018:45 | SC | KA216014 | WHT | 20 | 38.A5 | KA2160:14 | TURBINE PANEL A | 38.A5
XT9018:46 | SC | KA216011 | WHT | 20 | 38.A5 | KA2160:11 | TURBINE PANEL A | 38.A5
XT9018:47 | SC | KA216114 | WHT | 20 | 38.B5 | KA2161:14 | TURBINE PANEL A | 38.B5
XT9018:48 | SC | KA216111 | WHT | 20 | 38.B5 | KA2161:11 | TURBINE PANEL A | 38.B5
XT9100:17 | SC | KM3170EP | WHT | 20 | 63.C5 | KA0138:11 | TURBINE PANEL A | 63.C6
XT9100:18 | SC | 0V | WHT | 20 | 63.C5 | XT0136:9 | TURBINE PANEL A | 63.C6
XT9100:5 | SC | FU0012 | WHT | 14 | 47.D5 | FU0012:LD | TURBINE PANEL A | 14.B4
XT9100:7 | SC | 0V | WHT | 12 | 47.D5 | XT0011:1 | TURBINE PANEL A | 14.C4
XT9100:8 | SC | 0V | WHT | 12 | 47.D5 | XT0011:2 | TURBINE PANEL A | 14.C4
XT9019:22 | WC2126 | TE32001 | RED | 20 | 60.A5 | AF0084:17 | TURBINE PANEL A | 60.A7
XT9019:23 | WC2126 | TE32002 | CLR | 20 | 60.A5 | AF0084:01 | TURBINE PANEL A | 60.A7
XT9019:24 | WC2126 | TE32003 | BLK | 20 | 60.A5 | AF0084:00 | TURBINE PANEL A | 60.A7
XT9019:25 | WC2126 | TE3200S | SH | 20 | 60.A5 | AF0084:48 | TURBINE PANEL A | 60.A7
XT9019:26 | WC2127 | TE31001 | RED | 20 | 66.A5 | AF0084:19 | TURBINE PANEL A | 66.A7
XT9019:27 | WC2127 | TE31002 | CLR | 20 | 66.B5 | AF0084:03 | TURBINE PANEL A | 66.A7
XT9019:28 | WC2127 | TE31003 | BLK | 20 | 66.B5 | AF0084:02 | TURBINE PANEL A | 66.A7
XT9019:29 | WC2127 | TE3100S | SH | 20 | 66.B5 | AF0084:50 | TURBINE PANEL A | 66.A7
XT9019:39 | WC2362 | TE61101 | RED | 20 | 82.C5 | AF0083:29 | TURBINE PANEL A | 82.C7
XT9019:40 | WC2362 | TE61102 | CLR | 20 | 82.C5 | AF0083:13 | TURBINE PANEL A | 82.C7
XT9019:41 | WC2362 | TE61103 | BLK | 20 | 82.C5 | AF0083:12 | TURBINE PANEL A | 82.C7
XT9019:42 | WC2362 | TE6110S | SH | 20 | 82.C5 | AF0083:60 | TURBINE PANEL A | 82.C7
XT9019:30 | WC3112 | PDT31001 | CLR | 20 | 66.C5 | AF0085:34 | TURBINE PANEL A | 66.C7
XT9019:31 | WC3112 | PDT31002 | BLK | 20 | 66.C5 | AF0085:02 | TURBINE PANEL A | 66.C7
XT9019:32 | WC3112 | PDT3100S | SH | 20 | 66.C5 | AF0085:50 | TURBINE PANEL A | 66.C7
XT9019:46 | WC4112 | PT32001 | CLR | 20 | 60.C5 | AF0085:38 | TURBINE PANEL A | 60.C7
XT9019:47 | WC4112 | PT32002 | BLK | 20 | 60.C5 | AF0085:06 | TURBINE PANEL A | 60.C7
XT9019:48 | WC4112 | PT3200S | SH | 20 | 60.C5 | AF0085:54 | TURBINE PANEL A | 60.C7
XT9024:1 | WC4310 | IT4310P | RED | 20 | 55.B5 | AF0094:34 | TURBINE PANEL A | 55.B6
XT9024:2 | WC4310 | IT4310N | BLK | 20 | 55.B5 | AF0094:02 | TURBINE PANEL A | 55.B6
XT9024:3 | WC4310 | IT4310S | SH | 20 | 55.B5 | AF0094:50 | TURBINE PANEL A | 55.B6
XT9024:4 | WC4311 | IT4311P | RED | 20 | 55.D5 | AF0094:36 | TURBINE PANEL A | 55.D6
XT9024:5 | WC4311 | IT4311N | BLK | 20 | 55.D5 | AF0094:04 | TURBINE PANEL A | 55.D6
XT9024:6 | WC4311 | IT4311S | SH | 20 | 55.D5 | AF0094:52 | TURBINE PANEL A | 55.D6
XT9019:43 | WC4623 | PDT32401 | CLR | 20 | 59.B5 | AF0085:44 | TURBINE PANEL A | 59.B7
XT9019:44 | WC4623 | PDT32402 | BLK | 20 | 59.B5 | AF0085:12 | TURBINE PANEL A | 59.B7
XT9019:45 | WC4623 | PDT3240S | SH | 20 | 59.B5 | AF0085:60 | TURBINE PANEL A | 59.B7
XT9019:36 | WC4714 | PDT61801 | CLR | 20 | 81.A5 | AF0086:38 | TURBINE PANEL A | 81.A7
XT9019:37 | WC4714 | PDT61802 | BLK | 20 | 81.A5 | AF0086:06 | TURBINE PANEL A | 81.A7
XT9019:38 | WC4714 | PDT6180S | SH | 20 | 81.A5 | AF0086:54 | TURBINE PANEL A | 81.A7
XT9024:13 | WC8512 | PDT63101 | CLR | 20 | 87.A5 | AF0086:36 | TURBINE PANEL A | 87.A7
XT9024:14 | WC8512 | PDT63102 | BLK | 20 | 87.A5 | AF0086:04 | TURBINE PANEL A | 87.A7
XT9024:15 | WC8512 | PDT6310S | SH | 20 | 87.A5 | AF0086:52 | TURBINE PANEL A | 87.A7
XT9100:1 | SC | SV14401 | WHT | 20 | 41.A5 | KA0234:11 | TURBINE PANEL B | 41.A6
XT9100:10 | SC | SV21241 | WHT | 16 | 49.B5 | KA0236:21 | TURBINE PANEL B | 49.B5
XT9100:11 | SC | SV21242 | WHT | 20 | 49.C5 | XT0060:3 | TURBINE PANEL B | 49.C5
XT9100:12 | SC | SV21202 | WHT | 20 | 49.A5 | XT0060:2 | TURBINE PANEL B | 49.A5
XT9100:13 | SC | SV21211 | WHT | 20 | 49.C5 | AF0061:04 | TURBINE PANEL B | 49.C7
XT9100:14 | SC | SV21212 | WHT | 20 | 49.C5 | AF0061:20 | TURBINE PANEL B | 49.C7
XT9100:15 | SC | SV21501 | WHT | 20 | 49.D5 | AF0061:00 | TURBINE PANEL B | 49.D7
XT9100:16 | SC | SV21502 | WHT | 20 | 49.D5 | AF0061:16 | TURBINE PANEL B | 49.D7
XT9100:2 | SC | SV14402 | WHT | 20 | 41.A5 | AF0062:28 | TURBINE PANEL B | 41.A7
XT9100:3 | SC | SV17201 | WHT | 20 | 45.C5 | AF0061:08 | TURBINE PANEL B | 45.C7
XT9100:4 | SC | SV17202 | WHT | 20 | 45.C5 | AF0061:24 | TURBINE PANEL B | 45.C7
XT9100:6 | SC | FCE213019 | WHT | 14 | 47.D5 | KA0217:11 | TURBINE PANEL B | 47.D5
XT9100:9 | SC | SV21201 | WHT | 20 | 49.A5 | KA0235:21 | TURBINE PANEL B | 49.A5
XT9019:33 | WC3224 | PT34201 | CLR | 20 | 67.A5 | AF0074:34 | TURBINE PANEL B | 67.A7
XT9019:34 | WC3224 | PT34202 | BLK | 20 | 67.A5 | AF0074:02 | TURBINE PANEL B | 67.A7
XT9019:35 | WC3224 | PT3420S | SH | 20 | 67.A5 | AF0074:50 | TURBINE PANEL B | 67.A7
XT9019:7 | WC4122 | PT21301 | CLR | 20 | 48.C5 | AF0064:36 | TURBINE PANEL B | 48.C7
XT9019:8 | WC4122 | PT21302 | BLK | 20 | 48.C5 | AF0064:04 | TURBINE PANEL B | 48.C7
XT9019:9 | WC4122 | PT2130S | SH | 20 | 48.C5 | AF0064:52 | TURBINE PANEL B | 48.C7
XT9019:10 | WC4123 | PT21311 | CLR | 20 | 48.C5 | AF0075:36 | TURBINE PANEL B | 48.C7
XT9019:11 | WC4123 | PT21312 | BLK | 20 | 48.C5 | AF0075:04 | TURBINE PANEL B | 48.C7
XT9019:12 | WC4123 | PT2131S | SH | 20 | 48.D5 | AF0075:52 | TURBINE PANEL B | 48.C7
XT9019:13 | WC4148 | PT21811 | CLR | 20 | 50.C5 | AF0072:44 | TURBINE PANEL B | 50.C7
XT9019:14 | WC4148 | PT21812 | BLK | 20 | 50.C5 | AF0072:12 | TURBINE PANEL B | 50.C7
XT9019:15 | WC4148 | PT2181S | SH | 20 | 50.C5 | AF0072:60 | TURBINE PANEL B | 50.C7
XT9019:4 | WC4226 | PT21261 | CLR | 20 | 48.B5 | AF0075:40 | TURBINE PANEL B | 48.B7
XT9019:5 | WC4226 | PT21262 | BLK | 20 | 48.B5 | AF0075:08 | TURBINE PANEL B | 48.B7
XT9019:6 | WC4226 | PT2126S | SH | 20 | 48.B5 | AF0075:56 | TURBINE PANEL B | 48.B7
XT9019:19 | WC4256 | SE12601 | CLR | 20 | 52.A5 | AF0071:04 | TURBINE PANEL B | 52.A7
XT9019:20 | WC4256 | SE12602 | BLK | 20 | 52.A5 | AF0071:20 | TURBINE PANEL B | 52.A7
XT9019:21 | WC4256 | SE1260S | SH | 20 | 52.A5 | AF0071:52 | TURBINE PANEL B | 52.A7
XT9019:16 | WC4317 | PT21201 | CLR | 20 | 51.A5 | AF0072:40 | TURBINE PANEL B | 51.A7
XT9019:17 | WC4317 | PT21202 | BLK | 20 | 51.A5 | AF0072:08 | TURBINE PANEL B | 51.A7
XT9019:18 | WC4317 | PT2120S | SH | 20 | 51.A5 | AF0072:56 | TURBINE PANEL B | 51.A7
XT9019:1 | WC4321 | PT21211 | RED | 20 | 48.A5 | AF0064:32 | TURBINE PANEL B | 48.A7
XT9019:2 | WC4321 | PT21212 | BLK | 20 | 48.A5 | AF0064:00 | TURBINE PANEL B | 48.A7
XT9019:3 | WC4321 | PT2121S | SH | 20 | 48.A5 | AF0064:48 | TURBINE PANEL B | 48.A7
XT9024:7 | WC4800 | IT6211P | CLR | 20 | 85.B5 | AF0072:32 | TURBINE PANEL B | 85.B6
XT9024:8 | WC4800 | IT6211N | BLK | 20 | 85.B5 | AF0072:00 | TURBINE PANEL B | 85.B6
XT9024:9 | WC4800 | IT6211S | SH | 20 | 85.B5 | AF0072:48 | TURBINE PANEL B | 85.B6
XT9024:10 | WC4802 | IT6212P | CLR | 20 | 86.B5 | AF0065:36 | TURBINE PANEL B | 86.B6
XT9024:11 | WC4802 | IT6212N | BLK | 20 | 86.B5 | AF0065:04 | TURBINE PANEL B | 86.B6
XT9024:12 | WC4802 | IT6212S | SH | 20 | 86.B5 | AF0065:52 | TURBINE PANEL B | 86.B6
SolarTools ver. 24.0.84.24712 (Jul 31, 2025)
Report date: 1/14/2026 8:50 PM

## TURB VIB^PANEL
TURB VIB^PANEL
Project # | J0160
Project Name | VSP CCP TG C
Revision | 0.2
Controls DE | R.BRAUNSTEIN
Phone:
Controls ME | S. MARTINEZ
Phone:
From | [5 empty] | To
Device ID | Cable (W) Conductor (SC) Jumper Clip (JC) | Wire No. | Wire ID | Gauge/Size | Page/Zone | Device ID | Location | Page/Zone
AF0400:12 | SC | XT04001 | GRN | 16 | 21.B6 | XT0400:1 | TURB VIB^PANEL | 21.C6
AF0410:01 | SC | 041001 | WHT | 20 | 53.B6 | AF0410:02 | TURB VIB^PANEL | 53.B6
AF0410:32 | SC | XT04001 | GRN | 16 | 21.B5 | XT0400:1 | TURB VIB^PANEL | 21.C6
AF0410:53 | SC | 0V | WHT | 16 | 21.B5 | XT0110:2 | TURB VIB^PANEL | 21.A5
AF0410:54 | SC | AF0440N | WHT | 16 | 21.B5 | AF0440:53 | TURB VIB^PANEL | 21.B4
AF0410:55 | SC | FU0113 | WHT | 16 | 21.B5 | FU0113:LD | TURB VIB^PANEL | 21.A4
AF0410:56 | SC | AF0440P | WHT | 16 | 21.B5 | AF0440:55 | TURB VIB^PANEL | 21.B4
AF0440:32 | SC | XT04002 | GRN | 16 | 21.B4 | XT0400:2 | TURB VIB^PANEL | 21.C3
AF0440:54 | SC | AF0450N | WHT | 16 | 21.B4 | AF0450:53 | TURB VIB^PANEL | 21.B3
AF0440:56 | SC | AF0450P | WHT | 16 | 21.B4 | AF0450:55 | TURB VIB^PANEL | 21.B3
AF0450:32 | SC | XT04002 | GRN | 16 | 21.B3 | XT0400:2 | TURB VIB^PANEL | 21.C3
FU0113:LI | SC | FU0136 | WHT | 14 | 21.A4 | XT0110:1 | TURB VIB^PANEL | 21.A5
GR0110: | SC | GR0110 | GRN/YEL | 14 | 3.A5 | FG1:1 | TURB VIB^PANEL | 3.A5
GR0112: | SC | GR0112 | GRN/YEL | 14 | 3.A5 | FG1:2 | TURB VIB^PANEL | 3.A5
AF0410:L2 | WC0041 | AF0410L2 | ENET | CABLE | 2.A2 | AF0440:L1 | TURB VIB^PANEL | 2.A4
AF0440:L2 | WC0044 | AF0440LL2 | ENET | CABLE | 2.A4 | AF0450:L1 | TURB VIB^PANEL | 2.A5
AF0400:LBUS | WC8040 | AF0410RBUS | BUS | CABLE | 21.B6 | AF0410:RBUS | TURB VIB^PANEL | 21.B5
AF0410:LBUS | WC8041 | AF0440RBUS | BUS | CABLE | 21.B5 | AF0440:RBUS | TURB VIB^PANEL | 21.B4
AF0440:LBUS | WC8044 | AF0450RBUS | BUS | CABLE | 21.B4 | AF0450:RBUS | TURB VIB^PANEL | 21.B3
AF0450:L2 | WC0045 | AF0450L2 | ENET | CABLE | 2.A5 | AU0120:L1 | GENERATOR DECS250^PANEL | 2.B3
AF0450:01 | WC1104 | UA47651 | RED | 20 | 53.C6 | XT9005:1 | TERMINAL PANEL #1 | 53.C5
AF0450:02 | WC1104 | UA47652 | CLR | 20 | 53.C6 | XT9005:2 | TERMINAL PANEL #1 | 53.C5
AF0450:04 | WC1104 | UA47653 | BLK | 20 | 53.C6 | XT9005:3 | TERMINAL PANEL #1 | 53.C5
AF0450:19 | WC1104 | UA4765S | SH | 20 | 53.C6 | XT9005:4 | TERMINAL PANEL #1 | 53.D5
AF0410:03 | WC1200 | VE12641 | CLR | 20 | 53.B6 | XT9005:5 | TERMINAL PANEL #1 | 53.B5
AF0410:04 | WC1200 | VE12642 | BLK | 20 | 53.B6 | XT9005:6 | TERMINAL PANEL #1 | 53.B5
AF0410:19 | WC1200 | VE1264S | SH | 20 | 53.B6 | XT9005:7 | TERMINAL PANEL #1 | 53.B5
AF0440:09 | WC2143 | UA42311 | RED | 20 | 58.B6 | XT9003:21 | TERMINAL PANEL #1 | 58.B5
AF0440:12 | WC2143 | UA42313 | CLR | 20 | 58.B6 | XT9003:23 | TERMINAL PANEL #1 | 58.B5
AF0440:10 | WC2143 | UA42312 | BLK | 20 | 58.B6 | XT9003:22 | TERMINAL PANEL #1 | 58.B5
AF0440:27 | WC2143 | UA4231S | SH | 20 | 58.B6 | XT9003:24 | TERMINAL PANEL #1 | 58.B5
AF0440:13 | WC2144 | UA42301 | RED | 20 | 58.B6 | XT9003:25 | TERMINAL PANEL #1 | 58.B5
AF0440:16 | WC2144 | UA42303 | CLR | 20 | 58.B6 | XT9003:27 | TERMINAL PANEL #1 | 58.B5
AF0440:14 | WC2144 | UA42302 | BLK | 20 | 58.B6 | XT9003:26 | TERMINAL PANEL #1 | 58.B5
AF0440:31 | WC2144 | UA4230S | SH | 20 | 58.B6 | XT9003:28 | TERMINAL PANEL #1 | 58.B5
AF0440:01 | WC2145 | UA42411 | RED | 20 | 58.B6 | XT9003:29 | TERMINAL PANEL #1 | 58.B5
AF0440:04 | WC2145 | UA42413 | CLR | 20 | 58.B6 | XT9003:31 | TERMINAL PANEL #1 | 58.B5
AF0440:02 | WC2145 | UA42412 | BLK | 20 | 58.B6 | XT9003:30 | TERMINAL PANEL #1 | 58.B5
AF0440:19 | WC2145 | UA4241S | SH | 20 | 58.B6 | XT9003:32 | TERMINAL PANEL #1 | 58.B5
AF0440:05 | WC2146 | UA42401 | RED | 20 | 58.C6 | XT9003:33 | TERMINAL PANEL #1 | 58.C5
AF0440:08 | WC2146 | UA42403 | CLR | 20 | 58.C6 | XT9003:35 | TERMINAL PANEL #1 | 58.C5
AF0440:06 | WC2146 | UA42402 | BLK | 20 | 58.C6 | XT9003:34 | TERMINAL PANEL #1 | 58.C5
AF0440:23 | WC2146 | UA4240S | SH | 20 | 58.C6 | XT9003:36 | TERMINAL PANEL #1 | 58.C5
XT0110:1 | SC | FU0136 | WHT | 14 | 21.A5 | XT0138:4 | TURBINE PANEL A | 15.B3
XT0110:2 | SC | 0V | WHT | 14 | 21.A5 | XT0134:4 | TURBINE PANEL A | 15.B3
XT0400:3 | SC | IEG023010 | GRN | 14 | 21.C6 | IEG0230:10 | TURBINE PANEL B | 21.C6
AF0410:L1 | WC0006 | AU0060L2 | ENET | CABLE | 2.A2 | AU0060:L2 | TURBINE PANEL B | 2.A6
SolarTools ver. 24.0.84.24712 (Jul 31, 2025)
Report date: 1/14/2026 8:50 PM

## TURBINE PANEL A
TURBINE PANEL A
Project # | J0160
Project Name | VSP CCP TG C
Revision | 0.2
Controls DE | R.BRAUNSTEIN
Phone:
Controls ME | S. MARTINEZ
Phone:
From | [5 empty] | To
Device ID | Cable (W) Conductor (SC) Jumper Clip (JC) | Wire No. | Wire ID | Gauge/Size | Page/Zone | Device ID | Location | Page/Zone
XT0011:1 | JC | 0V | CLIP | --- | 14.C4 | XT0011:2 | TURBINE PANEL A | 14.C4
XT0011:2 | JC | 0V | CLIP | --- | 14.C4 | XT0011:3 | TURBINE PANEL A | 14.C4
XT0011:3 | JC | 0V | CLIP | --- | 14.C4 | XT0011:4 | TURBINE PANEL A | 14.C4
XT0012:2 | JC | 24V | CLIP | --- | 14.B3 | XT0012:1 | TURBINE PANEL A | 14.B3
XT0012:3 | JC | 0V | CLIP | --- | 14.B3 | XT0012:4 | TURBINE PANEL A | 14.B3
XT0080:1 | JC | 0V | CLIP | --- | 7.D1 | XT0080:2 | TURBINE PANEL A | 7.D1
XT0080:2 | JC | 0V | CLIP | --- | 7.D1 | XT0080:3 | TURBINE PANEL A | 7.D1
XT0090:1 | JC | 0V | CLIP | --- | 7.B1 | XT0090:2 | TURBINE PANEL A | 7.B1
XT0134:1 | JC | 0V | CLIP | --- | 15.B3 | XT0134:2 | TURBINE PANEL A | 15.B3
XT0134:2 | JC | 0V | CLIP | --- | 15.B3 | XT0134:3 | TURBINE PANEL A | 15.B3
XT0134:3 | JC | 0V | CLIP | --- | 15.B3 | XT0134:4 | TURBINE PANEL A | 15.B3
XT0135:1 | JC | 0V | CLIP | --- | 15.B4 | XT0135:2 | TURBINE PANEL A | 15.B4
XT0135:2 | JC | 0V | CLIP | --- | 15.B4 | XT0135:3 | TURBINE PANEL A | 15.B4
XT0136:1 | JC | FU0139 | CLIP | --- | 16.A2 | XT0136:2 | TURBINE PANEL A | 16.A2
XT0138:1 | JC | FU0136 | CLIP | --- | 15.A3 | XT0138:2 | TURBINE PANEL A | 15.A3
XT0138:2 | JC | FU0136 | CLIP | --- | 15.A3 | XT0138:3 | TURBINE PANEL A | 15.A3
XT0138:3 | JC | FU0136 | CLIP | --- | 15.A3 | XT0138:4 | TURBINE PANEL A | 15.B3
XT0139:1 | JC | FU0137 | CLIP | --- | 15.A4 | XT0139:2 | TURBINE PANEL A | 15.A4
XT0139:2 | JC | FU0137 | CLIP | --- | 15.A4 | XT0139:3 | TURBINE PANEL A | 15.B4
AF0081:03 | SC | 008103 | WHT | 20 | 18.C7 | KA0130:14 | TURBINE PANEL A | 18.D6
AF0081:23 | SC | 008123 | WHT | 20 | 35.D7 | KA7512:A2 | TURBINE PANEL A | 35.D6
AF0081:35 | SC | 008135 | WHT | 20 | 18.C7 | KA0130:A1 | TURBINE PANEL A | 18.C5
AF0081:COM | SC | AU0080N | WHT | 20 | 7.C2 | AU0080:COM | TURBINE PANEL A | 7.C2
AF0081:J | SC | * |  |  | 7.C2 | AF0082:P | TURBINE PANEL A | 7.D3
AF0081:P | SC | * |  |  | 7.C2 | AU0080:J | TURBINE PANEL A | 7.C2
AF0081:V+ | SC | AU0080P | WHT | 20 | 7.C2 | AU0080:V+ | TURBINE PANEL A | 7.C2
AF0082:COM | SC | 0V | WHT | 14 | 7.D3 | XT0080:2 | TURBINE PANEL A | 7.D1
AF0082:COM | SC | AF0082N | WHT | 20 | 7.D3 | AF0083:COM | TURBINE PANEL A | 7.D3
AF0082:J | SC | * |  |  | 7.D3 | AF0083:P | TURBINE PANEL A | 7.D3
AF0082:V+ | SC | FU0081 | WHT | 14 | 7.D3 | FU0081:LD | TURBINE PANEL A | 7.D1
AF0082:V+ | SC | AF0082P | WHT | 20 | 7.D3 | AF0083:V+ | TURBINE PANEL A | 7.D3
AF0083:COM | SC | AF0083N | WHT | 20 | 7.D3 | AF0084:COM | TURBINE PANEL A | 7.D4
AF0083:J | SC | * |  |  | 7.D3 | AF0084:P | TURBINE PANEL A | 7.D4
AF0083:SH | SC | AF0083G | GRN | 14 | 7.D3 | AF0084:SH | TURBINE PANEL A | 7.D4
AF0083:SH | SC | AU0080G | GRN | 14 | 7.D3 | AU0080:GND | TURBINE PANEL A | 7.C2
AF0083:V+ | SC | AF0083P | WHT | 20 | 7.D3 | AF0084:V+ | TURBINE PANEL A | 7.D4
AF0084:COM | SC | AF0084N | WHT | 20 | 7.D4 | AF0085:COM | TURBINE PANEL A | 7.D5
AF0084:J | SC | * |  |  | 7.D4 | AF0085:P | TURBINE PANEL A | 7.D5
AF0084:SH | SC | AF0084G | GRN | 14 | 7.D4 | AF0085:SH | TURBINE PANEL A | 7.D5
AF0084:V+ | SC | AF0084P | WHT | 20 | 7.D4 | AF0085:V+ | TURBINE PANEL A | 7.D5
AF0085:COM | SC | AF0085N | WHT | 20 | 7.D5 | AF0086:COM | TURBINE PANEL A | 7.D5
AF0085:J | SC | * |  |  | 7.D5 | AF0086:P | TURBINE PANEL A | 7.D5
AF0085:SH | SC | AF0085G | GRN | 14 | 7.D5 | AF0086:SH | TURBINE PANEL A | 7.D5
AF0085:V+ | SC | AF0085P | WHT | 20 | 7.D5 | AF0086:V+ | TURBINE PANEL A | 7.D5
AF0086:COM | SC | AF0086N | WHT | 20 | 7.D5 | AF0087:COM | TURBINE PANEL A | 7.D6
AF0086:J | SC | * |  |  | 7.D5 | AF0087:P | TURBINE PANEL A | 7.D6
AF0086:V+ | SC | AF0086P | WHT | 20 | 7.D5 | AF0087:V+ | TURBINE PANEL A | 7.D6
AF0087:11 | SC | KA013624 | WHT | 20 | 16.B4 | KA0136:24 | TURBINE PANEL A | 16.B3
AF0087:43 | SC | KA013621 | WHT | 20 | 16.B4 | KA0136:21 | TURBINE PANEL A | 16.B3
AF0091:07 | SC | KA014114 | WHT | 20 | 16.C2 | KA0141:14 | TURBINE PANEL A | 16.C2
AF0091:39 | SC | KA014111 | WHT | 20 | 16.C2 | KA0141:11 | TURBINE PANEL A | 16.C2
AF0091:COM | SC | AF0091N | WHT | 20 | 7.B2 | AF0094:COM | TURBINE PANEL A | 7.B4
AF0091:COM | SC | AU0090N | WHT | 20 | 7.B2 | AU0090:COM | TURBINE PANEL A | 7.A2
AF0091:J | SC | * |  |  | 7.B2 | AF0092:P | TURBINE PANEL A | 7.B3
AF0091:P | SC | * |  |  | 7.B2 | AU0090:J | TURBINE PANEL A | 7.A2
AF0091:V+ | SC | AF0091P | WHT | 20 | 7.B2 | AF0094:V+ | TURBINE PANEL A | 7.B4
AF0091:V+ | SC | AU0090P | WHT | 20 | 7.B2 | AU0090:V+ | TURBINE PANEL A | 7.A2
AF0092:02 | SC | KA0133A1 | WHT | 20 | 61.B7 | KA0133:A1 | TURBINE PANEL A | 16.C6
AF0092:04 | SC | 009204 | WHT | 20 | 38.A6 | KA2160:A1 | TURBINE PANEL A | 38.A5
AF0092:06 | SC | KA013114 | WHT | 20 | 61.B7 | KA0131:14 | TURBINE PANEL A | 16.D4
AF0092:07 | SC | 009207 | WHT | 20 | 38.A6 | KA2161:A1 | TURBINE PANEL A | 38.B5
AF0092:20 | SC | 009220 | WHT | 20 | 38.A6 | KA2160:A2 | TURBINE PANEL A | 38.A5
AF0092:23 | SC | 009223 | WHT | 20 | 38.A6 | KA2161:A2 | TURBINE PANEL A | 38.B5
AF0092:COM | SC | 0V | WHT | 14 | 7.B3 | XT0090:2 | TURBINE PANEL A | 7.B1
AF0092:J | SC | * |  |  | 7.B3 | AF0093:P | TURBINE PANEL A | 7.B3
AF0092:V+ | SC | FU0091 | WHT | 14 | 7.B3 | FU0091:LD | TURBINE PANEL A | 7.B1
AF0093:12 | SC | 009312 | WHT | 20 | 33.B7 | PC0470:INP_A | TURBINE PANEL A | 33.B5
AF0093:28 | SC | 009328 | WHT | 20 | 33.B7 | PC0470:PWR_COM | TURBINE PANEL A | 33.B5
AF0093:44 | SC | 009344 | WHT | 20 | 33.B7 | PC0470:(9-28) VDC | TURBINE PANEL A | 33.B5
AF0093:COM | SC | 0V | WHT | 14 | 7.B3 | XT0090:2 | TURBINE PANEL A | 7.B1
AF0093:J | SC | * |  |  | 7.B3 | AF0094:P | TURBINE PANEL A | 7.B4
AF0093:V+ | SC | FU0092 | WHT | 14 | 7.B3 | FU0092:LD | TURBINE PANEL A | 7.B1
AF0094:J | SC | * |  |  | 7.B4 | AF0095:P | TURBINE PANEL A | 7.B5
AF0094:SH | SC | AU0090G | GRN | 14 | 7.B4 | AU0090:GND | TURBINE PANEL A | 7.A2
AF0095:COM | SC | 0V | WHT | 14 | 7.B5 | XT0090:2 | TURBINE PANEL A | 7.B1
AF0095:V+ | SC | FU0093 | WHT | 14 | 7.B5 | FU0093:LD | TURBINE PANEL A | 7.B1
AU0080:COM | SC | 0V | WHT | 14 | 7.C2 | XT0080:1 | TURBINE PANEL A | 7.D1
AU0080:V+ | SC | FU0080 | WHT | 14 | 7.C2 | FU0080:LD | TURBINE PANEL A | 7.D1
AU0090:COM | SC | 0V | WHT | 14 | 7.A2 | XT0090:1 | TURBINE PANEL A | 7.B1
AU0090:V+ | SC | FU0090 | WHT | 14 | 7.A2 | FU0090:LD | TURBINE PANEL A | 7.B1
F0200:GND | SC | PEG01301 | GRN/YEL | 12 | 14.B2 | PEG0130:1 | TURBINE PANEL A | 14.B3
F0200:LD - | SC | 0V | WHT | 10 | 14.B2 | XT0012:3 | TURBINE PANEL A | 14.B3
F0200:LD + | SC | 24V | WHT | 10 | 14.B2 | XT0012:1 | TURBINE PANEL A | 14.B3
F0200:LI - | SC | 521NEG | WHT | 10 | 14.B2 | XT0013:1 | TURBINE PANEL A | 14.B2
F0200:LI + | SC | FU0011LD | WHT | 10 | 14.B2 | FU0011:LD | TURBINE PANEL A | 14.B2
FU0010:LI | SC | FU0137 | WHT | 14 | 15.A5 | XT0139:1 | TURBINE PANEL A | 15.A4
FU0012:LI | SC | 24V | WHT | 12 | 14.B4 | FU0013:LI | TURBINE PANEL A | 14.B4
FU0012:LI | SC | 24V | WHT | 12 | 14.B4 | XT0012:2 | TURBINE PANEL A | 14.B3
FU0013:LI | SC | 24V | WHT | 12 | 14.B4 | FU0014:LI | TURBINE PANEL A | 14.C4
FU0014:LI | SC | 24V | WHT | 12 | 14.C4 | FU0015:LI | TURBINE PANEL A | 14.C4
FU0015:LI | SC | 24V | WHT | 12 | 14.C4 | FU0016:LI | TURBINE PANEL A | 14.C4
FU0080:LI | SC | FU0137 | WHT | 14 | 7.D1 | FU0081:LI | TURBINE PANEL A | 7.D1
FU0080:LI | SC | FU0137 | WHT | 14 | 7.D1 | XT0139:2 | TURBINE PANEL A | 15.A4
FU0081:LI | SC | FU0137 | WHT | 14 | 7.D1 | FU0082:LI | TURBINE PANEL A | 7.D1
FU0082:LD | SC | FU0082 | WHT | 14 | 7.D1 | XT0085:4 | TURBINE PANEL A | 84.A5
FU0090:LI | SC | FU0137 | WHT | 14 | 7.B1 | XT0139:2 | TURBINE PANEL A | 15.A4
FU0090:LI | SC | FU0137 | WHT | 14 | 7.B1 | FU0091:LI | TURBINE PANEL A | 7.B1
FU0091:LI | SC | FU0137 | WHT | 14 | 7.B1 | FU0092:LI | TURBINE PANEL A | 7.B1
FU0092:LI | SC | FU0137 | WHT | 14 | 7.B1 | FU0093:LI | TURBINE PANEL A | 7.B1
FU0136:LD | SC | FU0136 | WHT | 10 | 15.A3 | XT0138:1 | TURBINE PANEL A | 15.A3
FU0136:LI | SC | 24V | WHT | 10 | 15.A3 | XT0012:1 | TURBINE PANEL A | 14.B3
FU0137:LD | SC | FU0137 | WHT | 12 | 15.A4 | XT0139:1 | TURBINE PANEL A | 15.A4
FU0137:LI | SC | FU0136 | WHT | 12 | 15.A4 | XT0138:1 | TURBINE PANEL A | 15.A3
FU0139:LD | SC | FU0139 | WHT | 14 | 15.A5 | XT0136:1 | TURBINE PANEL A | 16.A2
FU0139:LI | SC | FU0137 | WHT | 14 | 15.A5 | XT0139:1 | TURBINE PANEL A | 15.A4
GR0131: | SC | GR0131 | GRN/YEL | 14 | 3.A4 | FRAME | TURBINE PANEL A | 3.A3
GR0132: | SC | GR0132 | GRN/YEL | 14 | 3.A4 | FRAME | TURBINE PANEL A | 3.A3
KA0130:A1 | SC | 008135 | WHT | 20 | 18.C5 | KA0130:11 | TURBINE PANEL A | 18.D6
KA0131:12 | SC | KA013112 | WHT | 20 | 16.D4 | KA0137:24 | TURBINE PANEL A | 16.D3
KA0131:A1 | SC | KA0231A1 | WHT | 20 | 16.B6 | KA0132:A1 | TURBINE PANEL A | 16.B6
KA0131:A1 | SC | KA0231A1 | WHT | 20 | 16.B6 | XT0136:4 | TURBINE PANEL A | 16.B5
KA0131:A2 | SC | 0V | WHT | 20 | 16.B6 | KA0132:A2 | TURBINE PANEL A | 16.B6
KA0131:A2 | SC | 0V | WHT | 20 | 16.B6 | KT0145:A2 | TURBINE PANEL A | 16.B6
KA0132:11 | SC | FU0139 | WHT | 20 | 16.A3 | KA0133:11 | TURBINE PANEL A | 16.A3
KA0132:11 | SC | FU0139 | WHT | 20 | 16.A3 | KT0145:15 | TURBINE PANEL A | 16.D2
KA0132:12 | SC | KT0141A1 | WHT | 20 | 16.A3 | KT0142:A1 | TURBINE PANEL A | 16.A6
KA0132:12 | SC | KT0141A1 | WHT | 20 | 16.A3 | KA0133:12 | TURBINE PANEL A | 16.A3
KA0132:21 | SC | KA0138A1 | WHT | 20 | 16.D4 | KA0138:A1 | TURBINE PANEL A | 16.D6
KA0132:22 | SC | KA013222 | WHT | 20 | 16.D4 | KA0137:14 | TURBINE PANEL A | 16.D3
KA0132:22 | SC | KA013222 | WHT | 20 | 16.D4 | KT0141:18 | TURBINE PANEL A | 16.D2
KA0132:24 | SC | KA013224 | WHT | 20 | 16.D4 | KA0134:14 | TURBINE PANEL A | 16.D3
KA0132:A1 | SC | KA0231A1 | WHT | 20 | 16.B6 | KA0141:A1 | TURBINE PANEL A | 16.C6
KA0132:A2 | SC | 0V | WHT | 20 | 16.B6 | KA0141:A2 | TURBINE PANEL A | 16.C6
KA0133:11 | SC | FU0139 | WHT | 20 | 16.A3 | KA0134:11 | TURBINE PANEL A | 16.D3
KA0133:A2 | SC | 0V | WHT | 20 | 16.C6 | KA0134:A2 | TURBINE PANEL A | 16.C6
KA0133:A2 | SC | 0V | WHT | 20 | 16.C6 | KA0141:A2 | TURBINE PANEL A | 16.C6
KA0134:11 | SC | FU0139 | WHT | 20 | 16.D3 | KA0136:11 | TURBINE PANEL A | 16.B4
KA0134:A1 | SC | KA0134A1 | WHT | 20 | 16.C6 | AF0091:12 | TURBINE PANEL A | 63.C7
KA0134:A2 | SC | 0V | WHT | 20 | 16.C6 | KA0144:A2 | TURBINE PANEL A | 16.C6
KA0136:11 | SC | FU0139 | WHT | 20 | 16.B4 | KA0137:21 | TURBINE PANEL A | 16.D3
KA0136:14 | SC | KA013821 | WHT | 20 | 16.B4 | KA0138:21 | TURBINE PANEL A | 16.B5
KA0136:A1 | SC | PS32002 | WHT | 20 | 16.D6 | XT0136:6 | TURBINE PANEL A | 60.D5
KA0136:A2 | SC | 0V | WHT | 20 | 16.D6 | KA0137:A2 | TURBINE PANEL A | 16.D6
KA0137:11 | SC | FU0139 | WHT | 20 | 16.D3 | KA0137:21 | TURBINE PANEL A | 16.D3
KA0137:24 | SC | KA013112 | WHT | 20 | 16.D3 | AF0087:09 | TURBINE PANEL A | 16.C4
KA0137:A1 | SC | KA0137A1 | WHT | 20 | 16.D6 | KT0142:18 | TURBINE PANEL A | 16.D2
KA0137:A2 | SC | 0V | WHT | 20 | 16.D6 | KA0138:A2 | TURBINE PANEL A | 16.D6
KA0138:12 | SC | FU0139 | WHT | 20 | 63.C6 | XT0136:8 | TURBINE PANEL A | 63.C6
KA0138:24 | SC | KT0144B1 | WHT | 20 | 16.B5 | KT0144:B1 | TURBINE PANEL A | 16.B6
KA0141:21 | SC | KT0146A1 | WHT | 20 | 16.B2 | KT0146:A1 | TURBINE PANEL A | 16.B2
KA0141:24 | SC | FU0139 | WHT | 20 | 16.B2 | XT0136:2 | TURBINE PANEL A | 16.A2
KT0140:15 | SC | FU0139 | WHT | 20 | 16.D1 | KT0142:15 | TURBINE PANEL A | 16.D2
KT0140:15 | SC | FU0139 | WHT | 20 | 16.A2 | XT0136:2 | TURBINE PANEL A | 16.A2
KT0140:16 | SC | KT014115 | WHT | 20 | 16.D1 | KT0141:15 | TURBINE PANEL A | 16.D2
KT0140:18 | SC | KT0143A1 | WHT | 20 | 16.A2 | KT0143:A1 | TURBINE PANEL A | 16.A6
KT0140:A1 | SC | KT0140A1 | WHT | 20 | 16.A6 | KT0143:16 | TURBINE PANEL A | 16.A5
KT0140:A2 | SC | 0V | WHT | 20 | 16.A6 | KT0141:A2 | TURBINE PANEL A | 16.A6
KT0140:A2 | SC | 0V | WHT | 20 | 16.A6 | XT0136:3 | TURBINE PANEL A | 16.A2
KT0141:18 | SC | KA013222 | WHT | 20 | 16.D2 | KT0144:18 | TURBINE PANEL A | 16.D2
KT0141:A1 | SC | KT0141A1 | WHT | 20 | 16.A6 | KT0143:15 | TURBINE PANEL A | 16.A5
KT0141:A1 | SC | KT0141A1 | WHT | 20 | 16.A6 | KT0142:A1 | TURBINE PANEL A | 16.A6
KT0141:A2 | SC | 0V | WHT | 20 | 16.A6 | KT0142:A2 | TURBINE PANEL A | 16.A6
KT0142:15 | SC | FU0139 | WHT | 20 | 16.D2 | KT0144:A1 | TURBINE PANEL A | 16.B6
KT0142:18 | SC | KA0137A1 | WHT | 20 | 16.D2 | KT0145:18 | TURBINE PANEL A | 16.D2
KT0142:A2 | SC | 0V | WHT | 20 | 16.A6 | KT0143:A2 | TURBINE PANEL A | 16.A6
KT0143:A2 | SC | 0V | WHT | 20 | 16.A6 | KT0144:A2 | TURBINE PANEL A | 16.B6
KT0144:15 | SC | FU0139 | WHT | 20 | 16.D2 | KT0145:15 | TURBINE PANEL A | 16.D2
KT0144:15 | SC | FU0139 | WHT | 20 | 16.D2 | KT0144:A1 | TURBINE PANEL A | 16.B6
KT0144:A2 | SC | 0V | WHT | 20 | 16.B6 | KT0145:A2 | TURBINE PANEL A | 16.B6
PC0470:INP_A | SC | 009312 | WHT | 20 | 33.B5 | PC0470:INP_B | TURBINE PANEL A | 33.B5
PEG0130:4 | SC | 0V | GRN/YEL | 12 | 14.D5 | XT0011:4 | TURBINE PANEL A | 14.C4
RR0851: -3.01K OHM | SC | FU0137 | LEAD | --- | 14.A6 | XT0085:1 | TURBINE PANEL A | 14.A6
RR0851: -3.01K OHM | SC | 007405 | LEAD | --- | 14.A6 | XT0085:2 | TURBINE PANEL A | 14.A6
RR0852: -1.0K OHM | SC | 0V | LEAD | --- | 14.B6 | XT0085:3 | TURBINE PANEL A | 14.B6
RR0852: -1.0K OHM | SC | 007405 | LEAD | --- | 14.B6 | XT0085:2 | TURBINE PANEL A | 14.A6
XT0012:4 | SC | 0V | WHT | 12 | 14.B3 | XT0011:1 | TURBINE PANEL A | 14.C4
XT0085:5 | SC | 0V | WHT | 14 | 84.B5 | XT0080:3 | TURBINE PANEL A | 7.D1
XT0090:1 | SC | 0V | WHT | 14 | 7.B1 | XT0135:2 | TURBINE PANEL A | 15.B4
XT0134:1 | SC | 0V | WHT | 10 | 15.B3 | XT0012:3 | TURBINE PANEL A | 14.B3
XT0135:1 | SC | 0V | WHT | 12 | 15.B4 | XT0134:1 | TURBINE PANEL A | 15.B3
XT0135:1 | SC | 0V | WHT | 14 | 15.B4 | XT0136:3 | TURBINE PANEL A | 16.A2
XT0135:2 | SC | 0V | WHT | 14 | 15.B4 | XT0080:1 | TURBINE PANEL A | 7.D1
XT0135:3 | SC | 0V | WHT | 14 | 15.B4 | XT0085:3 | TURBINE PANEL A | 14.B6
XT0136:1 | SC | FU0139 | WHT | 20 | 16.A2 | XT0136:8 | TURBINE PANEL A | 63.C6
XT0136:5 | SC | FU0139 | WHT | 20 | 60.D5 | XT0136:1 | TURBINE PANEL A | 16.A2
XT0136:9 | SC | 0V | WHT | 20 | 63.C6 | XT0136:3 | TURBINE PANEL A | 16.A2
XT0139:3 | SC | FU0137 | WHT | 14 | 15.B4 | XT0085:1 | TURBINE PANEL A | 14.A6
AU0080:L1 | WC0009 | AU0090L2 | ENET | CABLE | 2.A4 | AU0090:L2 | TURBINE PANEL A | 2.A4
AF0081:05 | SC | TCP18B2 | WHT | 20 | 13.D6 | SB0400:22 | ASSEMBLY^CONTROL PANEL | 13.D5
AF0081:37 | SC | TCP18B1 | WHT | 20 | 13.D6 | SB0400:21 | ASSEMBLY^CONTROL PANEL | 13.D5
AF0093:04 | SC | 009304 | WHT | 20 | 85.C6 | XT0171:2 | FIRE SYSTEM^CONTROLLER PANEL | 85.C5
AF0093:13 | SC | 009313 | WHT | 20 | 86.B6 | XT0171:4 | FIRE SYSTEM^CONTROLLER PANEL | 86.B5
AF0093:36 | SC | 009336 | WHT | 20 | 85.C6 | KA0176:14 | FIRE SYSTEM^CONTROLLER PANEL | 85.C6
AF0093:45 | SC | 009345 | WHT | 20 | 86.B6 | KA0177:14 | FIRE SYSTEM^CONTROLLER PANEL | 86.B6
KA0144:22 | SC | KA014422 | WHT | 20 | 85.D6 | KA0176:A1 | FIRE SYSTEM^CONTROLLER PANEL | 85.D5
AF0092:12 | SC | 009212 | WHT | 20 | 9.C3 | KA0875:A1 | FIRE SYSTEM^PANEL | 9.C2
AF0092:28 | SC | 009228 | WHT | 20 | 9.C3 | KA0875:A2 | FIRE SYSTEM^PANEL | 9.C2
XT0134:2 | SC | 0V | WHT | 12 | 15.B3 | XT0170:43 | FIRE SYSTEM^PANEL | 9.A2
XT0138:2 | SC | FU0136 | WHT | 12 | 15.A3 | FU0170:LI | FIRE SYSTEM^PANEL | 9.A2
PEG0130:2 | SC | PMGS | GRN/YEL | 12 | 70.A6 | XT0313:1 | GENERATOR DECS250^PANEL | 70.A6
PEG0130:3 | SC | EXCS | GRN/YEL | 12 | 70.C6 | XT0340:7 | GENERATOR DECS250^PANEL | 19.B5
PEG0130:5 | SC | PEG01400 | GRN/YEL | 14 | 3.B2 | PEG0140:0 | GENERATOR DECS250^PANEL | 3.B2
XT0134:3 | SC | 0V | WHT | 12 | 15.B3 | XT0334:1 | GENERATOR DECS250^PANEL | 22.C2
XT0136:4 | SC | KA0231A1 | WHT | 14 | 16.B5 | XT0334:2 | GENERATOR DECS250^PANEL | 22.C2
XT0138:3 | SC | FU0136 | WHT | 12 | 15.A3 | XT0332:1 | GENERATOR DECS250^PANEL | 22.B2
GR0134: | SC | IEG013003 | GRN | 14 | 3.A4 | IEG0130:3 | GENERATOR VIB^PANEL | 3.A4
FU0010:LD | SC | FU0010 | WHT | 14 | 15.A5 | UV0600:(+) | PLC PANEL | 6.B2
XT0135:1 | SC | 0V | WHT | 14 | 15.B4 | UV0600:(-) | PLC PANEL | 6.B2
AU0090:L1 | WC0003 | AP0603L2 | ENET | CABLE | 2.A4 | AP0603:L2 | PLC PANEL | 2.A3
XT0134:2 | SC | 0V | WHT | 12 | 15.B3 | XT0560:2 | PWR,DISTRIBUTION RAIL^LEFT DOOR | 10.B2
XT0138:2 | SC | FU0136 | WHT | 12 | 15.A3 | XT0560:1 | PWR,DISTRIBUTION RAIL^LEFT DOOR | 10.A2
AF0081:04 | SC | SB047212 | WHT | 20 | 34.B7 | XT9016:10 | TERMINAL PANEL #1 | 34.B5
AF0081:19 | SC | UA1200J27 | WHT | 20 | 18.C7 | XT9004:12 | TERMINAL PANEL #1 | 18.D5
AF0081:36 | SC | SB047211 | WHT | 20 | 34.B7 | XT9016:9 | TERMINAL PANEL #1 | 34.B5
AF0082:00 | SC | PS31502 | WHT | 20 | 62.B7 | XT9016:20 | TERMINAL PANEL #1 | 62.B5
AF0082:02 | SC | PS31702 | WHT | 20 | 62.A7 | XT9016:18 | TERMINAL PANEL #1 | 62.A5
AF0082:05 | SC | LS31002 | WHT | 20 | 65.A7 | XT9016:26 | TERMINAL PANEL #1 | 65.A5
AF0082:06 | SC | LS31012 | WHT | 20 | 65.B7 | XT9016:28 | TERMINAL PANEL #1 | 65.B5
AF0082:11 | SC | SA047514 | WHT | 20 | 34.A7 | XT9016:8 | TERMINAL PANEL #1 | 34.B5
AF0082:13 | SC | PDS62102 | WHT | 20 | 84.A7 | XT9016:30 | TERMINAL PANEL #1 | 84.A5
AF0082:32 | SC | PS31501 | WHT | 20 | 62.B7 | XT9016:19 | TERMINAL PANEL #1 | 62.B5
AF0082:34 | SC | PS31701 | WHT | 20 | 62.A7 | XT9016:17 | TERMINAL PANEL #1 | 62.A5
AF0082:37 | SC | LS31001 | WHT | 20 | 65.A7 | XT9016:25 | TERMINAL PANEL #1 | 65.A5
AF0082:38 | SC | LS31011 | WHT | 20 | 65.B7 | XT9016:27 | TERMINAL PANEL #1 | 65.B5
AF0082:43 | SC | SA047513 | WHT | 20 | 34.A7 | XT9016:7 | TERMINAL PANEL #1 | 34.A5
AF0082:45 | SC | PDS62101 | WHT | 20 | 84.A7 | XT9016:29 | TERMINAL PANEL #1 | 84.A5
AF0087:00 | SC | SA047524 | WHT | 20 | 34.A7 | XT9016:6 | TERMINAL PANEL #1 | 34.A5
AF0087:05 | SC | SB620024 | WHT | 20 | 33.D7 | XT9016:2 | TERMINAL PANEL #1 | 33.D5
AF0087:32 | SC | SA047523 | WHT | 20 | 34.A7 | XT9016:5 | TERMINAL PANEL #1 | 34.A5
AF0087:37 | SC | SB620023 | WHT | 20 | 33.D7 | XT9016:1 | TERMINAL PANEL #1 | 33.D5
AF0091:04 | SC | VS32212 | WHT | 20 | 64.C7 | XT9016:24 | TERMINAL PANEL #1 | 64.C5
AF0091:06 | SC | VS32202 | WHT | 20 | 64.A7 | XT9016:22 | TERMINAL PANEL #1 | 64.A5
AF0091:36 | SC | VS32211 | WHT | 20 | 64.C7 | XT9016:23 | TERMINAL PANEL #1 | 64.C5
AF0091:38 | SC | VS32201 | WHT | 20 | 64.A7 | XT9016:21 | TERMINAL PANEL #1 | 64.A5
AF0092:08 | SC | 009208 | WHT | 20 | 55.A6 | KA4310:A1 | TERMINAL PANEL #1 | 55.A6
AF0092:09 | SC | 009209 | WHT | 20 | 55.C6 | KA4311:A1 | TERMINAL PANEL #1 | 55.C6
AF0092:24 | SC | 009224 | WHT | 20 | 55.A6 | KA4310:A2 | TERMINAL PANEL #1 | 55.A6
AF0092:25 | SC | 009225 | WHT | 20 | 55.C6 | KA4311:A2 | TERMINAL PANEL #1 | 55.C6
AF0093:01 | SC | KA32201 | WHT | 20 | 64.B7 | KA3220:A1 | TERMINAL PANEL #1 | 64.B5
AF0093:02 | SC | KA32211 | WHT | 20 | 64.D7 | KA3221:A1 | TERMINAL PANEL #1 | 64.D5
AF0093:15 | SC | HL62001 | WHT | 20 | 33.D7 | XT9016:3 | TERMINAL PANEL #1 | 33.D5
AF0093:17 | SC | KA32202 | WHT | 20 | 64.B7 | KA3220:A2 | TERMINAL PANEL #1 | 64.B5
AF0093:18 | SC | KA32212 | WHT | 20 | 64.D7 | KA3221:A2 | TERMINAL PANEL #1 | 64.D5
AF0093:20 | SC | 009320 | WHT | 20 | 85.C6 | KA6211:A2 | TERMINAL PANEL #1 | 85.C6
AF0093:29 | SC | 009329 | WHT | 20 | 86.B6 | KA6212:A2 | TERMINAL PANEL #1 | 86.B6
AF0093:31 | SC | HL62002 | WHT | 20 | 33.D7 | XT9016:4 | TERMINAL PANEL #1 | 33.D5
KA0130:A2 | SC | UA1200J26 | WHT | 20 | 18.C5 | XT9004:11 | TERMINAL PANEL #1 | 18.C5
KA0131:11 | SC | KA0135A1 | WHT | 20 | 16.D4 | KA0135:A1 | TERMINAL PANEL #1 | 16.D6
KA0136:A2 | SC | 0V | WHT | 20 | 16.D6 | KA0135:A2 | TERMINAL PANEL #1 | 16.D6
KA0144:A1 | SC | KA0135A1 | WHT | 20 | 16.C6 | KA0135:A1 | TERMINAL PANEL #1 | 16.D6
KA0144:A2 | SC | 0V | WHT | 20 | 16.C6 | KA0135:A2 | TERMINAL PANEL #1 | 16.D6
XT0085:4 | SC | FU0082 | WHT | 14 | 84.A5 | XT9016:31 | TERMINAL PANEL #1 | 84.A5
XT0085:5 | SC | 0V | WHT | 14 | 84.B5 | XT9016:32 | TERMINAL PANEL #1 | 84.B5
XT0136:5 | SC | FU0139 | WHT | 20 | 60.D5 | XT9016:13 | TERMINAL PANEL #1 | 60.D5
XT0136:6 | SC | PS32002 | WHT | 20 | 60.D5 | XT9016:14 | TERMINAL PANEL #1 | 60.D5
AF0083:27 | WC2180 | TE11101 | RED | 20 | 42.A7 | XT9017:6 | TERMINAL PANEL #1 | 42.A5
AF0083:11 | WC2180 | TE11102 | CLR | 20 | 42.A7 | XT9017:7 | TERMINAL PANEL #1 | 42.A5
AF0083:10 | WC2180 | TE11103 | BLK | 20 | 42.A7 | XT9017:8 | TERMINAL PANEL #1 | 42.A5
AF0083:58 | WC2180 | TE1110S | SH | 20 | 42.A7 | XT9017:9 | TERMINAL PANEL #1 | 42.A5
AF0081:07 | SC | SB75122 | WHT | 20 | 35.D7 | XT9018:16 | TERMINAL PANEL #2 | 35.D5
AF0081:39 | SC | SB75121 | WHT | 20 | 35.D7 | XT9018:15 | TERMINAL PANEL #2 | 35.D5
AF0091:05 | SC | GD05253 | WHT | 20 | 14.A7 | XT9018:2 | TERMINAL PANEL #2 | 14.A5
AF0091:37 | SC | GD05252 | WHT | 20 | 14.A7 | XT9018:1 | TERMINAL PANEL #2 | 14.A5
FU0012:LD | SC | FU0012 | WHT | 14 | 14.B4 | XT9100:5 | TERMINAL PANEL #2 | 47.D5
KA0138:11 | SC | KM3170EP | WHT | 20 | 63.C6 | XT9100:17 | TERMINAL PANEL #2 | 63.C5
KA2160:11 | SC | KA216011 | WHT | 20 | 38.A5 | XT9018:46 | TERMINAL PANEL #2 | 38.A5
KA2160:14 | SC | KA216014 | WHT | 20 | 38.A5 | XT9018:45 | TERMINAL PANEL #2 | 38.A5
KA2161:11 | SC | KA216111 | WHT | 20 | 38.B5 | XT9018:48 | TERMINAL PANEL #2 | 38.B5
KA2161:14 | SC | KA216114 | WHT | 20 | 38.B5 | XT9018:47 | TERMINAL PANEL #2 | 38.B5
KA7512:A1 | SC | SB75122 | WHT | 20 | 35.D6 | XT9018:16 | TERMINAL PANEL #2 | 35.D5
XT0011:1 | SC | 0V | WHT | 12 | 14.C4 | XT9100:7 | TERMINAL PANEL #2 | 47.D5
XT0011:2 | SC | 0V | WHT | 12 | 14.C4 | XT9100:8 | TERMINAL PANEL #2 | 47.D5
XT0136:9 | SC | 0V | WHT | 20 | 63.C6 | XT9100:18 | TERMINAL PANEL #2 | 63.C5
AF0084:17 | WC2126 | TE32001 | RED | 20 | 60.A7 | XT9019:22 | TERMINAL PANEL #2 | 60.A5
AF0084:01 | WC2126 | TE32002 | CLR | 20 | 60.A7 | XT9019:23 | TERMINAL PANEL #2 | 60.A5
AF0084:00 | WC2126 | TE32003 | BLK | 20 | 60.A7 | XT9019:24 | TERMINAL PANEL #2 | 60.A5
AF0084:48 | WC2126 | TE3200S | SH | 20 | 60.A7 | XT9019:25 | TERMINAL PANEL #2 | 60.A5
AF0084:19 | WC2127 | TE31001 | RED | 20 | 66.A7 | XT9019:26 | TERMINAL PANEL #2 | 66.A5
AF0084:03 | WC2127 | TE31002 | CLR | 20 | 66.A7 | XT9019:27 | TERMINAL PANEL #2 | 66.B5
AF0084:02 | WC2127 | TE31003 | BLK | 20 | 66.A7 | XT9019:28 | TERMINAL PANEL #2 | 66.B5
AF0084:50 | WC2127 | TE3100S | SH | 20 | 66.A7 | XT9019:29 | TERMINAL PANEL #2 | 66.B5
AF0083:29 | WC2362 | TE61101 | RED | 20 | 82.C7 | XT9019:39 | TERMINAL PANEL #2 | 82.C5
AF0083:13 | WC2362 | TE61102 | CLR | 20 | 82.C7 | XT9019:40 | TERMINAL PANEL #2 | 82.C5
AF0083:12 | WC2362 | TE61103 | BLK | 20 | 82.C7 | XT9019:41 | TERMINAL PANEL #2 | 82.C5
AF0083:60 | WC2362 | TE6110S | SH | 20 | 82.C7 | XT9019:42 | TERMINAL PANEL #2 | 82.C5
AF0085:34 | WC3112 | PDT31001 | CLR | 20 | 66.C7 | XT9019:30 | TERMINAL PANEL #2 | 66.C5
AF0085:02 | WC3112 | PDT31002 | BLK | 20 | 66.C7 | XT9019:31 | TERMINAL PANEL #2 | 66.C5
AF0085:50 | WC3112 | PDT3100S | SH | 20 | 66.C7 | XT9019:32 | TERMINAL PANEL #2 | 66.C5
AF0085:38 | WC4112 | PT32001 | CLR | 20 | 60.C7 | XT9019:46 | TERMINAL PANEL #2 | 60.C5
AF0085:06 | WC4112 | PT32002 | BLK | 20 | 60.C7 | XT9019:47 | TERMINAL PANEL #2 | 60.C5
AF0085:54 | WC4112 | PT3200S | SH | 20 | 60.C7 | XT9019:48 | TERMINAL PANEL #2 | 60.C5
AF0094:34 | WC4310 | IT4310P | RED | 20 | 55.B6 | XT9024:1 | TERMINAL PANEL #2 | 55.B5
AF0094:02 | WC4310 | IT4310N | BLK | 20 | 55.B6 | XT9024:2 | TERMINAL PANEL #2 | 55.B5
AF0094:50 | WC4310 | IT4310S | SH | 20 | 55.B6 | XT9024:3 | TERMINAL PANEL #2 | 55.B5
AF0094:36 | WC4311 | IT4311P | RED | 20 | 55.D6 | XT9024:4 | TERMINAL PANEL #2 | 55.D5
AF0094:04 | WC4311 | IT4311N | BLK | 20 | 55.D6 | XT9024:5 | TERMINAL PANEL #2 | 55.D5
AF0094:52 | WC4311 | IT4311S | SH | 20 | 55.D6 | XT9024:6 | TERMINAL PANEL #2 | 55.D5
AF0085:44 | WC4623 | PDT32401 | CLR | 20 | 59.B7 | XT9019:43 | TERMINAL PANEL #2 | 59.B5
AF0085:12 | WC4623 | PDT32402 | BLK | 20 | 59.B7 | XT9019:44 | TERMINAL PANEL #2 | 59.B5
AF0085:60 | WC4623 | PDT3240S | SH | 20 | 59.B7 | XT9019:45 | TERMINAL PANEL #2 | 59.B5
AF0086:38 | WC4714 | PDT61801 | CLR | 20 | 81.A7 | XT9019:36 | TERMINAL PANEL #2 | 81.A5
AF0086:06 | WC4714 | PDT61802 | BLK | 20 | 81.A7 | XT9019:37 | TERMINAL PANEL #2 | 81.A5
AF0086:54 | WC4714 | PDT6180S | SH | 20 | 81.A7 | XT9019:38 | TERMINAL PANEL #2 | 81.A5
AF0086:36 | WC8512 | PDT63101 | CLR | 20 | 87.A7 | XT9024:13 | TERMINAL PANEL #2 | 87.A5
AF0086:04 | WC8512 | PDT63102 | BLK | 20 | 87.A7 | XT9024:14 | TERMINAL PANEL #2 | 87.A5
AF0086:52 | WC8512 | PDT6310S | SH | 20 | 87.A7 | XT9024:15 | TERMINAL PANEL #2 | 87.A5
XT0134:4 | SC | 0V | WHT | 14 | 15.B3 | XT0110:2 | TURB VIB^PANEL | 21.A5
XT0138:4 | SC | FU0136 | WHT | 14 | 15.B3 | XT0110:1 | TURB VIB^PANEL | 21.A5
AF0081:00 | SC | UA1200J21 | WHT | 20 | 17.A7 | KA0241:11 | TURBINE PANEL B | 17.A5
AF0081:01 | SC | KA024314 | WHT | 20 | 17.B7 | KA0243:14 | TURBINE PANEL B | 17.B6
AF0081:02 | SC | KA024524 | WHT | 20 | 17.B7 | KA0245:24 | TURBINE PANEL B | 17.B6
AF0081:08 | SC | KA024214 | WHT | 20 | 17.C7 | KA0242:14 | TURBINE PANEL B | 17.C6
AF0081:09 | SC | KA023924 | WHT | 20 | 17.A7 | KA0239:24 | TURBINE PANEL B | 17.B6
AF0081:33 | SC | KA024311 | WHT | 20 | 17.B7 | KA0243:11 | TURBINE PANEL B | 17.B6
AF0081:34 | SC | KA024521 | WHT | 20 | 17.B7 | KA0245:21 | TURBINE PANEL B | 17.B6
AF0081:41 | SC | KA023921 | WHT | 20 | 17.A7 | KA0239:21 | TURBINE PANEL B | 17.B6
AF0086:SH | SC | IEG02302 | GRN | 14 | 7.D5 | IEG0230:2 | TURBINE PANEL B | 7.D5
AF0094:SH | SC | IEG023011 | GRN | 14 | 7.B4 | IEG0230:11 | TURBINE PANEL B | 7.B5
AF0095:02 | SC | 009502 | WHT | 20 | 49.A7 | KA0221:14 | TURBINE PANEL B | 49.A6
AF0095:18 | SC | SV21202 | WHT | 20 | 49.A7 | XT0060:2 | TURBINE PANEL B | 49.A5
FU0016:LD | SC | FU0016 | WHT | 14 | 14.C4 | KA0237:14 | TURBINE PANEL B | 47.D6
GR0133: | SC | IEG02303 | GRN | 14 | 3.A4 | IEG0230:3 | TURBINE PANEL B | 3.A4
KA0134:A1 | SC | KA0134A1 | WHT | 20 | 16.C6 | AF0061:10 | TURBINE PANEL B | 63.D7
KA0141:21 | SC | KT0146A1 | WHT | 20 | 16.B2 | KA0241:21 | TURBINE PANEL B | 16.B2
KA0141:24 | SC | FU0139 | WHT | 20 | 16.B2 | KA0241:24 | TURBINE PANEL B | 16.B2
KA0144:21 | SC | KA014421 | WHT | 20 | 85.D6 | KA0232:22 | TURBINE PANEL B | 85.D6
KA0144:22 | SC | KA014422 | WHT | 20 | 85.D6 | KA0249:12 | TURBINE PANEL B | 85.D6
KA7512:11 | SC | ESTOPC | WHT | 20 | 35.D6 | XT0240:1 | TURBINE PANEL B | 17.A3
KA7512:14 | SC | ESTOPB | WHT | 20 | 35.D6 | XT0240:2 | TURBINE PANEL B | 17.A3
KT0145:A1 | SC | KA024412 | WHT | 20 | 16.B6 | KA0244:12 | TURBINE PANEL B | 17.D4
KT0146:15 | SC | KT014615 | WHT | 20 | 17.C6 | AF0076:10 | TURBINE PANEL B | 17.C7
KT0146:18 | SC | KA024214 | WHT | 20 | 17.C6 | KA0231:14 | TURBINE PANEL B | 17.C6
KT0146:A2 | SC | KT0146A2 | WHT | 20 | 16.B2 | AF0076:29 | TURBINE PANEL B | 16.B2
KT0146:B1 | SC | KT0146B1 | WHT | 20 | 16.B2 | AF0076:13 | TURBINE PANEL B | 16.B2
XT0085:2 | SC | 007405 | WHT | 20 | 14.A6 | AF0074:05 | TURBINE PANEL B | 14.A7
XT0085:3 | SC | 0V | WHT | 20 | 14.B6 | AF0074:21 | TURBINE PANEL B | 14.A7
XT0134:4 | SC | 0V | WHT | 12 | 15.B3 | XT0235:1 | TURBINE PANEL B | 15.D4
XT0135:1 | SC | 0V | WHT | 14 | 15.B4 | KA1020:24 | TURBINE PANEL B | 40.A5
XT0136:1 | SC | FU0139 | WHT | 20 | 16.A2 | XT0240:11 | TURBINE PANEL B | 17.C4
XT0136:3 | SC | 0V | WHT | 20 | 16.A2 | XT0240:9 | TURBINE PANEL B | 17.D3
XT0136:4 | SC | KA0231A1 | WHT | 20 | 16.B5 | KA0242:11 | TURBINE PANEL B | 17.C6
XT0136:7 | SC | UF1300 | WHT | 20 | 60.D6 | KA0240:14 | TURBINE PANEL B | 60.D6
XT0138:4 | SC | FU0136 | WHT | 12 | 15.B3 | FU0210:LI | TURBINE PANEL B | 15.C4
XT0139:3 | SC | FU0137 | WHT | 12 | 15.B4 | FU0211:LI | TURBINE PANEL B | 15.B4
AU0080:L2 | WC0008 | AU0080L2 | ENET | CABLE | 2.A4 | AU0070:L1 | TURBINE PANEL B | 2.A5
SolarTools ver. 24.0.84.24712 (Jul 31, 2025)
Report date: 1/14/2026 8:50 PM

## TURBINE PANEL B
TURBINE PANEL B
Project # | J0160
Project Name | VSP CCP TG C
Revision | 0.2
Controls DE | R.BRAUNSTEIN
Phone:
Controls ME | S. MARTINEZ
Phone:
From | [5 empty] | To
Device ID | Cable (W) Conductor (SC) Jumper Clip (JC) | Wire No. | Wire ID | Gauge/Size | Page/Zone | Device ID | Location | Page/Zone
XT0060:4 | JC | 0V | CLIP | --- | 8.C1 | XT0060:5 | TURBINE PANEL B | 8.C1
XT0070:1 | JC | 0V | CLIP | --- | 8.B1 | XT0070:2 | TURBINE PANEL B | 8.B1
XT0233:1 | JC | FU0210 | CLIP | --- | 15.C4 | XT0233:2 | TURBINE PANEL B | 15.C4
XT0233:2 | JC | FU0210 | CLIP | --- | 15.C4 | XT0233:3 | TURBINE PANEL B | 15.C4
XT0235:1 | JC | 0V | CLIP | --- | 15.D4 | XT0235:2 | TURBINE PANEL B | 15.D4
XT0235:2 | JC | 0V | CLIP | --- | 15.D4 | XT0235:3 | TURBINE PANEL B | 15.D4
XT0240:10 | JC | FU0139 | CLIP | --- | 17.C4 | XT0240:11 | TURBINE PANEL B | 17.C4
XT0240:8 | JC | 0V | CLIP | --- | 17.D3 | XT0240:9 | TURBINE PANEL B | 17.D3
AF0061:COM | SC | 0V | WHT | 14 | 8.C2 | XT0060:5 | TURBINE PANEL B | 8.C1
AF0061:J | SC | * |  |  | 8.C2 | AF0062:P | TURBINE PANEL B | 8.C3
AF0061:P | SC | * |  |  | 8.C2 | AU0060:J | TURBINE PANEL B | 8.B2
AF0061:V+ | SC | FU0061 | WHT | 14 | 8.C2 | FU0061:LD | TURBINE PANEL B | 8.C1
AF0062:00 | SC | 006200 | WHT | 20 | 49.B7 | KA0222:14 | TURBINE PANEL B | 49.B6
AF0062:12 | SC | 006212 | WHT | 20 | 41.A7 | KA0234:14 | TURBINE PANEL B | 41.A6
AF0062:16 | SC | SV21242 | WHT | 20 | 49.B7 | XT0060:3 | TURBINE PANEL B | 49.C5
AF0062:COM | SC | 0V | WHT | 14 | 8.C3 | XT0060:5 | TURBINE PANEL B | 8.C1
AF0062:J | SC | * |  |  | 8.C3 | AF0063:P | TURBINE PANEL B | 8.C3
AF0062:V+ | SC | FU0062 | WHT | 14 | 8.C3 | FU0062:LD | TURBINE PANEL B | 8.C1
AF0063:COM | SC | AF0063N | WHT | 20 | 8.C3 | AF0064:COM | TURBINE PANEL B | 8.B4
AF0063:COM | SC | AU0060N | WHT | 20 | 8.C3 | AU0060:COM | TURBINE PANEL B | 8.B2
AF0063:J | SC | * |  |  | 8.C3 | AF0064:P | TURBINE PANEL B | 8.B4
AF0063:V+ | SC | AF0063P | WHT | 20 | 8.C3 | AF0064:V+ | TURBINE PANEL B | 8.B4
AF0063:V+ | SC | AU0060P | WHT | 20 | 8.C3 | AU0060:V+ | TURBINE PANEL B | 8.B2
AF0064:COM | SC | AF0064N | WHT | 20 | 8.B4 | AF0065:COM | TURBINE PANEL B | 8.B5
AF0064:J | SC | * |  |  | 8.B4 | AF0065:P | TURBINE PANEL B | 8.B5
AF0064:SH | SC | AF0064G | GRN | 14 | 8.B4 | AF0065:SH | TURBINE PANEL B | 8.B5
AF0064:SH | SC | AU0060G | GRN | 14 | 8.B4 | AU0060:GND | TURBINE PANEL B | 8.B2
AF0064:V+ | SC | AF0064P | WHT | 20 | 8.B4 | AF0065:V+ | TURBINE PANEL B | 8.B5
AF0065:COM | SC | AF0065N | WHT | 20 | 8.B5 | AF0066:COM | TURBINE PANEL B | 8.C5
AF0065:J | SC | * |  |  | 8.B5 | AF0066:P | TURBINE PANEL B | 8.C5
AF0065:SH | SC | AF0065G | GRN | 20 | 8.B5 | AF0066:SH | TURBINE PANEL B | 8.C5
AF0065:V+ | SC | AF0065P | WHT | 20 | 8.B5 | AF0066:V+ | TURBINE PANEL B | 8.C5
AF0066:COM | SC | AF0066N | WHT | 20 | 8.C5 | AF0067:COM | TURBINE PANEL B | 8.C6
AF0066:J | SC | * |  |  | 8.C5 | AF0067:P | TURBINE PANEL B | 8.C6
AF0066:SH | SC | AF0066G | GRN | 14 | 8.C5 | AF0067:SH | TURBINE PANEL B | 8.C6
AF0066:V+ | SC | AF0066P | WHT | 20 | 8.C5 | AF0067:V+ | TURBINE PANEL B | 8.C6
AF0067:SH | SC | IEG02304 | GRN | 14 | 8.C6 | IEG0230:4 | TURBINE PANEL B | 8.C7
AF0071:COM | SC | AF0071N | WHT | 20 | 8.B2 | AF0072:COM | TURBINE PANEL B | 8.A3
AF0071:COM | SC | AU0070N | WHT | 20 | 8.B2 | AU0070:COM | TURBINE PANEL B | 8.A2
AF0071:J | SC | * |  |  | 8.B2 | AF0072:P | TURBINE PANEL B | 8.A3
AF0071:P | SC | * |  |  | 8.B2 | AU0070:J | TURBINE PANEL B | 8.A2
AF0071:SH | SC | AF0071G | GRN | 14 | 8.B2 | AF0072:SH | TURBINE PANEL B | 8.A3
AF0071:SH | SC | AU0070G | GRN | 14 | 8.B2 | AU0070:GND | TURBINE PANEL B | 8.A2
AF0071:V+ | SC | AF0071P | WHT | 20 | 8.B2 | AF0072:V+ | TURBINE PANEL B | 8.A3
AF0071:V+ | SC | AU0070P | WHT | 20 | 8.B2 | AU0070:V+ | TURBINE PANEL B | 8.A2
AF0072:COM | SC | AF0072N | WHT | 20 | 8.A3 | AF0073:COM | TURBINE PANEL B | 8.B3
AF0072:J | SC | * |  |  | 8.A3 | AF0073:P | TURBINE PANEL B | 8.B3
AF0072:SH | SC | AF0072G | GRN | 14 | 8.A3 | AF0073:SH | TURBINE PANEL B | 8.B3
AF0072:V+ | SC | AF0072P | WHT | 20 | 8.A3 | AF0073:V+ | TURBINE PANEL B | 8.B3
AF0073:COM | SC | AF0073N | WHT | 20 | 8.B3 | AF0074:COM | TURBINE PANEL B | 8.B4
AF0073:J | SC | * |  |  | 8.B3 | AF0074:P | TURBINE PANEL B | 8.B4
AF0073:SH | SC | AF0073G | GRN | 14 | 8.B3 | AF0074:SH | TURBINE PANEL B | 8.B4
AF0073:V+ | SC | AF0073P | WHT | 20 | 8.B3 | AF0074:V+ | TURBINE PANEL B | 8.B4
AF0074:COM | SC | AF0074N | WHT | 20 | 8.B4 | AF0075:COM | TURBINE PANEL B | 8.A5
AF0074:J | SC | * |  |  | 8.B4 | AF0075:P | TURBINE PANEL B | 8.A5
AF0074:SH | SC | AF0074G | GRN | 14 | 8.B4 | AF0075:SH | TURBINE PANEL B | 8.A5
AF0074:V+ | SC | AF0074P | WHT | 20 | 8.B4 | AF0075:V+ | TURBINE PANEL B | 8.A5
AF0075:J | SC | * |  |  | 8.A5 | AF0076:P | TURBINE PANEL B | 8.A5
AF0075:SH | SC | IEG02305 | GRN | 14 | 8.A5 | IEG0230:5 | TURBINE PANEL B | 8.B6
AF0076:00 | SC | 007600 | WHT | 20 | 47.C7 | KA0217:A1 | TURBINE PANEL B | 47.C5
AF0076:02 | SC | 007602 | WHT | 16 | 49.A7 | KA0221:A1 | TURBINE PANEL B | 49.A6
AF0076:04 | SC | 007604 | WHT | 16 | 49.B7 | KA0222:A1 | TURBINE PANEL B | 49.B6
AF0076:07 | SC | 007607 | WHT | 20 | 33.A7 | KA1020:A1 | TURBINE PANEL B | 33.A5
AF0076:12 | SC | 007612 | WHT | 20 | 18.C7 | XT0237:1 B2 | TURBINE PANEL B | 18.C5
AF0076:16 | SC | 007616 | WHT | 20 | 47.C7 | KA0217:A2 | TURBINE PANEL B | 47.C5
AF0076:18 | SC | 007618 | WHT | 20 | 49.A7 | KA0221:A2 | TURBINE PANEL B | 49.A6
AF0076:20 | SC | 007620 | WHT | 20 | 49.B7 | KA0222:A2 | TURBINE PANEL B | 49.B6
AF0076:23 | SC | 007623 | WHT | 20 | 33.A7 | KA1020:A2 | TURBINE PANEL B | 33.A5
AF0076:26 | SC | KA0231A2 | WHT | 20 | 17.C7 | KA0231:A2 | TURBINE PANEL B | 17.C6
AF0076:COM | SC | 0V | WHT | 14 | 8.A5 | XT0070:2 | TURBINE PANEL B | 8.B1
AF0076:V+ | SC | FU0071LD | WHT | 14 | 8.A5 | FU0071:LD | TURBINE PANEL B | 8.B1
AU0060:COM | SC | 0V | WHT | 14 | 8.B2 | XT0060:4 | TURBINE PANEL B | 8.C1
AU0060:V+ | SC | FU0060 | WHT | 14 | 8.B2 | FU0060:LD | TURBINE PANEL B | 8.C1
AU0070:COM | SC | 0V | WHT | 14 | 8.A2 | XT0070:1 | TURBINE PANEL B | 8.B1
AU0070:V+ | SC | FU0070 | WHT | 14 | 8.A2 | FU0070:LD | TURBINE PANEL B | 8.B1
FU0060:LI | SC | FU0210 | WHT | 14 | 8.C1 | XT0233:1 | TURBINE PANEL B | 15.C4
FU0060:LI | SC | FU0210 | WHT | 14 | 8.C1 | FU0061:LI | TURBINE PANEL B | 8.C1
FU0061:LI | SC | FU0210 | WHT | 14 | 8.C1 | FU0062:LI | TURBINE PANEL B | 8.C1
FU0070:LI | SC | FU0210 | WHT | 14 | 8.B1 | XT0233:2 | TURBINE PANEL B | 15.C4
FU0070:LI | SC | FU0210 | WHT | 14 | 8.B1 | FU0071:LI | TURBINE PANEL B | 8.B1
FU0210:LD | SC | FU0210 | WHT | 12 | 15.C4 | XT0233:1 | TURBINE PANEL B | 15.C4
FU0211:LD | SC | FU0211 | WHT | 14 | 15.B4 | KA1020:14 | TURBINE PANEL B | 40.A5
FU0212:LD | SC | FU0212 | WHT | 16 | 15.C5 | KA0248:21 | TURBINE PANEL B | 18.C6
FU0212:LD | SC | FU0212 | WHT | 16 | 15.C5 | XT0233:4 | TURBINE PANEL B | 18.D5
FU0212:LI | SC | FU0210 | WHT | 14 | 15.C5 | XT0233:1 | TURBINE PANEL B | 15.C4
GR0231: | SC | IEG02306 | GRN | 14 | 3.B4 | IEG0230:6 | TURBINE PANEL B | 3.B3
GR0232: | SC | GR0232 | GRN/YEL | 14 | 3.B4 | FRAME | TURBINE PANEL B | 3.B3
GR0233: | SC | IEG02309 | GRN | 14 | 3.B4 | IEG0230:9 | TURBINE PANEL B | 3.B4
KA0217:14 | SC | KA0211714 | WHT | 14 | 47.D5 | KA0237:11 | TURBINE PANEL B | 47.D6
KA0221:11 | SC | 022111 | WHT | 20 | 49.A6 | KA0235:24 | TURBINE PANEL B | 49.A5
KA0222:11 | SC | 022211 | WHT | 20 | 49.B6 | KA0236:24 | TURBINE PANEL B | 49.B5
KA0231:11 | SC | KA0231A1 | WHT | 20 | 17.C6 | KA0242:11 | TURBINE PANEL B | 17.C6
KA0231:11 | SC | KA0231A1 | WHT | 20 | 17.C6 | KA0231:A1 | TURBINE PANEL B | 17.C6
KA0231:14 | SC | KA024214 | WHT | 20 | 17.C6 | KA0242:14 | TURBINE PANEL B | 17.C6
KA0231:21 | SC | KA023121 | WHT | 20 | 17.A4 | KA0245:14 | TURBINE PANEL B | 17.A4
KA0231:A1 | SC | KA0231A1 | WHT | 20 | 17.C6 | KA0232:A1 | TURBINE PANEL B | 17.D6
KA0231:A2 | SC | KA0231A2 | WHT | 20 | 17.C6 | KA0232:A2 | TURBINE PANEL B | 17.D6
KA0232:22 | SC | KA014421 | WHT | 20 | 85.D6 | KA0249:11 | TURBINE PANEL B | 85.D6
KA0232:A1 | SC | KA0231A1 | WHT | 20 | 17.D6 | KA0233:A1 | TURBINE PANEL B | 17.D6
KA0232:A2 | SC | KA0231A2 | WHT | 20 | 17.D6 | KA0233:A2 | TURBINE PANEL B | 17.D6
KA0233:A1 | SC | KA0231A1 | WHT | 20 | 17.D6 | KA0234:A1 | TURBINE PANEL B | 17.D6
KA0233:A2 | SC | KA0231A2 | WHT | 20 | 17.D6 | KA0234:A2 | TURBINE PANEL B | 17.D6
KA0235:11 | SC | UA1200J21 | WHT | 20 | 17.A5 | XT0060:1 | TURBINE PANEL B | 18.D5
KA0235:11 | SC | UA1200J21 | WHT | 20 | 17.A5 | KA0241:11 | TURBINE PANEL B | 17.A5
KA0235:14 | SC | KA024114 | WHT | 20 | 17.A5 | KA0241:14 | TURBINE PANEL B | 17.A5
KA0235:A1 | SC | ESTOP | WHT | 20 | 17.A2 | XT0240:4 | TURBINE PANEL B | 17.A3
KA0235:A1 | SC | ESTOP | WHT | 20 | 17.A2 | KA0236:A1 | TURBINE PANEL B | 17.B2
KA0236:11 | SC | FU0139 | WHT | 20 | 17.D4 | KA0244:11 | TURBINE PANEL B | 17.D4
KA0236:11 | SC | FU0139 | WHT | 20 | 17.D4 | XT0240:11 | TURBINE PANEL B | 17.C4
KA0236:12 | SC | KA023612 | WHT | 20 | 17.D4 | XT0240:12 | TURBINE PANEL B | 17.D4
KA0236:A1 | SC | ESTOP | WHT | 20 | 17.B2 | KA0237:A1 | TURBINE PANEL B | 17.B2
KA0236:A2 | SC | 0V | WHT | 20 | 17.B2 | KA0235:A2 | TURBINE PANEL B | 17.A2
KA0236:A2 | SC | 0V | WHT | 20 | 17.B2 | KA0237:A2 | TURBINE PANEL B | 17.B2
KA0237:A1 | SC | ESTOP | WHT | 20 | 17.B2 | KA0238:A1 | TURBINE PANEL B | 17.B2
KA0237:A2 | SC | 0V | WHT | 20 | 17.B2 | KA0238:A2 | TURBINE PANEL B | 17.B2
KA0238:A1 | SC | ESTOP | WHT | 20 | 17.B2 | KA0239:A1 | TURBINE PANEL B | 17.B2
KA0238:A2 | SC | 0V | WHT | 20 | 17.B2 | KA0239:A2 | TURBINE PANEL B | 17.B2
KA0239:A1 | SC | ESTOP | WHT | 20 | 17.B2 | KA0240:A1 | TURBINE PANEL B | 17.B2
KA0239:A2 | SC | 0V | WHT | 20 | 17.B2 | KA0240:A2 | TURBINE PANEL B | 17.B2
KA0240:A1 | SC | ESTOP | WHT | 20 | 17.B2 | KA0248:A1 | TURBINE PANEL B | 17.C2
KA0240:A2 | SC | 0V | WHT | 20 | 17.B2 | KA0248:A2 | TURBINE PANEL B | 17.C2
KA0241:14 | SC | KA024114 | WHT | 20 | 17.A5 | KA0231:24 | TURBINE PANEL B | 17.A4
KA0241:A1 | SC | KA0241A1 | WHT | 20 | 17.C2 | KA0242:A1 | TURBINE PANEL B | 17.C2
KA0241:A1 | SC | KA0241A1 | WHT | 20 | 17.C2 | XT0240:5 | TURBINE PANEL B | 17.C3
KA0241:A2 | SC | 0V | WHT | 20 | 17.C2 | KA0242:A2 | TURBINE PANEL B | 17.C2
KA0241:A2 | SC | 0V | WHT | 20 | 17.C2 | KA0250:A2 | TURBINE PANEL B | 17.C2
KA0242:21 | SC | 024221 | WHT | 20 | 18.C6 | XT0237:1 T2 | TURBINE PANEL B | 18.C5
KA0242:24 | SC | KA024822 | WHT | 20 | 18.C6 | KA0248:22 | TURBINE PANEL B | 18.C6
KA0242:A2 | SC | 0V | WHT | 20 | 17.C2 | KA0243:A2 | TURBINE PANEL B | 17.C2
KA0243:21 | SC | ESTOPC | WHT | 20 | 17.A3 | XT0240:1 | TURBINE PANEL B | 17.A3
KA0243:24 | SC | KA024511 | WHT | 20 | 17.A3 | KA0245:11 | TURBINE PANEL B | 17.A4
KA0243:A1 | SC | KA0243A1 | WHT | 20 | 17.C2 | KA0244:A1 | TURBINE PANEL B | 17.D2
KA0243:A1 | SC | KA0243A1 | WHT | 20 | 17.C2 | XT0240:6 | TURBINE PANEL B | 17.C3
KA0243:A2 | SC | 0V | WHT | 20 | 17.C2 | KA0244:A2 | TURBINE PANEL B | 17.D2
KA0244:A1 | SC | KA0243A1 | WHT | 20 | 17.D2 | KA0246:A1 | TURBINE PANEL B | 17.D2
KA0244:A2 | SC | 0V | WHT | 20 | 17.D2 | KA0246:A2 | TURBINE PANEL B | 17.D2
KA0245:A1 | SC | KA0245A1 | WHT | 20 | 17.D2 | KA0249:A1 | TURBINE PANEL B | 17.D2
KA0245:A1 | SC | KA0245A1 | WHT | 20 | 17.D2 | XT0240:7 | TURBINE PANEL B | 17.D3
KA0245:A2 | SC | 0V | WHT | 20 | 17.D2 | KA0249:A2 | TURBINE PANEL B | 17.D2
KA0245:A2 | SC | 0V | WHT | 20 | 17.D2 | KA0247:A2 | TURBINE PANEL B | 17.D2
KA0246:A1 | SC | KA0243A1 | WHT | 20 | 17.D2 | KA0247:A1 | TURBINE PANEL B | 17.D2
KA0246:A2 | SC | 0V | WHT | 20 | 17.D2 | KA0247:A2 | TURBINE PANEL B | 17.D2
KA0248:A1 | SC | ESTOP | WHT | 20 | 17.C2 | KA0250:A1 | TURBINE PANEL B | 17.C2
KA0248:A2 | SC | 0V | WHT | 20 | 17.C2 | KA0250:A2 | TURBINE PANEL B | 17.C2
KA0249:A2 | SC | 0V | WHT | 20 | 17.D2 | XT0240:9 | TURBINE PANEL B | 17.D3
XT0070:1 | SC | 0V | WHT | 14 | 8.B1 | XT0235:1 | TURBINE PANEL B | 15.D4
XT0235:1 | SC | 0V | WHT | 14 | 15.D4 | XT0060:4 | TURBINE PANEL B | 8.C1
XT0235:2 | SC | 0V | WHT | 16 | 15.D4 | XT0235:4 | TURBINE PANEL B | 18.D5
AU0060:L1 | WC0007 | AU0070L2 | ENET | CABLE | 2.A6 | AU0070:L2 | TURBINE PANEL B | 2.A5
IEG0230:8 | SC | IEG02308 | GRN | 14 | 10.A2 | GR0200: | ASSEMBLY^CONTROL PANEL | 10.A3
KA0246:11 | SC | 009304 | WHT | 20 | 85.C5 | XT0171:1 | FIRE SYSTEM^CONTROLLER PANEL | 85.C5
KA0247:11 | SC | 009313 | WHT | 20 | 86.B5 | XT0171:3 | FIRE SYSTEM^CONTROLLER PANEL | 86.B5
XT0240:11 | SC | FU0139 | WHT | 20 | 17.C4 | AT0170:30 | FIRE SYSTEM^CONTROLLER PANEL | 9.C3
XT0240:11 | SC | FU0139 | WHT | 20 | 17.C4 | AT0170:24 | FIRE SYSTEM^CONTROLLER PANEL | 9.B3
XT0240:6 | SC | KA0243A1 | WHT | 20 | 17.C3 | AT0170:26 | FIRE SYSTEM^CONTROLLER PANEL | 9.B3
XT0240:7 | SC | KA0245A1 | WHT | 20 | 17.D3 | AT0170:32 | FIRE SYSTEM^CONTROLLER PANEL | 9.C3
KA0232:21 | SC | FU0170 | WHT | 20 | 85.D6 | XT0170:42 | FIRE SYSTEM^PANEL | 9.A2
IEG0230:12 | SC | IEG023012 | GRN | 14 | 3.B4 | GR0120: | GENERATOR DECS250^PANEL | 3.B4
XT0240:4 | SC | ESTOP | WHT | 20 | 17.A3 | XT0336:1 | GENERATOR DECS250^PANEL | 22.C4
IEG0230:00 | SC | IEG01300 | GRN | 12 | 3.C2 | IEG0130:0 | GENERATOR VIB^PANEL | 3.C2
IEG0230:13 | SC | GR0180 | GRN | 14 | 3.C3 | GR0180: | GENERATOR VIB^PANEL | 3.C4
FU0212:LI | SC | FU0210 | WHT | 14 | 15.C5 | FU0681:LI | PLC PANEL | 15.C5
IEG0230:1 | SC | IEG02301 | GRN | 12 | 6.B6 | AR0600:IE2 | PLC PANEL | 6.A1
XT0235:3 | SC | 0V | WHT | 20 | 15.D4 | AT0681:- | PLC PANEL | 6.B3
XT0233:3 | SC | FU0210 | WHT | 14 | 15.C4 | FU0680:LI | PWR,DISTRIBUTION RAIL^LEFT DOOR | 6.C5
XT0235:3 | SC | 0V | WHT | 14 | 15.D4 | XT0680:2 | PWR,DISTRIBUTION RAIL^LEFT DOOR | 6.C6
XT0240:10 | SC | FU0139 | WHT | 20 | 17.C4 | XT0563:6 | PWR,DISTRIBUTION RAIL^LEFT DOOR | 13.C6
XT0240:12 | SC | KA023612 | WHT | 20 | 17.D4 | XT0563:3 | PWR,DISTRIBUTION RAIL^LEFT DOOR | 13.B6
XT0240:2 | SC | ESTOPB | WHT | 20 | 17.A3 | XT0563:1 | PWR,DISTRIBUTION RAIL^LEFT DOOR | 13.D6
XT0240:3 | SC | ESTOPA | WHT | 20 | 17.A3 | XT0563:2 | PWR,DISTRIBUTION RAIL^LEFT DOOR | 13.D6
XT0240:5 | SC | KA0241A1 | WHT | 20 | 17.C3 | XT0563:5 | PWR,DISTRIBUTION RAIL^LEFT DOOR | 13.C6
XT0240:8 | SC | 0V | WHT | 20 | 17.D3 | XT0563:4 | PWR,DISTRIBUTION RAIL^LEFT DOOR | 13.B6
AF0063:02 | SC | FCE213032 | WHT | 20 | 47.D7 | XT9004:8 | TERMINAL PANEL #1 | 47.D5
AF0063:34 | SC | FCE213031 | WHT | 20 | 47.D7 | XT9004:7 | TERMINAL PANEL #1 | 47.D5
AF0076:11 | SC | UA1200J14 | WHT | 20 | 18.C7 | XT9004:9 | TERMINAL PANEL #1 | 18.C5
KA0240:11 | SC | PS32004 | WHT | 20 | 60.D6 | XT9016:15 | TERMINAL PANEL #1 | 60.D5
KA0246:14 | SC | KA6211A1 | WHT | 20 | 85.C5 | KA6211:A1 | TERMINAL PANEL #1 | 85.C6
KA0247:14 | SC | KA6212A1 | WHT | 20 | 86.B5 | KA6212:A1 | TERMINAL PANEL #1 | 86.B6
KA1020:11 | SC | LZ1020B | WHT | 14 | 40.A5 | XT9017:4 | TERMINAL PANEL #1 | 40.A5
KA1020:21 | SC | LZ1020A | WHT | 14 | 40.A5 | XT9017:5 | TERMINAL PANEL #1 | 40.A5
XT0060:1 | SC | UA1200J21 | WHT | 20 | 18.D5 | XT9004:13 | TERMINAL PANEL #1 | 18.D5
XT0233:4 | SC | FU0212 | WHT | 20 | 18.D5 | XT9004:14 | TERMINAL PANEL #1 | 18.D5
XT0235:4 | SC | 0V | WHT | 20 | 18.D5 | XT9004:15 | TERMINAL PANEL #1 | 18.D5
XT0237:1 B1 | SC | UA1200J15 | WHT | 20 | 18.C5 | XT9004:10 | TERMINAL PANEL #1 | 18.C5
XT0240:3 | SC | ESTOPA | WHT | 20 | 17.A3 | XT9016:11 | TERMINAL PANEL #1 | 34.B5
XT0240:4 | SC | ESTOP | WHT | 20 | 17.A3 | XT9016:12 | TERMINAL PANEL #1 | 34.C5
AF0067:45 | WC2100 | AP11001 | RED | 20 | 43.A7 | XT9017:10 | TERMINAL PANEL #1 | 43.A5
AF0067:29 | WC2100 | AP11002 | CLR | 20 | 43.A7 | XT9017:11 | TERMINAL PANEL #1 | 43.B5
AF0067:28 | WC2100 | AP11003 | BLK | 20 | 43.A7 | XT9017:12 | TERMINAL PANEL #1 | 43.B5
AF0067:60 | WC2100 | AP1100S | SH | 20 | 43.A7 | XT9017:13 | TERMINAL PANEL #1 | 43.B5
AF0067:00 | WC2111 | AP1100P1 | CLR | 20 | 43.B7 | XT9017:14 | TERMINAL PANEL #1 | 43.B5
AF0067:01 | WC2111 | AP1100N1 | BLK | 20 | 43.B7 | XT9017:15 | TERMINAL PANEL #1 | 43.B5
AF0067:48 | WC2111 | AP1100S1 | SH | 20 | 43.B7 | XT9017:16 | TERMINAL PANEL #1 | 43.B5
AF0073:00 | WC2112 | AP1100P2 | CLR | 20 | 43.B7 | XT9017:17 | TERMINAL PANEL #1 | 43.B5
AF0073:01 | WC2112 | AP1100N2 | BLK | 20 | 43.B7 | XT9017:18 | TERMINAL PANEL #1 | 43.C5
AF0073:48 | WC2112 | AP1100S2 | SH | 20 | 43.B7 | XT9017:19 | TERMINAL PANEL #1 | 43.C5
AF0067:02 | WC2113 | AP1100P3 | CLR | 20 | 43.C7 | XT9017:20 | TERMINAL PANEL #1 | 43.C5
AF0067:03 | WC2113 | AP1100N3 | BLK | 20 | 43.C7 | XT9017:21 | TERMINAL PANEL #1 | 43.C5
AF0067:50 | WC2113 | AP1100S3 | SH | 20 | 43.C7 | XT9017:22 | TERMINAL PANEL #1 | 43.C5
AF0073:02 | WC2114 | AP1100P4 | CLR | 20 | 43.C7 | XT9017:23 | TERMINAL PANEL #1 | 43.C5
AF0073:03 | WC2114 | AP1100N4 | BLK | 20 | 43.C7 | XT9017:24 | TERMINAL PANEL #1 | 43.C5
AF0073:50 | WC2114 | AP1100S4 | SH | 20 | 43.C7 | XT9017:25 | TERMINAL PANEL #1 | 43.D5
AF0067:04 | WC2115 | AP1100P5 | CLR | 20 | 43.D7 | XT9017:26 | TERMINAL PANEL #1 | 43.D5
AF0067:05 | WC2115 | AP1100N5 | BLK | 20 | 43.D7 | XT9017:27 | TERMINAL PANEL #1 | 43.D5
AF0067:52 | WC2115 | AP1100S5 | SH | 20 | 43.D7 | XT9017:28 | TERMINAL PANEL #1 | 43.D5
AF0073:04 | WC2116 | AP1100P6 | CLR | 20 | 43.D7 | XT9017:29 | TERMINAL PANEL #1 | 43.D5
AF0073:05 | WC2116 | AP1100N6 | BLK | 20 | 43.D7 | XT9017:30 | TERMINAL PANEL #1 | 43.D5
AF0073:52 | WC2116 | AP1100S6 | SH | 20 | 43.D7 | XT9017:31 | TERMINAL PANEL #1 | 43.D5
AF0073:45 | WC2229 | TE21201 | RED | 20 | 46.D7 | XT9017:38 | TERMINAL PANEL #1 | 46.D5
AF0073:29 | WC2229 | TE21202 | CLR | 20 | 46.D7 | XT9017:39 | TERMINAL PANEL #1 | 46.D5
AF0073:28 | WC2229 | TE21203 | BLK | 20 | 46.D7 | XT9017:40 | TERMINAL PANEL #1 | 46.D5
AF0073:60 | WC2229 | TE2120S | SH | 20 | 46.D7 | XT9017:41 | TERMINAL PANEL #1 | 46.D5
AF0065:32 | WC4220 | PT11201 | CLR | 20 | 44.A7 | XT9017:32 | TERMINAL PANEL #1 | 44.A5
AF0065:00 | WC4220 | PT11202 | BLK | 20 | 44.A7 | XT9017:33 | TERMINAL PANEL #1 | 44.A5
AF0065:48 | WC4220 | PT1120S | SH | 20 | 44.A7 | XT9017:34 | TERMINAL PANEL #1 | 44.A5
AF0066:04 | WC4681 | FCE21301 | CLR | 20 | 47.A7 | XT9004:1 | TERMINAL PANEL #1 | 47.A5
AF0066:20 | WC4681 | FCE21302 | BLK | 20 | 47.A7 | XT9004:2 | TERMINAL PANEL #1 | 47.A5
AF0066:52 | WC4681 | FCE2130S1 | SH | 20 | 47.A7 | XT9004:3 | TERMINAL PANEL #1 | 47.A5
AF0074:00 | WC4682 | FCE213013 | CLR | 20 | 47.B7 | XT9004:4 | TERMINAL PANEL #1 | 47.B5
AF0074:16 | WC4682 | FCE213014 | BLK | 20 | 47.B7 | XT9004:5 | TERMINAL PANEL #1 | 47.B5
AF0074:48 | WC4682 | FCE2130S2 | SH | 20 | 47.B7 | XT9004:6 | TERMINAL PANEL #1 | 47.B5
AF0065:12 | WC4724 | UA1200J13 | CLR | 20 | 18.B7 | XT9017:1 | TERMINAL PANEL #1 | 18.B5
AF0065:28 | WC4724 | UA1200J11 | BLK | 20 | 18.B7 | XT9017:2 | TERMINAL PANEL #1 | 18.B5
AF0065:60 | WC4724 | UA1200S | SH | 20 | 18.B7 | XT9017:3 | TERMINAL PANEL #1 | 18.B5
AF0075:44 | WC4901 | PDT15001 | CLR | 20 | 44.D7 | XT9017:35 | TERMINAL PANEL #1 | 44.D5
AF0075:12 | WC4901 | PDT15002 | BLK | 20 | 44.D7 | XT9017:36 | TERMINAL PANEL #1 | 44.D5
AF0075:60 | WC4901 | PDT1500S | SH | 20 | 44.D7 | XT9017:37 | TERMINAL PANEL #1 | 44.D5
AF0061:00 | SC | SV21501 | WHT | 20 | 49.D7 | XT9100:15 | TERMINAL PANEL #2 | 49.D5
AF0061:04 | SC | SV21211 | WHT | 20 | 49.C7 | XT9100:13 | TERMINAL PANEL #2 | 49.C5
AF0061:08 | SC | SV17201 | WHT | 20 | 45.C7 | XT9100:3 | TERMINAL PANEL #2 | 45.C5
AF0061:16 | SC | SV21502 | WHT | 20 | 49.D7 | XT9100:16 | TERMINAL PANEL #2 | 49.D5
AF0061:20 | SC | SV21212 | WHT | 20 | 49.C7 | XT9100:14 | TERMINAL PANEL #2 | 49.C5
AF0061:24 | SC | SV17202 | WHT | 20 | 45.C7 | XT9100:4 | TERMINAL PANEL #2 | 45.C5
AF0062:28 | SC | SV14402 | WHT | 20 | 41.A7 | XT9100:2 | TERMINAL PANEL #2 | 41.A5
KA0217:11 | SC | FCE213019 | WHT | 14 | 47.D5 | XT9100:6 | TERMINAL PANEL #2 | 47.D5
KA0234:11 | SC | SV14401 | WHT | 20 | 41.A6 | XT9100:1 | TERMINAL PANEL #2 | 41.A5
KA0235:21 | SC | SV21201 | WHT | 20 | 49.A5 | XT9100:9 | TERMINAL PANEL #2 | 49.A5
KA0236:21 | SC | SV21241 | WHT | 16 | 49.B5 | XT9100:10 | TERMINAL PANEL #2 | 49.B5
XT0060:2 | SC | SV21202 | WHT | 20 | 49.A5 | XT9100:12 | TERMINAL PANEL #2 | 49.A5
XT0060:3 | SC | SV21242 | WHT | 20 | 49.C5 | XT9100:11 | TERMINAL PANEL #2 | 49.C5
AF0074:34 | WC3224 | PT34201 | CLR | 20 | 67.A7 | XT9019:33 | TERMINAL PANEL #2 | 67.A5
AF0074:02 | WC3224 | PT34202 | BLK | 20 | 67.A7 | XT9019:34 | TERMINAL PANEL #2 | 67.A5
AF0074:50 | WC3224 | PT3420S | SH | 20 | 67.A7 | XT9019:35 | TERMINAL PANEL #2 | 67.A5
AF0064:36 | WC4122 | PT21301 | CLR | 20 | 48.C7 | XT9019:7 | TERMINAL PANEL #2 | 48.C5
AF0064:04 | WC4122 | PT21302 | BLK | 20 | 48.C7 | XT9019:8 | TERMINAL PANEL #2 | 48.C5
AF0064:52 | WC4122 | PT2130S | SH | 20 | 48.C7 | XT9019:9 | TERMINAL PANEL #2 | 48.C5
AF0075:36 | WC4123 | PT21311 | CLR | 20 | 48.C7 | XT9019:10 | TERMINAL PANEL #2 | 48.C5
AF0075:04 | WC4123 | PT21312 | BLK | 20 | 48.C7 | XT9019:11 | TERMINAL PANEL #2 | 48.C5
AF0075:52 | WC4123 | PT2131S | SH | 20 | 48.C7 | XT9019:12 | TERMINAL PANEL #2 | 48.D5
AF0072:44 | WC4148 | PT21811 | CLR | 20 | 50.C7 | XT9019:13 | TERMINAL PANEL #2 | 50.C5
AF0072:12 | WC4148 | PT21812 | BLK | 20 | 50.C7 | XT9019:14 | TERMINAL PANEL #2 | 50.C5
AF0072:60 | WC4148 | PT2181S | SH | 20 | 50.C7 | XT9019:15 | TERMINAL PANEL #2 | 50.C5
AF0075:40 | WC4226 | PT21261 | CLR | 20 | 48.B7 | XT9019:4 | TERMINAL PANEL #2 | 48.B5
AF0075:08 | WC4226 | PT21262 | BLK | 20 | 48.B7 | XT9019:5 | TERMINAL PANEL #2 | 48.B5
AF0075:56 | WC4226 | PT2126S | SH | 20 | 48.B7 | XT9019:6 | TERMINAL PANEL #2 | 48.B5
AF0071:04 | WC4256 | SE12601 | CLR | 20 | 52.A7 | XT9019:19 | TERMINAL PANEL #2 | 52.A5
AF0071:20 | WC4256 | SE12602 | BLK | 20 | 52.A7 | XT9019:20 | TERMINAL PANEL #2 | 52.A5
AF0071:52 | WC4256 | SE1260S | SH | 20 | 52.A7 | XT9019:21 | TERMINAL PANEL #2 | 52.A5
AF0072:40 | WC4317 | PT21201 | CLR | 20 | 51.A7 | XT9019:16 | TERMINAL PANEL #2 | 51.A5
AF0072:08 | WC4317 | PT21202 | BLK | 20 | 51.A7 | XT9019:17 | TERMINAL PANEL #2 | 51.A5
AF0072:56 | WC4317 | PT2120S | SH | 20 | 51.A7 | XT9019:18 | TERMINAL PANEL #2 | 51.A5
AF0064:32 | WC4321 | PT21211 | RED | 20 | 48.A7 | XT9019:1 | TERMINAL PANEL #2 | 48.A5
AF0064:00 | WC4321 | PT21212 | BLK | 20 | 48.A7 | XT9019:2 | TERMINAL PANEL #2 | 48.A5
AF0064:48 | WC4321 | PT2121S | SH | 20 | 48.A7 | XT9019:3 | TERMINAL PANEL #2 | 48.A5
AF0072:32 | WC4800 | IT6211P | CLR | 20 | 85.B6 | XT9024:7 | TERMINAL PANEL #2 | 85.B5
AF0072:00 | WC4800 | IT6211N | BLK | 20 | 85.B6 | XT9024:8 | TERMINAL PANEL #2 | 85.B5
AF0072:48 | WC4800 | IT6211S | SH | 20 | 85.B6 | XT9024:9 | TERMINAL PANEL #2 | 85.B5
AF0065:36 | WC4802 | IT6212P | CLR | 20 | 86.B6 | XT9024:10 | TERMINAL PANEL #2 | 86.B5
AF0065:04 | WC4802 | IT6212N | BLK | 20 | 86.B6 | XT9024:11 | TERMINAL PANEL #2 | 86.B5
AF0065:52 | WC4802 | IT6212S | SH | 20 | 86.B6 | XT9024:12 | TERMINAL PANEL #2 | 86.B5
IEG0230:10 | SC | IEG023010 | GRN | 14 | 21.C6 | XT0400:3 | TURB VIB^PANEL | 21.C6
AU0060:L2 | WC0006 | AU0060L2 | ENET | CABLE | 2.A6 | AF0410:L1 | TURB VIB^PANEL | 2.A2
AF0061:10 | SC | KA0134A1 | WHT | 20 | 63.D7 | KA0134:A1 | TURBINE PANEL A | 16.C6
AF0074:05 | SC | 007405 | WHT | 20 | 14.A7 | XT0085:2 | TURBINE PANEL A | 14.A6
AF0074:21 | SC | 0V | WHT | 20 | 14.A7 | XT0085:3 | TURBINE PANEL A | 14.B6
AF0076:10 | SC | KT014615 | WHT | 20 | 17.C7 | KT0146:15 | TURBINE PANEL A | 17.C6
AF0076:13 | SC | KT0146B1 | WHT | 20 | 16.B2 | KT0146:B1 | TURBINE PANEL A | 16.B2
AF0076:29 | SC | KT0146A2 | WHT | 20 | 16.B2 | KT0146:A2 | TURBINE PANEL A | 16.B2
FU0210:LI | SC | FU0136 | WHT | 12 | 15.C4 | XT0138:4 | TURBINE PANEL A | 15.B3
FU0211:LI | SC | FU0137 | WHT | 12 | 15.B4 | XT0139:3 | TURBINE PANEL A | 15.B4
IEG0230:11 | SC | IEG023011 | GRN | 14 | 7.B5 | AF0094:SH | TURBINE PANEL A | 7.B4
IEG0230:2 | SC | IEG02302 | GRN | 14 | 7.D5 | AF0086:SH | TURBINE PANEL A | 7.D5
IEG0230:3 | SC | IEG02303 | GRN | 14 | 3.A4 | GR0133: | TURBINE PANEL A | 3.A4
KA0221:14 | SC | 009502 | WHT | 20 | 49.A6 | AF0095:02 | TURBINE PANEL A | 49.A7
KA0231:14 | SC | KA024214 | WHT | 20 | 17.C6 | KT0146:18 | TURBINE PANEL A | 17.C6
KA0232:22 | SC | KA014421 | WHT | 20 | 85.D6 | KA0144:21 | TURBINE PANEL A | 85.D6
KA0237:14 | SC | FU0016 | WHT | 14 | 47.D6 | FU0016:LD | TURBINE PANEL A | 14.C4
KA0239:21 | SC | KA023921 | WHT | 20 | 17.B6 | AF0081:41 | TURBINE PANEL A | 17.A7
KA0239:24 | SC | KA023924 | WHT | 20 | 17.B6 | AF0081:09 | TURBINE PANEL A | 17.A7
KA0240:14 | SC | UF1300 | WHT | 20 | 60.D6 | XT0136:7 | TURBINE PANEL A | 60.D6
KA0241:11 | SC | UA1200J21 | WHT | 20 | 17.A5 | AF0081:00 | TURBINE PANEL A | 17.A7
KA0241:21 | SC | KT0146A1 | WHT | 20 | 16.B2 | KA0141:21 | TURBINE PANEL A | 16.B2
KA0241:24 | SC | FU0139 | WHT | 20 | 16.B2 | KA0141:24 | TURBINE PANEL A | 16.B2
KA0242:11 | SC | KA0231A1 | WHT | 20 | 17.C6 | XT0136:4 | TURBINE PANEL A | 16.B5
KA0242:14 | SC | KA024214 | WHT | 20 | 17.C6 | AF0081:08 | TURBINE PANEL A | 17.C7
KA0243:11 | SC | KA024311 | WHT | 20 | 17.B6 | AF0081:33 | TURBINE PANEL A | 17.B7
KA0243:14 | SC | KA024314 | WHT | 20 | 17.B6 | AF0081:01 | TURBINE PANEL A | 17.B7
KA0244:12 | SC | KA024412 | WHT | 20 | 17.D4 | KT0145:A1 | TURBINE PANEL A | 16.B6
KA0245:21 | SC | KA024521 | WHT | 20 | 17.B6 | AF0081:34 | TURBINE PANEL A | 17.B7
KA0245:24 | SC | KA024524 | WHT | 20 | 17.B6 | AF0081:02 | TURBINE PANEL A | 17.B7
KA0249:12 | SC | KA014422 | WHT | 20 | 85.D6 | KA0144:22 | TURBINE PANEL A | 85.D6
KA1020:24 | SC | 0V | WHT | 14 | 40.A5 | XT0135:1 | TURBINE PANEL A | 15.B4
XT0060:2 | SC | SV21202 | WHT | 20 | 49.A5 | AF0095:18 | TURBINE PANEL A | 49.A7
XT0235:1 | SC | 0V | WHT | 12 | 15.D4 | XT0134:4 | TURBINE PANEL A | 15.B3
XT0240:1 | SC | ESTOPC | WHT | 20 | 17.A3 | KA7512:11 | TURBINE PANEL A | 35.D6
XT0240:11 | SC | FU0139 | WHT | 20 | 17.C4 | XT0136:1 | TURBINE PANEL A | 16.A2
XT0240:2 | SC | ESTOPB | WHT | 20 | 17.A3 | KA7512:14 | TURBINE PANEL A | 35.D6
XT0240:9 | SC | 0V | WHT | 20 | 17.D3 | XT0136:3 | TURBINE PANEL A | 16.A2
AU0070:L1 | WC0008 | AU0080L2 | ENET | CABLE | 2.A5 | AU0080:L2 | TURBINE PANEL A | 2.A4
SolarTools ver. 24.0.84.24712 (Jul 31, 2025)
Report date: 1/14/2026 8:50 PM

## Panel Errors
Panel Errors
Project # | J0160
Project Name | VSP CCP TG C
Revision | 0.2
Controls DE | R.BRAUNSTEIN
Phone:
Controls ME | S. MARTINEZ
Phone:
From | [6 empty] | To
Device ID | Location | Cable (W) Conductor (SC) Jumper Clip (JC) | Wire ID | Wire No. | Gauge/Size | Page/Zone | Device ID | Location | Page/Zone
Report date: 1/14/2026 8:50 PM |  |  |  | SolarTools ver. 24.0.84.24712 (Jul 31, 2025)

## Cable Part Numbers
Cable Part Numbers |  |  | SolarTools ver. 24.0.84.24712 (Jul 31, 2025)
Project # | J0160
Report date: 1/14/2026 8:50 PM
Project Name | VSP CCP TG C
Revision | 0.2
Controls DE | R.BRAUNSTEIN
Phone:
Controls ME | S. MARTINEZ
Phone:
Device ID |  | Part Number |  | Description
WC0001 |  | 1305733-1 |  | CABLE, COMMUNICATION CABLE - ETHERNET
WC0003 |  | 1305733-1 |  | CABLE, COMMUNICATION CABLE - ETHERNET
WC0006 |  | 1302073-36 |  | CABLE, ETHERNET - 36 INCHES
WC0007 |  | 1302073-36 |  | CABLE, ETHERNET - 36 INCHES
WC0008 |  | 1302073-36 |  | CABLE, ETHERNET - 36 INCHES
WC0009 |  | 1302073-36 |  | CABLE, ETHERNET - 36 INCHES
WC0012 |  | 1302073-36 |  | CABLE, ETHERNET - 36 INCHES
WC0017 |  | 1302073-36 |  | CABLE, ETHERNET - 36 INCHES
WC0018 |  | 1302073-36 |  | CABLE, ETHERNET - 36 INCHES
WC0041 |  | 1302073-36 |  | CABLE, ETHERNET - 36 INCHES
WC0044 |  | 1302073-36 |  | CABLE, ETHERNET - 36 INCHES
WC0045 |  | 1302073-36 |  | CABLE, ETHERNET - 36 INCHES
WC0114 |  | 1302073-36 |  | CABLE, ETHERNET - 36 INCHES
WC0184 |  | 1022941-12 |  | TPE, 1 PAIR TWISTED SHIELDED
WC0185 |  | 1022941-12 |  | TPE, 1 PAIR TWISTED SHIELDED
WC0680 |  | 1302073-36 |  | CABLE, ETHERNET - 36 INCHES
WC0681 |  | 1302073-36 |  | CABLE, ETHERNET - 36 INCHES
WC0682 |  | 1302073-36 |  | CABLE, ETHERNET - 36 INCHES
WC1104 |  | 1075034-5 |  | PVC, 1 TRIAD TWISTED SHIELDED
WC1200 |  | 1075034-2 |  | PVC, 1 PAIR TWISTED SHIELDED
WC2100 |  | 1075034-5 |  | PVC, 1 TRIAD TWISTED SHIELDED
WC2111 |  | 1075034-2 |  | PVC, 1 PAIR TWISTED SHIELDED
WC2112 |  | 1075034-2 |  | PVC, 1 PAIR TWISTED SHIELDED
WC2113 |  | 1075034-2 |  | PVC, 1 PAIR TWISTED SHIELDED
WC2114 |  | 1075034-2 |  | PVC, 1 PAIR TWISTED SHIELDED
WC2115 |  | 1075034-2 |  | PVC, 1 PAIR TWISTED SHIELDED
WC2116 |  | 1075034-2 |  | PVC, 1 PAIR TWISTED SHIELDED
WC2126 |  | 1075034-5 |  | PVC, 1 TRIAD TWISTED SHIELDED
WC2127 |  | 1075034-5 |  | PVC, 1 TRIAD TWISTED SHIELDED
WC2143 |  | 1075034-5 |  | PVC, 1 TRIAD TWISTED SHIELDED
WC2144 |  | 1075034-5 |  | PVC, 1 TRIAD TWISTED SHIELDED
WC2145 |  | 1075034-5 |  | PVC, 1 TRIAD TWISTED SHIELDED
WC2146 |  | 1075034-5 |  | PVC, 1 TRIAD TWISTED SHIELDED
WC2180 |  | 1075034-5 |  | PVC, 1 TRIAD TWISTED SHIELDED
WC2229 |  | 1075034-5 |  | PVC, 1 TRIAD TWISTED SHIELDED
WC2270 |  | 1075034-5 |  | PVC, 1 TRIAD TWISTED SHIELDED
WC2362 |  | 1075034-5 |  | PVC, 1 TRIAD TWISTED SHIELDED
WC2370 |  | 1075034-5 |  | PVC, 1 TRIAD TWISTED SHIELDED
WC2470 |  | 1075034-5 |  | PVC, 1 TRIAD TWISTED SHIELDED
WC2570 |  | 1075034-5 |  | PVC, 1 TRIAD TWISTED SHIELDED
WC2970 |  | 1075034-5 |  | PVC, 1 TRIAD TWISTED SHIELDED
WC3112 |  | 1075034-2 |  | PVC, 1 PAIR TWISTED SHIELDED
WC3224 |  | 1075034-2 |  | PVC, 1 PAIR TWISTED SHIELDED
WC4112 |  | 1075034-2 |  | PVC, 1 PAIR TWISTED SHIELDED
WC4122 |  | 1075034-2 |  | PVC, 1 PAIR TWISTED SHIELDED
WC4123 |  | 1075034-2 |  | PVC, 1 PAIR TWISTED SHIELDED
WC4148 |  | 1075034-2 |  | PVC, 1 PAIR TWISTED SHIELDED
WC4220 |  | 1075034-2 |  | PVC, 1 PAIR TWISTED SHIELDED
WC4226 |  | 1075034-2 |  | PVC, 1 PAIR TWISTED SHIELDED
WC4256 |  | 1075034-2 |  | PVC, 1 PAIR TWISTED SHIELDED
WC4310 |  | 1022941-12 |  | TPE, 1 PAIR TWISTED SHIELDED
WC4311 |  | 1022941-12 |  | TPE, 1 PAIR TWISTED SHIELDED
WC4317 |  | 1075034-2 |  | PVC, 1 PAIR TWISTED SHIELDED
WC4321 |  | 1022941-12 |  | TPE, 1 PAIR TWISTED SHIELDED
WC4623 |  | 1075034-2 |  | PVC, 1 PAIR TWISTED SHIELDED
WC4681 |  | 1075034-2 |  | PVC, 1 PAIR TWISTED SHIELDED
WC4682 |  | 1075034-2 |  | PVC, 1 PAIR TWISTED SHIELDED
WC4714 |  | 1075034-2 |  | PVC, 1 PAIR TWISTED SHIELDED
WC4724 |  | 1075034-2 |  | PVC, 1 PAIR TWISTED SHIELDED
WC4800 |  | 1075034-2 |  | PVC, 1 PAIR TWISTED SHIELDED
WC4802 |  | 1075034-2 |  | PVC, 1 PAIR TWISTED SHIELDED
WC4901 |  | 1075034-2 |  | PVC, 1 PAIR TWISTED SHIELDED
WC5018 |  | 1014333-14 |  | PVC, CONDUIT, 1 PAIR (16GA)
WC5500 |  | 1022941-22 |  | TPE, 1 PAIR TWISTED SHIELDED
WC5540 |  | PART OF 1103208-100 |  | CABLE, 2 CONDUCTOR UNSHIELDED PART OF HORN
WC8009 |  | 1075034-2 |  | PVC, 1 PAIR TWISTED SHIELDED
WC8040 |  | 1322418-90 |  | CABLE, SYTSTEM FUNCTION
WC8041 |  | 1322418-90 |  | CABLE, SUPPLIED BY OTHERS
WC8044 |  | 1322418-90 |  | CABLE, SYTSTEM FUNCTION
WC8064 |  | 1022941-12 |  | TPE, 1 PAIR TWISTED SHIELDED
WC8065 |  | 1022941-12 |  | TPE, 1 PAIR TWISTED SHIELDED
WC8066 |  | 1022941-22 |  | TPE, 1 PAIR TWISTED SHIELDED
WC8067 |  | 1022941-22 |  | TPE, 1 PAIR TWISTED SHIELDED
WC8069 |  | 1022941-22 |  | TPE, 1 PAIR TWISTED SHIELDED
WC8101 |  | 1022941-32 |  | TPE, 1 PAIR TWISTED SHIELDED
WC8102 |  | 1022941-32 |  | TPE, 1 PAIR TWISTED SHIELDED
WC8164 |  | 1022941-22 |  | TPE, 1 PAIR TWISTED SHIELDED
WC8165 |  | 1022941-22 |  | TPE, 1 PAIR TWISTED SHIELDED
WC8201 |  | 1022941-32 |  | TPE, 1 PAIR TWISTED SHIELDED
WC8264 |  | 1022941-22 |  | TPE, 1 PAIR TWISTED SHIELDED
WC8301 |  | 1022941-32 |  | TPE, 1 PAIR TWISTED SHIELDED
WC8512 |  | 1075034-2 |  | PVC, 1 PAIR TWISTED SHIELDED

## Part Number List
Part Number List |  | SolarTools ver. 24.0.84.24712 (Jul 31, 2025)
Project # | J0160
Report date: 1/14/2026 8:50 PM
Project Name | VSP CCP TG C
Revision | 0.2
Controls DE | R.BRAUNSTEIN
Phone:
Controls ME | S. MARTINEZ
Phone:
Device ID | Part Number | Description | Location
EL0273 | 1022899,22690R1 | LIGHT, LED, WHITE | ASSEMBLY CONSOLE
HA0273 | 1015162-10,1113568-100 | HORN, AUDIBLE ALARM | ASSEMBLY CONSOLE
ZS0273 | 1113474-1 | LIMIT SWITCH, CONSOLE DOOR OPEN | ASSEMBLY CONSOLE
AF0201 | 2684693-51 | 5094-IB32XT, 32 DISCRETE INPUT | ASSEMBLY^CONTROL PANEL
AF0202 | 2684693-52 | 5094-OB32XT, 32 DISCRETE OUTPUT | ASSEMBLY^CONTROL PANEL
AU0200 | PARTOFTCPASSY | 5094-AEN2TRXT, FLEX 5000 I/O | ASSEMBLY^CONTROL PANEL
GR0200 | PARTOFTCPASSY | RAIL LUG, DIN RAIL GROUNDING | ASSEMBLY^CONTROL PANEL
HL0400 | PARTOFTCPASSY | LIGHT, READY, GREEN | ASSEMBLY^CONTROL PANEL
HL0401 | PARTOFTCPASSY | LIGHT, STARTING, WHITE | ASSEMBLY^CONTROL PANEL
HL0402 | PARTOFTCPASSY | LIGHT, READY TO LOAD, WHITE | ASSEMBLY^CONTROL PANEL
HL0403 | PARTOFTCPASSY | LIGHT, ON LOAD, WHITE | ASSEMBLY^CONTROL PANEL
HL0404 | PARTOFTCPASSY | LIGHT, CUSTOMER, WHITE | ASSEMBLY^CONTROL PANEL
HL0405 | PARTOFTCPASSY | LIGHT, LOCAL/AUXILIARY SELECT, WHITE | ASSEMBLY^CONTROL PANEL
HL0406 | PARTOFTCPASSY | LIGHT, SPARE, WHITE | ASSEMBLY^CONTROL PANEL
HL0407 | PARTOFTCPASSY | LIGHT, COOLDOWN, WHITE | ASSEMBLY^CONTROL PANEL
HL0408 | PARTOFTCPASSY | LIGHT, STOPPING, WHITE | ASSEMBLY^CONTROL PANEL
HL0409 | PARTOFTCPASSY | LIGHT, ALARM SUMMARY, AMBER | ASSEMBLY^CONTROL PANEL
HL0410 | PARTOFTCPASSY | LIGHT, BACKUP ACTIVE, AMBER | ASSEMBLY^CONTROL PANEL
HL0411 | PARTOFTCPASSY | LIGHT, SHUTDOWN SUMMARY, RED | ASSEMBLY^CONTROL PANEL
SA0400 | 1139718-1,PARTOFTCPASSY | SELECTOR SWITCH, OFF/LOC/AUX/CUST. | ASSEMBLY^CONTROL PANEL
SA0401 | PARTOFTCPASSY | SELECTOR SWITCH, BACKUP SYSTEM RESET | ASSEMBLY^CONTROL PANEL
SB0400 | PARTOFTCPASSY | PUSHBUTTON SWITCH, EMERGENCY STOP | ASSEMBLY^CONTROL PANEL
SB0401 | PARTOFTCPASSY | PUSHBUTTON SWITCH, HORN SILENCE | ASSEMBLY^CONTROL PANEL
SB0402 | PARTOFTCPASSY | PUSHBUTTON SWITCH, ACKNOWLEDGE | ASSEMBLY^CONTROL PANEL
SB0403 | PARTOFTCPASSY | PUSHBUTTON SWITCH, RESET | ASSEMBLY^CONTROL PANEL
SB0404 | PARTOFTCPASSY | PUSHBUTTON SWITCH, LAMP TEST | ASSEMBLY^CONTROL PANEL
SB0405 | PARTOFTCPASSY | PUSHBUTTON SWITCH, START | ASSEMBLY^CONTROL PANEL
SB0406 | PARTOFTCPASSY | PUSHBUTTON SWITCH, NORMAL STOP | ASSEMBLY^CONTROL PANEL
SB0407 | PARTOFTCPASSY | PUSHBUTTON SWITCH, SPEED/LOAD DECREASE | ASSEMBLY^CONTROL PANEL
SB0408 | PARTOFTCPASSY | PUSHBUTTON SWITCH, SPEED/LOAD INCREASE | ASSEMBLY^CONTROL PANEL
SH0400 | PARTOFTCPASSY | LIGHTED SWITCH, SPARE, WHITE | ASSEMBLY^CONTROL PANEL
SH0401 | PARTOFTCPASSY | LIGHTED SWITCH, SPARE, WHITE | ASSEMBLY^CONTROL PANEL
SH0404 | PARTOFTCPASSY | LIGHTED SWITCH, SPARE, WHITE | ASSEMBLY^CONTROL PANEL
SH0405 | PARTOFTCPASSY | LIGHTED SWITCH, SPARE, WHITE | ASSEMBLY^CONTROL PANEL
SH0408 | PARTOFTCPASSY | LIGHTED SWITCH, SPEED SELECTION ISOCH/DROOP, WHITE | ASSEMBLY^CONTROL PANEL
SH0409 | PART OF TCP ASSEMBLY,PARTOFTCPASSY | LIGHTED SWITCH, SPARE, WHITE | ASSEMBLY^CONTROL PANEL
SH0410 | PART OF TCP ASSEMBLY,PARTOFTCPASSY | LIGHTED SWITCH, SPARE, WHITE | ASSEMBLY^CONTROL PANEL
SH0411 | 1035040-340,PART OF TCP ASSEMBLY,PARTOFTCPASSY | LIGHTED SWITCH, VOLTAGE DECREASE SELECT, WHITE | ASSEMBLY^CONTROL PANEL
SH0412 | 1035040-341,PART OF TCP ASSEMBLY,PARTOFTCPASSY | LIGHTED SWITCH, VOLTAGE INCREASE SELECT, WHITE | ASSEMBLY^CONTROL PANEL
XT0564 | 1066730-10,1066730-68,1066730-9,PART OF TCP ASSEMBLY,PARTOFTCPASSEMBLY,PARTOFTCPASSY | DIODE TERMINAL STRIP, 4 CONDUCTOR | ASSEMBLY^CONTROL PANEL
AT0190 | 1577354-5300 | WORKSTATION, PANEL COMPUTER, TT4000 | CONSOLE DOOR^PANEL
AT0190K | 1068334 | KEYBOARD, TYPING INTERFACE | CONSOLE DOOR^PANEL
TM0102 | 908539C1 | TRANSFORMER, PHASE SHIFTING | CONSOLE DOOR^PANEL
CCKA0982 | CUSTOMER DEFINED | CUSTOMER CONNECTION, FIRE DETECTED SIGNAL | CUSTOMER FIRE AND GAS SIGNALS
CCKA0984 | CUSTOMER DEFINED | CUSTOMER CONNECTION, GAS DETECTED SIGNAL | CUSTOMER FIRE AND GAS SIGNALS
CC9904 | CUSTOMER DEFINED | RELAY, NAV. AIDS DC FAULT | CUSTOMER PANEL
CC9905 | CUSTOMER DEFINED | RELAY, SPARE | CUSTOMER PANEL
CC9906 | CUSTOMER DEFINED | RELAY, SPARE | CUSTOMER PANEL
CC9907 | CUSTOMER DEFINED | RELAY, SPARE | CUSTOMER PANEL
KA9902 | CUSTOMER DEFINED | RELAY, 125 VDC FAULT/TROUBLE | CUSTOMER PANEL
KA9903 | CUSTOMER DEFINED | RELAY, 220V UPS FAULT/TROUBLE | CUSTOMER PANEL
KA9904 | CUSTOMER DEFINED | RELAY, 24 VDC FAULT/TROUBLE | CUSTOMER PANEL
KA9905 | CUSTOMER DEFINED | RELAY, 6.3KV BUS COUPLER A-B TRIPPED | CUSTOMER PANEL
KA9906 | CUSTOMER DEFINED | RELAY, 6.3KV BUS COUPLER B-C TRIPPED | CUSTOMER PANEL
KA9907 | CUSTOMER DEFINED | RELAY, 6.3KV TR-010 FEEDER TRIPPED | CUSTOMER PANEL
KA9908 | CUSTOMER DEFINED | RELAY, 6.3KV TR-010 FEEDER TROUBLE | CUSTOMER PANEL
KA9909 | CUSTOMER DEFINED | RELAY, 6.3KV TR-011 FEEDER TRIPPED | CUSTOMER PANEL
KA9910 | CUSTOMER DEFINED | RELAY, 6.3KV TR-011 FEEDER TROUBLE | CUSTOMER PANEL
KA9911 | CUSTOMER DEFINED | RELAY, 6.3KV TR-012 FEEDER TRIPPED | CUSTOMER PANEL
KA9912 | CUSTOMER DEFINED | RELAY, 6.3KV TR-012 FEEDER TROUBLE | CUSTOMER PANEL
KA9913 | CUSTOMER DEFINED | RELAY, 6.3KV WIP FEEDER TRIPPED | CUSTOMER PANEL
AT0170 | 1056244-29 | CONTROLLER, EAGLE QUANTUM PREMIER | FIRE SYSTEM^CONTROLLER PANEL
GR0171 | 903849C1 | RAIL GROUND, DIN RAIL GROUNDING | FIRE SYSTEM^CONTROLLER PANEL
KA0172 | 1061979-1 | RELAY, FIRE DETECTED (CUSTOMER) | FIRE SYSTEM^CONTROLLER PANEL
KA0174 | 1061979-1 | RELAY, GAS DETECTED (CUSTOMER) | FIRE SYSTEM^CONTROLLER PANEL
KA0176 | 1061979-1 | RELAY, VENTILATION REQUIRED | FIRE SYSTEM^CONTROLLER PANEL
KA0177 | 1061979-1 | RELAY, VENTILATION REQUIRED | FIRE SYSTEM^CONTROLLER PANEL
UV0170 | 1056244-2 | POWER SUPPLY, EAGLE QUANTUM PREMIER | FIRE SYSTEM^CONTROLLER PANEL
XT0171 | 1066730-7,1067996-11 | TERMINAL BLOCK, SPRING, 4 CONDUCTOR,30-12 AWG (0.05-3.31 MM2),NON-IS | FIRE SYSTEM^CONTROLLER PANEL
AT0175 | 1056244-5 | 8 CHANNEL ED I/O, EAGLE QUANTUM PREMIER | FIRE SYSTEM^PANEL
AT0176 | 1056244-5 | 8 CHANNEL ED I/O, EAGLE QUANTUM PREMIER | FIRE SYSTEM^PANEL
AT0178 | 1056244-5 | 8 CHANNEL ED I/O, EAGLE QUANTUM PREMIER | FIRE SYSTEM^PANEL
FU0170 | 1043265-1,1043265-7 | FUSE, 20A | FIRE SYSTEM^PANEL
GR0170 | 903849C1 | RAIL GROUND, DIN RAIL GROUNDING | FIRE SYSTEM^PANEL
GR0172 | 903849C1 | RAIL GROUND, DIN RAIL GROUNDING | FIRE SYSTEM^PANEL
KA0875 | 1061979-1 | RELAY, LOCAL HORN CONTROL (PLC) | FIRE SYSTEM^PANEL
KA6510 | 1061979-1 | RELAY, FIRE SYSTEM AUTO/INHIBIT | FIRE SYSTEM^PANEL
KA6511 | 1061979-1 | RELAY, FIRE SYSTEM AUTO/INHIBIT | FIRE SYSTEM^PANEL
RR0176S3 | 912137C1 | RESISTOR, 10K OHM | FIRE SYSTEM^PANEL
RR0176S4 | 912137C1 | RESISTOR, 10K OHM | FIRE SYSTEM^PANEL
RR0176S5 | 912137C1 | RESISTOR, 10K OHM | FIRE SYSTEM^PANEL
RR0176S6 | 912137C1 | RESISTOR, 10K OHM | FIRE SYSTEM^PANEL
RR0176S7 | 912137C1 | RESISTOR, 10K OHM | FIRE SYSTEM^PANEL
RR0178S7 | 912137C1 | RESISTOR, 10K OHM | FIRE SYSTEM^PANEL
RR0178S8 | 912137C1 | RESISTOR, 10K OHM | FIRE SYSTEM^PANEL
XT0170 | 1066730-7,1066730-8 | TERMINAL BLOCK, SPRING, 4 CONDUCTOR,30-12 AWG (0.05-3.31 MM2),NON-IS | FIRE SYSTEM^PANEL
XT0172 | 1066730-7,1066730-8 | TERMINAL BLOCK, SPRING, 4 CONDUCTOR,30-12 AWG (0.05-3.31 MM2),NON-IS | FIRE SYSTEM^PANEL
CC3801 | CUSTOMER DEFINED | CUSTOMER CONNECTION, CLOSE GAS BLOCK VALVE | GAS FUEL BLOCK BLEED VALVE
CC3802 | CUSTOMER DEFINED | CUSTOMER CONNECTION, OPEN GAS VENT VALVE | GAS FUEL BLOCK BLEED VALVE
AF0121 | 2684693-17,2684693-24 | 5094-OB16XT, 16 DISCRETE OUTPUT | GENERATOR DECS250^PANEL
AF0122 | 2684693-17,2684693-23 | 5094-IB16XT, 16 DISCRETE INPUT | GENERATOR DECS250^PANEL
AF0123 | 2684693-19,2684693-33 | 5094-IY8XT, 8 ANALOG INPUT, TC/RTD/ I&V | GENERATOR DECS250^PANEL
AT0140 | 2769310-1,2769310-4 | MODULE, DECS-250 | GENERATOR DECS250^PANEL
AU0120 | 2684693-22 | 5094-AEN2TRXT, FLEX 5000 I/O | GENERATOR DECS250^PANEL
FU0120 | 1043265-1,1043265-5 | FUSE, 10A | GENERATOR DECS250^PANEL
FU0121 | 1043265-1,1043265-5 | FUSE, 10A | GENERATOR DECS250^PANEL
FU0313 | 1043265-1,1043265-7 | FUSE, 20A | GENERATOR DECS250^PANEL
FU0314 | 1043265-1,1043265-7 | FUSE, 20A | GENERATOR DECS250^PANEL
FU0332 | 1043265-1,1043265-7 | FUSE, 20A | GENERATOR DECS250^PANEL
FU0333 | 1043265-1,1043265-4 | FUSE, 5A | GENERATOR DECS250^PANEL
FU0334 | 1043265-1,1043265-4 | FUSE, 5A | GENERATOR DECS250^PANEL
FU0335 | 1043265-1,1043265-4 | FUSE, 5A | GENERATOR DECS250^PANEL
GR0120 | 903849C1 | RAIL GROUND, DIN RAIL GROUNDING | GENERATOR DECS250^PANEL
GR0141 | 903849C1 | RAIL GROUND, DIN RAIL GROUNDING | GENERATOR DECS250^PANEL
GR0142 | 903849C1 | RAIL GROUND, DIN RAIL GROUNDING | GENERATOR DECS250^PANEL
KA0121 | 1061979-1 | RELAY, AUTOMATIC CLOSE CIRCUIT BREAKER | GENERATOR DECS250^PANEL
KA0123 | 1061979-1 | RELAY, CGCM #1 ENABLED | GENERATOR DECS250^PANEL
KA0128 | 1061979-1 | RELAY, GENERATOR TRIP SUMMARY CIRCUIT BREAKER | GENERATOR DECS250^PANEL
KA0180 | 1061979-1 | RELAY, 90% SPEED | GENERATOR DECS250^PANEL
KA0185 | 1061979-1 | RELAY, PERMISSIVE CLOSE CIRCUIT BREAKER | GENERATOR DECS250^PANEL
KA0310 | 1061979-1 | RELAY, CGCM #1 FAULT | GENERATOR DECS250^PANEL
KA0313 | 1076251-1,1076251-2 | RELAY, PMG INPUT #1 | GENERATOR DECS250^PANEL
KA0330 | 1061979-1 | RELAY, CLOSED CIRCUIT BREAKER | GENERATOR DECS250^PANEL
KA0331 | 1061979-1 | RELAY, MAIN UTILITY BREAKER AUXILIARY CONTACT CLOSED | GENERATOR DECS250^PANEL
KA0332 | 1061979-1 | RELAY, CLOSE CONTROL CIRCUIT BREAKER | GENERATOR DECS250^PANEL
KA0333 | 1061979-1 | RELAY, TRIP CONTROL CIRCUIT BREAKER | GENERATOR DECS250^PANEL
KA0335 | 1061979-1 | RELAY, NO EMERGENCY SHUTDOWN SUMMARY | GENERATOR DECS250^PANEL
KA0336 | 1061979-1 | RELAY, CONTROLLER ACTIVE | GENERATOR DECS250^PANEL
KA0364 | 1031741-4 | RELAY, SYNCHRONIZATION CHECK | GENERATOR DECS250^PANEL
KA0901 | 1061979-1 | RELAY, LOCKED OUT SYNC FAIL | GENERATOR DECS250^PANEL
KA0902 | 1061979-1 | RELAY, READY TO LOAD | GENERATOR DECS250^PANEL
KA0903 | 1061979-1 | RELAY, READY TO START TO SYNC PANEL | GENERATOR DECS250^PANEL
KA0908 | 1061979-1 | RELAY, GENERATOR OVER LOAD | GENERATOR DECS250^PANEL
KA0909 | 1061979-1 | RELAY, GENERATOR OVER VOLTAGE | GENERATOR DECS250^PANEL
KA0910 | 1061979-1 | RELAY, MASTER TRIP | GENERATOR DECS250^PANEL
KA0911 | 1061979-1 | RELAY, ALARM SUMMARY | GENERATOR DECS250^PANEL
KA4100 | 1076251-1,1076251-2 | RELAY, GENERATOR HEATER DISABLED | GENERATOR DECS250^PANEL
PEG0140 | 232941-200 | BUS BAR, GENERATOR - POWER EARTH GROUNDING | GENERATOR DECS250^PANEL
RS0106 | 969787C1 | RESISTIVE SHUNT, EXCITER FIELD CURRENT REGULATOR | GENERATOR DECS250^PANEL
XT0120 | 1066730-7,1067996-4 | TERMINAL BLOCK, SPRING, 4 CONDUCTOR,30-12 AWG (0.05-3.31 MM2),NON-IS | GENERATOR DECS250^PANEL
XT0130 | 1066730-7,1067996-53 | TERMINAL BLOCK, SPRING, 4 CONDUCTOR,30-12 AWG (0.05-3.31 MM2),NON-IS | GENERATOR DECS250^PANEL
XT0313 | 1066730-7,1067996-4 | TERMINAL BLOCK, SPRING, 4 CONDUCTOR,30-12 AWG (0.05-3.31 MM2),NON-IS | GENERATOR DECS250^PANEL
XT0332 | 1066730-7,1067996-4 | TERMINAL BLOCK, SPRING, 4 CONDUCTOR,30-12 AWG (0.05-3.31 MM2),NON-IS | GENERATOR DECS250^PANEL
XT0334 | 1066730-7,1067996-4 | TERMINAL BLOCK, SPRING, 4 CONDUCTOR,30-12 AWG (0.05-3.31 MM2),NON-IS | GENERATOR DECS250^PANEL
XT0335 | 1066730-7,1067996-4 | TERMINAL BLOCK, SPRING, 4 CONDUCTOR,30-12 AWG (0.05-3.31 MM2),NON-IS | GENERATOR DECS250^PANEL
XT0336 | 1066730-7,1067996-4 | TERMINAL BLOCK, SPRING, 4 CONDUCTOR,30-12 AWG (0.05-3.31 MM2),NON-IS | GENERATOR DECS250^PANEL
XT0337 | 1066730-7,1067996-4 | TERMINAL BLOCK, SPRING, 4 CONDUCTOR,30-12 AWG (0.05-3.31 MM2),NON-IS | GENERATOR DECS250^PANEL
XT0340 | 1066730-7,1066730-8,1067996-4 | TERMINAL BLOCK, SPRING, 4 CONDUCTOR,30-12 AWG (0.05-3.31 MM2),NON-IS | GENERATOR DECS250^PANEL
XT0341 | 1066730-7,1066730-8,1067996-4,1067996-82 | TERMINAL BLOCK, SPRING, 4 CONDUCTOR,30-12 AWG (0.05-3.31 MM2),NON-IS | GENERATOR DECS250^PANEL
XT0342 | 1066730-7,1066730-8,1067996-4 | TERMINAL BLOCK, SPRING, 4 CONDUCTOR,30-12 AWG (0.05-3.31 MM2),NON-IS | GENERATOR DECS250^PANEL
XT0343 | 1066730-7,1066730-8,1067996-4 | TERMINAL BLOCK, SPRING, 4 CONDUCTOR,30-12 AWG (0.05-3.31 MM2),NON-IS | GENERATOR DECS250^PANEL
XT0350 | 1066730-16,1067996-18,1067996-2 | TERMINAL STRIP, 2 CONDUCTOR | GENERATOR DECS250^PANEL
XT0351 | 1066730-7,1067996-4 | TERMINAL BLOCK, SPRING, 4 CONDUCTOR,30-12 AWG (0.05-3.31 MM2),NON-IS | GENERATOR DECS250^PANEL
XT0352 | 1066730-16,1066730-17,1066730-18 | TERMINAL STRIP, 2 CONDUCTOR | GENERATOR DECS250^PANEL
XT0360 | 1066730-7,1067996-4 | TERMINAL BLOCK, SPRING, 4 CONDUCTOR,30-12 AWG (0.05-3.31 MM2),NON-IS | GENERATOR DECS250^PANEL
XT0370 | 1066730-7,1067996-4 | TERMINAL BLOCK, SPRING, 4 CONDUCTOR,30-12 AWG (0.05-3.31 MM2),NON-IS | GENERATOR DECS250^PANEL
XT9061 | 1066730-7 | TERMINAL BLOCK, SPRING, 4 CONDUCTOR,30-12 AWG (0.05-3.31 MM2),NON-IS | GENERATOR DECS250^PANEL
AF0181 | 2684693-17,2684693-25 | 5094-OB8XT, 8 DISCRETE OUTPUT | GENERATOR VIB^PANEL
AF0182 | 2684693-17,2684693-23 | 5094-IB16XT, 16 DISCRETE INPUT | GENERATOR VIB^PANEL
AF0183 | 2684693-17,2684693-23 | 5094-IB16XT, 16 DISCRETE INPUT | GENERATOR VIB^PANEL
AF0184 | 2684693-19,2684693-33 | 5094-IY8XT, 8 ANALOG INPUT, TC/RTD/ I&V | GENERATOR VIB^PANEL
AF0185 | 2684693-17,2684693-24 | 5094-OB16XT, 16 DISCRETE OUTPUT | GENERATOR VIB^PANEL
AU0180 | 2684693-22 | 5094-AEN2TRXT, FLEX 5000 I/O | GENERATOR VIB^PANEL
FU0180 | 1043265-1,1043265-5 | FUSE, 10A | GENERATOR VIB^PANEL
FU0181 | 1043265-1,1043265-5 | FUSE, 10A | GENERATOR VIB^PANEL
FU0182 | 1043265-1,1043265-5 | FUSE, 10A | GENERATOR VIB^PANEL
GR0180 | 903849C1 | RAIL GROUND, DIN RAIL GROUNDING | GENERATOR VIB^PANEL
GR0181 | 903849C1 | RAIL GROUND, DIN RAIL GROUNDING | GENERATOR VIB^PANEL
IEG0130 | 232941-110 | BUS BAR, GENERATOR - INSTRUMENT EARTH GROUNDING | GENERATOR VIB^PANEL
KA0194 | 1061979-1 | RELAY, ALARM SUMMARY RELAY | GENERATOR VIB^PANEL
KA0195 | 1061979-1 | RELAY, RUNNING TO DCS | GENERATOR VIB^PANEL
KA0196 | 1061979-1 | RELAY, SPARE | GENERATOR VIB^PANEL
KA0197 | 1061979-1 | RELAY, SPARE | GENERATOR VIB^PANEL
KA0198 | 1061979-1 | RELAY, SPARE | GENERATOR VIB^PANEL
KA0752 | 1061979-1 | RELAY, RESET | GENERATOR VIB^PANEL
KA0912 | 1061979-1 | RELAY, SHUTDOWN SUMMARY RELAY | GENERATOR VIB^PANEL
KA0913 | 1061979-1 | RELAY, GAS DETECTED SUMMARY | GENERATOR VIB^PANEL
KA0919 | 1061979-1 | RELAY, SPARE | GENERATOR VIB^PANEL
KA0920 | 1061979-1 | RELAY, SPARE | GENERATOR VIB^PANEL
KA0921 | 1061979-1 | RELAY, SPARE | GENERATOR VIB^PANEL
XT0180 | 1066730-7,1067996-53 | TERMINAL BLOCK, SPRING, 4 CONDUCTOR,30-12 AWG (0.05-3.31 MM2),NON-IS | GENERATOR VIB^PANEL
GR02560 | 903849C1 | RAIL GROUND, DIN RAIL GROUNDING | HEATER PANEL
GR02561 | 903849C1 | RAIL GROUND, DIN RAIL GROUNDING | HEATER PANEL
H02560 | 1016288 | HEATER, CONTROL CONSOLE | HEATER PANEL
H02561 | 1016288 | HEATER, CONTROL CONSOLE | HEATER PANEL
QS0256 | 1087368 | CIRCUIT BREAKER, DOUBLE POLE - RAIL MOUNTABLE | HEATER PANEL
TS0256 | 1007704 | THERMOSTAT, CONTROL CONSOLE^SPACE HEATER CONTROL | HEATER PANEL
XT02560 | 1066730-7 | TERMINAL BLOCK, SPRING, 4 CONDUCTOR,30-12 AWG (0.05-3.31 MM2),NON-IS | HEATER PANEL
XT0566 | 1066730-1 | TERMINAL STRIP, 4 CONDUCTOR | HEATER PANEL
PA0700 | 1035040-210,[2]1565287-10,1565287-9 | AMMETER, CURRENT MEASUREMENT | METER PANEL
PA0701 | 1035040-200,1616415-2 | AMMETER, EXCITER FIELD CURRENT | METER PANEL
PA0703 | 1035040-1047,1035040-243,1620357-117,1620357-126,[7]1620357-172,186665-71 | WATT METER, POWER | METER PANEL
PA0771 | 1035040-207,1616419-3 | WATT METER, POWER FACTOR | METER PANEL
PF0701 | 1035040-208,1616418-1 | METER, FREQUENCY MEASUREMENT | METER PANEL
PV0700 | 1035040-211,[2]1620356-30 | VOLT METER, VOLTAGE MEASUREMENT | METER PANEL
PV0701 | 1035040-206,1616416-2 | VOLT METER, EXCITER FIELD VOLTAGE | METER PANEL
BUOS | REFERENCE |  | PANEL
CC5001 | < no partnumber assigned > | CUSTOMER CONNECTION, CONSOLE POWER | PANEL
CC5001A | < no partnumber assigned > | CUSTOMER CONNECTION, 24 VDC SUPPLY TROUBLE | PANEL
KA9900 | CUSTOMER DEFINED | COMPONENT DESCRIPTION, SYNCH PANEL AUTO/MAN | PANEL
KA9901 | CUSTOMER DEFINED | COMPONENT DESCRIPTION, SYNCH PANEL AUTO/MAN | PANEL
SB7510 | CUSTOMER DEFINED | PUSHBUTTON SWITCH, START (CUSTOMER) | PANEL
SB7511 | CUSTOMER DEFINED | PUSHBUTTON SWITCH, NORMAL STOP (CUSTOMER) | PANEL
SB7512 | CUSTOMER DEFINED | PUSHBUTTON SWITCH, EMERGENCY STOP (CUSTOMER) | PANEL
SB7551 | CUSTOMER DEFINED | PUSHBUTTON SWITCH, VOLTAGE INCREASE (EXTERNAL) | PANEL
SB7552 | CUSTOMER DEFINED | PUSHBUTTON SWITCH, VOLTAGE DECREASE (EXTERNAL) | PANEL
SB7554 | CUSTOMER DEFINED | PUSHBUTTON SWITCH, SPEED INCREASE (EXTERNAL) | PANEL
SB7555 | CUSTOMER DEFINED | PUSHBUTTON SWITCH, SPEED DECREASE (EXTERNAL) | PANEL
AP0601 | 1089241-20 | MODULE, BLANK FILLER | PLC PANEL
AP0602 | 1089241-40 | 1756-EN2TRXT, ETHERNET | PLC PANEL
AP0603 | 1089241-40 | 1756-EN2TRXT, ETHERNET | PLC PANEL
AP0604 | 1089241-20,1089241-36 | 1756-EN2TXT, ETHERNET | PLC PANEL
AP0605 | 1089241-20,1089241-36 | 1756-EN2TXT, ETHERNET | PLC PANEL
AP0606 | 1089241-20 | MODULE, BLANK FILLER | PLC PANEL
AP0607 | 1089241-20 | MODULE, BLANK FILLER | PLC PANEL
AP0608 | 1089241-20 | MODULE, BLANK FILLER | PLC PANEL
AP0609 | 1089241-40 | 1756-EN2TRXT, ETHERNET | PLC PANEL
AR0600 | 1089241-42 | RACK CHASSIS, 1756-A10XT (10 SLOT) | PLC PANEL
AT0600 | 1089241-43 | 1756-L83EXTS, CONTROLLER^GUARDLOGIX | PLC PANEL
AT0681 | 1144558-11 | ETHERNET, DH/RIO CONVERTER | PLC PANEL
FU0681 | 1043265-1,1043265-4 | FUSE, 5A | PLC PANEL
GR0681 | 903849C1 | RAIL GROUND, DIN RAIL GROUNDING | PLC PANEL
UV0600 | 1089241-28 | POWER SUPPLY, RSLOGIX CHASSIS | PLC PANEL
AT0680 | 1634974-100 | GATEWAY MODULE, TURBOTRONIC GATEWAY | PWR,DISTRIBUTION RAIL^LEFT DOOR
FU0190 | 1043265-1,1043265-5 | FUSE, 10A | PWR,DISTRIBUTION RAIL^LEFT DOOR
FU0200 | 1043265-1,1043265-5 | FUSE, 10A | PWR,DISTRIBUTION RAIL^LEFT DOOR
FU0201 | 1043265-5 | FUSE, 10A | PWR,DISTRIBUTION RAIL^LEFT DOOR
FU0273 | 1043265-1,1043265-4 | FUSE, 5A | PWR,DISTRIBUTION RAIL^LEFT DOOR
FU0560 | 1043265-1,1043265-7 | FUSE, 20A | PWR,DISTRIBUTION RAIL^LEFT DOOR
FU0680 | 1043265-1,1043265-4 | FUSE, 5A | PWR,DISTRIBUTION RAIL^LEFT DOOR
XT0560 | 1066730-16 | TERMINAL STRIP, 2 CONDUCTOR | PWR,DISTRIBUTION RAIL^LEFT DOOR
XT0561 | 1066730-7 | TERMINAL BLOCK, SPRING, 4 CONDUCTOR,30-12 AWG (0.05-3.31 MM2),NON-IS | PWR,DISTRIBUTION RAIL^LEFT DOOR
XT0562 | 1066730-53,1066730-7 | TERMINAL BLOCK, SPRING, 4 CONDUCTOR,30-12 AWG (0.05-3.31 MM2),NON-IS | PWR,DISTRIBUTION RAIL^LEFT DOOR
XT0563 | 1066730-7,1066730-8 | TERMINAL BLOCK, SPRING, 4 CONDUCTOR,30-12 AWG (0.05-3.31 MM2),NON-IS | PWR,DISTRIBUTION RAIL^LEFT DOOR
XT0680 | 1066730-7 | TERMINAL BLOCK, SPRING, 4 CONDUCTOR,30-12 AWG (0.05-3.31 MM2),NON-IS | PWR,DISTRIBUTION RAIL^LEFT DOOR
HL0256 | 1035040-1232,1064851-6,2380746-7 | LIGHT, CONSOLE SPACE HEATERS ENERGIZED, AMBER | SWITCH PANEL
HL0701 | 1751651-2 | LIGHT, GENERATOR CIRCUIT BREAKER OPEN, GREEN | SWITCH PANEL
HL0702 | 1751651-1 | LIGHT, GENERATOR CIRCUIT BREAKER CLOSED, RED | SWITCH PANEL
HL0703 | 910087C1 | LIGHT, GENERATOR SYNCHRONIZING - PHASE A, CLEAR | SWITCH PANEL
HL0704 | 910087C1 | LIGHT, GENERATOR SYNCHRONIZING - PHASE C, CLEAR | SWITCH PANEL
PF0700 | 1035040-209,127147-3,1614318-1 | GAGE, SYNCHROSCOPE | SWITCH PANEL
SA0700 | 1051149-3 | SELECTOR SWITCH, MANUAL SYNCHRONIZATION | SWITCH PANEL
SA0701 | 1051149-5 | SELECTOR SWITCH, CIRCUIT BREAKER CONTROL | SWITCH PANEL
SA0710 | 1051149-4 | SELECTOR SWITCH, VOLTAGE SELECT | SWITCH PANEL
SA0740 | 1051149-2 | SELECTOR SWITCH, CURRENT SELECT | SWITCH PANEL
SA0770 | 1051149-1 | SELECTOR SWITCH, KW/KVAR SELECT | SWITCH PANEL
GR0150 | 903849C1 | RAIL GROUND, DIN RAIL GROUNDING | TERMINAL PANEL #1
GR0151 | 903849C1 | RAIL GROUND, DIN RAIL GROUNDING | TERMINAL PANEL #1
GR0152 | 903849C1 | RAIL GROUND, DIN RAIL GROUNDING | TERMINAL PANEL #1
KA0135 | 1061979-1 | RELAY, AC PRE/POST PUMP DRIVE | TERMINAL PANEL #1
KA3220 | 1061979-1 | RELAY, LUBE OIL COOLER FAN #1 | TERMINAL PANEL #1
KA3221 | 1061979-1 | RELAY, LUBE OIL COOLER FAN #2 | TERMINAL PANEL #1
KA4310 | 1061979-1 | RELAY, CACA GENERATOR COOLING FAN #1 | TERMINAL PANEL #1
KA4311 | 1061979-1 | RELAY, CACA GENERATOR COOLING FAN #2 | TERMINAL PANEL #1
KA6211 | 1061979-1 | RELAY, DRIVER ENCLOSURE^VENT FAN #1 | TERMINAL PANEL #1
KA6212 | 1061979-1 | RELAY, DRIVER ENCLOSURE^VENT FAN #2 | TERMINAL PANEL #1
XT9000 | 1066730-7 | TERMINAL BLOCK, SPRING, 4 CONDUCTOR,30-12 AWG (0.05-3.31 MM2),NON-IS | TERMINAL PANEL #1
XT9003 | 1066730-7 | TERMINAL BLOCK, SPRING, 4 CONDUCTOR,30-12 AWG (0.05-3.31 MM2),NON-IS | TERMINAL PANEL #1
XT9004 | 1066730-7 | TERMINAL BLOCK, SPRING, 4 CONDUCTOR,30-12 AWG (0.05-3.31 MM2),NON-IS | TERMINAL PANEL #1
XT9005 | 1066730-7 | TERMINAL BLOCK, SPRING, 4 CONDUCTOR,30-12 AWG (0.05-3.31 MM2),NON-IS | TERMINAL PANEL #1
XT9016 | 1066730-7 | TERMINAL BLOCK, SPRING, 4 CONDUCTOR,30-12 AWG (0.05-3.31 MM2),NON-IS | TERMINAL PANEL #1
XT9017 | 1066730-7 | TERMINAL BLOCK, SPRING, 4 CONDUCTOR,30-12 AWG (0.05-3.31 MM2),NON-IS | TERMINAL PANEL #1
GR0153 | 903849C1 | RAIL GROUND, DIN RAIL GROUNDING | TERMINAL PANEL #2
GR0154 | 903849C1 | RAIL GROUND, DIN RAIL GROUNDING | TERMINAL PANEL #2
GR0155 | 903849C1 | RAIL GROUND, DIN RAIL GROUNDING | TERMINAL PANEL #2
XT02561 | 1066730-7,1067996-4 | TERMINAL BLOCK, SPRING, 4 CONDUCTOR,30-12 AWG (0.05-3.31 MM2),NON-IS | TERMINAL PANEL #2
XT9018 | 1066730-7 | TERMINAL BLOCK, SPRING, 4 CONDUCTOR,30-12 AWG (0.05-3.31 MM2),NON-IS | TERMINAL PANEL #2
XT9019 | 1066730-7 | TERMINAL BLOCK, SPRING, 4 CONDUCTOR,30-12 AWG (0.05-3.31 MM2),NON-IS | TERMINAL PANEL #2
XT9024 | 1066730-7 | TERMINAL BLOCK, SPRING, 4 CONDUCTOR,30-12 AWG (0.05-3.31 MM2),NON-IS | TERMINAL PANEL #2
XT9100 | 1066730-7 | TERMINAL BLOCK, SPRING, 4 CONDUCTOR,30-12 AWG (0.05-3.31 MM2),NON-IS | TERMINAL PANEL #2
AF0400 | 1322418-31,1322418-40,1322418-72,1322418-73 | 1444-TSCX02-02RB, 2-CH TACHOMETER INPUT^DYNAMIX 1444 VIBRATION | TURB VIB^PANEL
AF0410 | 1322418-11,1322418-20,1322418-70,1322418-71 | 1444-DYN04-01RA, 4-CH VIBRATION INPUT^DYNAMIX 1444 VIBRATION | TURB VIB^PANEL
AF0440 | 1322418-11,1322418-20,1322418-70,1322418-71 | 1444-DYN04-01RA, 4-CH VIBRATION INPUT^DYNAMIX 1444 VIBRATION | TURB VIB^PANEL
AF0450 | 1322418-11,1322418-20,1322418-70,1322418-71 | 1444-DYN04-01RA, 4-CH VIBRATION INPUT^DYNAMIX 1444 VIBRATION | TURB VIB^PANEL
FU0113 | 1043265-1,1043265-4 | FUSE, 5A | TURB VIB^PANEL
GR0110 | 903849C1 | RAIL GROUND, DIN RAIL GROUNDING | TURB VIB^PANEL
GR0112 | 903849C1 | RAIL GROUND, DIN RAIL GROUNDING | TURB VIB^PANEL
XT0110 | 1066730-7,1066730-8,1067996-4 | TERMINAL BLOCK, SPRING, 4 CONDUCTOR,30-12 AWG (0.05-3.31 MM2),NON-IS | TURB VIB^PANEL
XT0400 | 1066730-1,1066730-2,1066730-67 |  | TURB VIB^PANEL
XT0400 | 1066730-1,1066730-2,1066730-67 |  | TURB VIB^PANEL
XT0400 | 1066730-1,1066730-2,1066730-67 | TERMINAL STRIP, 4 CONDUCTOR | TURB VIB^PANEL
XT0400 | 1066730-1,1066730-2,1066730-67 | TERMINAL STRIP, 4 CONDUCTOR | TURB VIB^PANEL
AF0081 | 2684693-18,2684693-28 | 5094-IB16SXT, 16 DISCRETE INPUT, S | TURBINE PANEL A
AF0082 | 2684693-17,2684693-23 | 5094-IB16XT, 16 DISCRETE INPUT | TURBINE PANEL A
AF0083 | 2684693-19,2684693-33 | 5094-IY8XT, 8 ANALOG INPUT, TC/RTD/ I&V | TURBINE PANEL A
AF0084 | 2684693-19,2684693-33 | 5094-IY8XT, 8 ANALOG INPUT, TC/RTD/ I&V | TURBINE PANEL A
AF0085 | 2684693-18,2684693-56 | 5094-IF8IHXT, 8 ANALOG INPUT, ISOLATED | TURBINE PANEL A
AF0086 | 2684693-18,2684693-56 | 5094-IF8IHXT, 8 ANALOG INPUT, ISOLATED | TURBINE PANEL A
AF0087 | 2684693-17,2684693-23 | 5094-IB16XT, 16 DISCRETE INPUT | TURBINE PANEL A
AF0091 | 2684693-17,2684693-23 | 5094-IB16XT, 16 DISCRETE INPUT | TURBINE PANEL A
AF0092 | 2684693-17,2684693-24 | 5094-OB16XT, 16 DISCRETE OUTPUT | TURBINE PANEL A
AF0093 | 2684693-17,2684693-24 | 5094-OB16XT, 16 DISCRETE OUTPUT | TURBINE PANEL A
AF0094 | 2684693-19,2684693-33 | 5094-IY8XT, 8 ANALOG INPUT, TC/RTD/ I&V | TURBINE PANEL A
AF0095 | 2684693-17,2684693-25 | 5094-OB8XT, 8 DISCRETE OUTPUT | TURBINE PANEL A
AU0080 | 2684693-22 | 5094-AEN2TRXT, FLEX 5000 I/O | TURBINE PANEL A
AU0090 | 2684693-22 | 5094-AEN2TRXT, FLEX 5000 I/O | TURBINE PANEL A
F0200 | 1022716-1 | EMI/SURGE FILTER, 24VDC | TURBINE PANEL A
FU0010 | 1043265-1,1043265-5 | FUSE, 10A | TURBINE PANEL A
FU0011 | 1043265-9 | FUSE, 30A | TURBINE PANEL A
FU0012 | 1043265-1,1043265-5 | FUSE, 10A | TURBINE PANEL A
FU0013 | 1043265-1,1043265-5 | FUSE, 10A | TURBINE PANEL A
FU0014 | 1043265-1,1043265-5 | FUSE, 10A | TURBINE PANEL A
FU0015 | 1043265-1,1043265-5 | FUSE, 10A | TURBINE PANEL A
FU0016 | 1043265-1,1043265-5 | FUSE, 10A | TURBINE PANEL A
FU0080 | 1043265-1,1043265-5 | FUSE, 10A | TURBINE PANEL A
FU0081 | 1043265-1,1043265-5 | FUSE, 10A | TURBINE PANEL A
FU0082 | 1043265-1,1043265-5 | FUSE, 10A | TURBINE PANEL A
FU0090 | 1043265-1,1043265-5 | FUSE, 10A | TURBINE PANEL A
FU0091 | 1043265-1,1043265-5 | FUSE, 10A | TURBINE PANEL A
FU0092 | 1043265-1,1043265-5 | FUSE, 10A | TURBINE PANEL A
FU0093 | 1043265-1,1043265-5 | FUSE, 10A | TURBINE PANEL A
FU0136 | 1043265-1,1043265-9 | FUSE, 30A | TURBINE PANEL A
FU0137 | 1043265-1,1043265-7 | FUSE, 20A | TURBINE PANEL A
FU0139 | 1043265-1,1043265-4 | FUSE, 5A | TURBINE PANEL A
GR0131 | 903849C1 | RAIL GROUND, DIN RAIL GROUNDING | TURBINE PANEL A
GR0132 | 903849C1 | RAIL GROUND, DIN RAIL GROUNDING | TURBINE PANEL A
GR0133 | 903849C1 | RAIL GROUND, DIN RAIL GROUNDING | TURBINE PANEL A
GR0134 | 903849C1 | RAIL GROUND, DIN RAIL GROUNDING | TURBINE PANEL A
KA0130 | 1061979-1 | RELAY, LOWSPEED/OPEN PROBE SETPOINT | TURBINE PANEL A
KA0131 | 1061979-1 | RELAY, CONTROLLER ACTIVE | TURBINE PANEL A
KA0132 | 1061979-1 | RELAY, CONTROLLER ACTIVE | TURBINE PANEL A
KA0133 | 1061979-1 | RELAY, POST LUBE NOT REQUIRED | TURBINE PANEL A
KA0134 | 1061979-1 | RELAY, BACKUP COMMAND OFF | TURBINE PANEL A
KA0136 | 1061979-1 | RELAY, LUBE OIL HEADER^PRESSURE HIGH | TURBINE PANEL A
KA0137 | 1061979-1 | RELAY, LUBE PUMP INHIBIT | TURBINE PANEL A
KA0138 | 1061979-1 | RELAY, BACKUP LUBE OIL PUMP OFF | TURBINE PANEL A
KA0141 | 1061979-1 | RELAY, CONTROLLER ACTIVE | TURBINE PANEL A
KA0144 | 1061979-1 | RELAY, AC PRE/POST PUMP DRIVE | TURBINE PANEL A
KA2160 | 1061979-1 | RELAY, CLOSE GAS BLOCK VALVE | TURBINE PANEL A
KA2161 | 1061979-1 | RELAY, OPEN GAS BLEED VALVE | TURBINE PANEL A
KA7512 | 1061979-1 | RELAY, CUSTOMER EMERGENCY SHUTDOWN | TURBINE PANEL A
KT0140 | 2651077-1 | TIMER RELAY, BACKUP PUMP POST LUBE OFF CYCLE | TURBINE PANEL A
KT0141 | 2651077-1 | TIMER RELAY, BACKUP POST LUBE CONTINUOUS | TURBINE PANEL A
KT0142 | 2651077-1 | TIMER RELAY, TOTAL POST LUBE | TURBINE PANEL A
KT0143 | 2651077-1 | TIMER RELAY, BACKUP PUMP POST LUBE ON CYCLE | TURBINE PANEL A
KT0144 | 2651077-1 | TIMER RELAY, HEADER PRESSURE HIGH BACKUP PUMP OFF | TURBINE PANEL A
KT0145 | 2651077-1 | TIMER RELAY, FIRE DETECTED ROLLDOWN LUBE | TURBINE PANEL A
KT0146 | 2651077-3 | TIMER RELAY, WATCHDOG | TURBINE PANEL A
PC0470 | 2271605-1 | TIMER/COUNTER, ENGINE HOUR / START COUNTER | TURBINE PANEL A
PEG0130 | 232941-300 | BUS BAR, PANEL A - POWER EARTH GROUNDING | TURBINE PANEL A
RR0851 | 981090C1 | RESISTOR, 3.01K OHM | TURBINE PANEL A
RR0852 | 981089C1 | RESISTOR, 1.0K OHM | TURBINE PANEL A
XT0011 | 1066730-16,1066730-17,1066730-18 | TERMINAL STRIP, 2 CONDUCTOR | TURBINE PANEL A
XT0012 | 1066730-16,1066730-17,1066730-18 | TERMINAL STRIP, 2 CONDUCTOR | TURBINE PANEL A
XT0013 | 1066730-16,1066730-17 | TERMINAL STRIP, 2 CONDUCTOR | TURBINE PANEL A
XT0080 | 1066730-7,1066730-8 | TERMINAL BLOCK, SPRING, 4 CONDUCTOR,30-12 AWG (0.05-3.31 MM2),NON-IS | TURBINE PANEL A
XT0085 | 1066730-7,1066730-8 | TERMINAL BLOCK, SPRING, 4 CONDUCTOR,30-12 AWG (0.05-3.31 MM2),NON-IS | TURBINE PANEL A
XT0090 | 1066730-7,1066730-8 | TERMINAL BLOCK, SPRING, 4 CONDUCTOR,30-12 AWG (0.05-3.31 MM2),NON-IS | TURBINE PANEL A
XT0134 | 1066730-16,1066730-17 | TERMINAL STRIP, 2 CONDUCTOR | TURBINE PANEL A
XT0135 | 1066730-7,1066730-8 | TERMINAL BLOCK, SPRING, 4 CONDUCTOR,30-12 AWG (0.05-3.31 MM2),NON-IS | TURBINE PANEL A
XT0136 | 1066730-7,1066730-8 | TERMINAL BLOCK, SPRING, 4 CONDUCTOR,30-12 AWG (0.05-3.31 MM2),NON-IS | TURBINE PANEL A
XT0138 | 1066730-16,1066730-17 | TERMINAL STRIP, 2 CONDUCTOR | TURBINE PANEL A
XT0139 | 1066730-7,1066730-8 | TERMINAL BLOCK, SPRING, 4 CONDUCTOR,30-12 AWG (0.05-3.31 MM2),NON-IS | TURBINE PANEL A
AF0061 | 2684693-17,2684693-25 | 5094-OB8XT, 8 DISCRETE OUTPUT | TURBINE PANEL B
AF0062 | 2684693-17,2684693-25 | 5094-OB8XT, 8 DISCRETE OUTPUT | TURBINE PANEL B
AF0063 | 2684693-17,2684693-23 | 5094-IB16XT, 16 DISCRETE INPUT | TURBINE PANEL B
AF0064 | 2684693-18,2684693-30 | 5094-IF4IHSXT, 4 ANALOG INPUT, S | TURBINE PANEL B
AF0065 | 2684693-18,2684693-30 | 5094-IF4IHSXT, 4 ANALOG INPUT, S | TURBINE PANEL B
AF0066 | 2684693-18,2684693-27 | 5094-OF8IHXT, 8 ANALOG OUTPUT, ISOLATED | TURBINE PANEL B
AF0067 | 2684693-21,2684693-36 | 5094-IRT8SXT, 8 RTD/TC ANALOG INPUT, S | TURBINE PANEL B
AF0071 | 2684693-18,2684693-32 | 5094-IJ2ISXT, 2 FAST COUNTER INPUT, S | TURBINE PANEL B
AF0072 | 2684693-18,2684693-30 | 5094-IF4IHSXT, 4 ANALOG INPUT, S | TURBINE PANEL B
AF0073 | 2684693-21,2684693-36 | 5094-IRT8SXT, 8 RTD/TC ANALOG INPUT, S | TURBINE PANEL B
AF0074 | 2684693-18,2684693-56 | 5094-IF8IHXT, 8 ANALOG INPUT, ISOLATED | TURBINE PANEL B
AF0075 | 2684693-18,2684693-30 | 5094-IF4IHSXT, 4 ANALOG INPUT, S | TURBINE PANEL B
AF0076 | 2684693-18,2684693-55 | 5094-OB16SXT, 16 DISCRETE OUTPUT, S | TURBINE PANEL B
AU0060 | 2684693-22 | 5094-AEN2TRXT, FLEX 5000 I/O | TURBINE PANEL B
AU0070 | 2684693-22 | 5094-AEN2TRXT, FLEX 5000 I/O | TURBINE PANEL B
FU0060 | 1043265-1,1043265-5 | FUSE, 10A | TURBINE PANEL B
FU0061 | 1043265-1,1043265-5 | FUSE, 10A | TURBINE PANEL B
FU0062 | 1043265-1,1043265-5 | FUSE, 10A | TURBINE PANEL B
FU0070 | 1043265-1,1043265-5 | FUSE, 10A | TURBINE PANEL B
FU0071 | 1043265-1,1043265-5 | FUSE, 10A | TURBINE PANEL B
FU0210 | 1043265-1,1043265-7 | FUSE, 20A | TURBINE PANEL B
FU0211 | 1043265-1,1043265-4 | FUSE, 5A | TURBINE PANEL B
FU0212 | 1043265-1,1043265-4 | FUSE, 5A | TURBINE PANEL B
GR0231 | 903849C1 | RAIL GROUND, DIN RAIL GROUNDING | TURBINE PANEL B
GR0232 | 903849C1 | RAIL GROUND, DIN RAIL GROUNDING | TURBINE PANEL B
GR0233 | 903849C1 | RAIL GROUND, DIN RAIL GROUNDING | TURBINE PANEL B
IEG0230 | 232941-300 | BUS BAR, PANEL B - INSTRUMENT EARTH GROUNDING | TURBINE PANEL B
KA0217 | 1061979-1 | RELAY, MAIN GAS FUEL ACTUATOR ENABLE | TURBINE PANEL B
KA0221 | 1061979-1 | RELAY, PRIMARY GAS FUEL^SHUTOFF VALVE | TURBINE PANEL B
KA0222 | 1061979-1 | RELAY, SECONDARY GAS FUEL^ SHUTOFF VALVE | TURBINE PANEL B
KA0231 | 1061979-1 | RELAY, CONTROLLER ACTIVE | TURBINE PANEL B
KA0232 | 1061979-1 | RELAY, CONTROLLER ACTIVE | TURBINE PANEL B
KA0233 | 1061979-1 | RELAY, CONTROLLER ACTIVE | TURBINE PANEL B
KA0234 | 1061979-1 | RELAY, CONTROLLER ACTIVE | TURBINE PANEL B
KA0235 | 1061979-1 | RELAY, NO EMERGENCY ^SHUTDOWN SUMMARY | TURBINE PANEL B
KA0236 | 1061979-1 | RELAY, NO EMERGENCY ^SHUTDOWN SUMMARY | TURBINE PANEL B
KA0237 | 1061979-1 | RELAY, NO EMERGENCY^SHUTDOWN SUMMARY | TURBINE PANEL B
KA0238 | 1061979-1 | RELAY, NO EMERGENCY SHUTDOWN SUMMARY | TURBINE PANEL B
KA0239 | 1061979-1 | RELAY, NO EMERGENCY SHUTDOWN SUMMARY | TURBINE PANEL B
KA0240 | 1061979-1 | RELAY, NO EMERGENCY SHUTDOWN SUMMARY | TURBINE PANEL B
KA0241 | 1061979-1 | RELAY, BACKUP SYSTEM RESET | TURBINE PANEL B
KA0242 | 1061979-1 | RELAY, BACKUP SYSTEM RESET | TURBINE PANEL B
KA0243 | 1061979-1 | RELAY, NO FIRE DETECTED | TURBINE PANEL B
KA0244 | 1061979-1 | RELAY, NO FIRE DETECTED | TURBINE PANEL B
KA0245 | 1061979-1 | RELAY, NO GAS DETECTED | TURBINE PANEL B
KA0246 | 1061979-1 | RELAY, NO FIRE DETECTED | TURBINE PANEL B
KA0247 | 1061979-1 | RELAY, NO FIRE DETECTED | TURBINE PANEL B
KA0248 | 1061979-1 | RELAY, NO EMERGENCY SHUTDOWN SUMMARY | TURBINE PANEL B
KA0249 | 1061979-1 | RELAY, NO GAS DETECTED | TURBINE PANEL B
KA0250 | 1061979-1 | RELAY, NO EMERGENCY SHUTDOWN SUMMARY | TURBINE PANEL B
KA1020 | 1061979-1 | RELAY, IGNITION START | TURBINE PANEL B
XT0060 | 1066730-7,1066730-8 | TERMINAL BLOCK, SPRING, 4 CONDUCTOR,30-12 AWG (0.05-3.31 MM2),NON-IS | TURBINE PANEL B
XT0070 | 1066730-7,1066730-8 | TERMINAL BLOCK, SPRING, 4 CONDUCTOR,30-12 AWG (0.05-3.31 MM2),NON-IS | TURBINE PANEL B
XT0233 | 1066730-7,1066730-8 | TERMINAL BLOCK, SPRING, 4 CONDUCTOR,30-12 AWG (0.05-3.31 MM2),NON-IS | TURBINE PANEL B
XT0235 | 1066730-7,1066730-8 | TERMINAL BLOCK, SPRING, 4 CONDUCTOR,30-12 AWG (0.05-3.31 MM2),NON-IS | TURBINE PANEL B
XT0237 | 1066730-10,1066730-9 | DIODE TERMINAL STRIP, 4 CONDUCTOR | TURBINE PANEL B
XT0240 | 1066730-7,1066730-8 | TERMINAL BLOCK, SPRING, 4 CONDUCTOR,30-12 AWG (0.05-3.31 MM2),NON-IS | TURBINE PANEL B