## Blue Labels
(SHT 1) JB70 | (SHT 2) JB70 LEFT RAIL | (SHT 3) JB70 RIGHT RAIL | (SHT 4) PANEL A | (SHT 5) PANEL B | (SHT 6) BOP PANEL | (SHT 7) JB1123 MEDIA CONVERTER BOX
AT1100 | GR1101 | EF0160 | AR0600 | AF0500 | IEG0257 | GR1123
SB0471 |  | FU1101 | AP0606 | AF0510 | IEG0180 | BA1302
SB0473 |  | FU1100 | AP0605 | XT0500 | FU0180 | BA1303
SB0474 |  | FU0160 | AP0604 | AF0410 | FU0181 | GR1124
SH0470 |  | BA1100 | AP0603 | XT0400 | XT0180 | FU1300
SH0472 |  | FU0272 | AP0602 | XT0110 | AU0180 | FU1303
SA0473 |  | UV0272 | AP0601 | FU0113 | AF0180 | XT0003
SA0474 |  | UAI4461 | AT0600 | FU0110 | AF0181 | GR1125
HA0472 |  | UAI4460 | UV0600 | FU0120 | AF0182 | IEG1123
SH0471 |  | UAI4471 | AU0090 | FU0121 | GR0180
SA0471 |  | UAI4470 | AF0090 | FU0132 | FU0140
SB0472 |  | UAI4473 | AF0091 | FU0133 | FU0141
|  | UAI4435 | AF0092 | AU0120 | FU0142
|  | UAI4415 | AF0093 | AF0120 | FU0144
|  | GR1100 | XT0136 | AF0121 | FU5430
|  | XT0160 | KA0130 | AF0122 | XT0140
|  |  | KA0131 | AF0123 | KA0531
|  |  | KA0132 | FU0291 | KA0532
|  |  | KA0141 | XT0190 | KA0533
|  |  | KA0133 | KA4401 | KA0534
|  |  | KA0134 | KA0120 | KA0535
|  |  | KA0144 | XT0121 | KA0536
|  |  | KA0136 | FU0130 | KA0537
|  |  | KA0137 | XT0520 | KA0540
|  |  | KA0138 | KA0194 | KA0541
|  |  | KA2160 | KA0193 | KT0571
|  |  | KA0217 | KA0192 | KT0572
|  |  | KT0140 | KA0191 | KT0573
|  |  | KT0141 | KA0190 | XT0572
|  |  | KT0142 | XT5430 | XT0573
|  |  | KT0143 | GR0120 | XT7565
|  |  | KT0144 | XT0130 | XT0570
|  |  | KT0145 | XT0240 | FU0570
|  |  | KT0146 | KA0235 | AF0145
|  |  | KA6340 | KA0236 | GR0257
|  |  | KA0135 | KA0237 | IEG0140
|  |  | KA3103 | KA0238 | XT0142
|  |  | KA3220 | KA0239 | AU0140
|  |  | GR0133 | KA0240 | AF0140
|  |  | FU0090 | KA0248 | AF0141
|  |  | FU0091 | KA0250 | AF0142
|  |  | FU0092 | KA0241 | AF0143
|  |  | XT0090 | KA0242 | AF0144
|  |  | PC0470 | KA0243 | GR0140
|  |  | FU0010 | KA0244 | EF0142
|  |  | FU0139 | KA0246
|  |  | XT0138 | KA0247
|  |  | XT0139 | KA0245
|  |  | XT0134 | KA0249
|  |  | XT0135 | KA0231
|  |  | FU0137 | KA0232
|  |  | FU0136 | KA0233
|  |  | FU0012 | KA0234
|  |  | FU0013 | KA0230
|  |  | FU0014 | FU0070
|  |  | FU0015 | XT0070
|  |  | FU0016 | AU0070
|  |  | XT0012 | AF0070
|  |  | XT0011 | AF0071
|  |  | GR0131 | AF0072
|  |  | FU0011 | AF0073
|  |  | XT0013 | AF0074
|  |  | GR0132 | GR0232
|  |  | KA0221 | KA1020
|  |  | FU0080 | KA0222
|  |  | FU0081 | XT0237
|  |  | FU0082 | XT0236
|  |  | XT0080 | XT0235
|  |  | XT0085 | XT0233
|  |  | AU0080 | FU0210
|  |  | AF0080 | FU0211
|  |  | AF0081 | FU0212
|  |  | AF0082 | FU0060
|  |  | AF0083 | FU0061
|  |  | AF0084 | FU0062
|  |  | AF0085 | FU0063
|  |  | AF0086 | XT0060
|  |  | AF0087 | AF0065
|  |  | XT0137 | AF0064
|  |  | GR0134 | AF0063
|  |  | IEG0090 | AF0062
|  |  | IEG0080 | AF0061
|  |  | F0200 | AF0060
|  |  | PEG0130 | AU0060
KA9001
KA9002
KA9003
KA9004
KA9005
GR0231
IEG0120
IEG0060
IEG0070
UA1200
IEG0230

## White Labels
(SHT 6) BOP PANEL | (SHT 7) JB1123 MEDIA CONVERTER BOX | (SHT 1) JB70 - (SHT 4) PANEL A | (SHT 3) JB70 RIGHT RAIL - (SHT 5) PANEL B | (SHT 4) PANEL A | (SHT 4) PANEL A - (SHT 5) PANEL B | (SHT 5) PANEL B
IEG02571 | GR1123 | PEG01304 | GR1100 | PEG01301 | IEG02301 | GR0120
IEG02572 | GR1124 |  | IEG023013 | UV0600G | IEG02302 | GR0231
IEG02573 |  |  |  |  | IEG02303 | IEG023010
[5 empty] | IEG02307 | IEG02304
IEG02305
IEG02306
IEG02308
IEG02309
XT04001
XT05001

## Heat Shrink Labels
(SHT 3) JB70 RIGHT RAIL - (SHT 5) PANEL B | (SHT 5) PANEL B
WC1352 | WC4524
WC1353
WC1354
WC1355
WC1356
WC2608
WC2609

## BOP PANEL
BOP PANEL
JB74
Project # | E9270
Project Name | DCP MIDSTREAM LP
Revision | C
Controls DE | D.SANDOVAL
Phone: | x6389
Controls ME | DAVE DURAN
Phone: | X6657
From | [5 empty] | To
Device ID | Cable (W) Conductor (SC) Jumper Clip (JC) | Wire No. | Wire ID | Gauge/Size | Page/Zone | Device ID | Location | Page/Zone
XT0140:3 | JC | 0V | CLIP | --- | 14.A5 | XT0140:2 | BOP PANEL | 14.A5
XT0140:4 | JC | 0V | CLIP | --- | 14.A5 | XT0140:3 | BOP PANEL | 14.A5
XT0180:1 | JC | 0V | CLIP | --- | 14.D1 | XT0180:2 | BOP PANEL | 14.D1
AF0140:00 | SC | 014000 | WHT | 20 | 62.A7 | KA0532:11 | BOP PANEL | 62.A6
AF0140:04 | SC | 014004 | WHT | 20 | 63.A7 | KA0532:21 | BOP PANEL | 63.A6
AF0140:06 | SC | 014006 | WHT | 20 | 65.A7 | KA0536:24 | BOP PANEL | 65.A5
AF0140:08 | SC | 014008 | WHT | 20 | 65.C7 | KA0531:21 | BOP PANEL | 65.C5
AF0140:12 | SC | 014012 | WHT | 20 | 64.B7 | KA0535:11 | BOP PANEL | 64.B6
AF0140:14 | SC | 014014 | WHT | 20 | 61.A7 | KA0531:11 | BOP PANEL | 61.A5
AF0140:16 | SC | AU0140N | WHT | 20 | 14.B2 | AU0140:COM | BOP PANEL | 14.B2
AF0140:17 | SC | SV76212 | WHT | 20 | 62.A7 | XT0572:4 | BOP PANEL | 62.A5
AF0140:19 | SC | SV76412 | WHT | 20 | 63.A7 | XT0572:5 | BOP PANEL | 63.A5
AF0140:20 | SC | SV75652 | WHT | 20 | 65.A7 | XT7565:2 | BOP PANEL | 65.A5
AF0140:34 | SC | AU0140P | WHT | 20 | 14.B2 | AU0140:V+ | BOP PANEL | 14.B2
AF0140:35 | SC | 014035 | WHT | 20 | 62.A7 | KA0540:11 | BOP PANEL | 62.A6
AF0140:37 | SC | 014037 | WHT | 20 | 63.A7 | KA0541:11 | BOP PANEL | 63.A6
AF0141:07 | SC | ZSC76112 | WHT | 20 | 61.B7 | XT0572:1 | BOP PANEL | 61.B5
AF0141:10 | SC | ZSC76212 | WHT | 20 | 62.B7 | XT0572:2 | BOP PANEL | 62.B5
AF0141:11 | SC | ZSC76412 | WHT | 20 | 63.B7 | XT0572:3 | BOP PANEL | 63.B5
AF0141:16 | SC | 0V | WHT | 14 | 14.B3 | XT0140:3 | BOP PANEL | 14.A5
AF0141:24 | SC | 014124 | WHT | 20 | 61.B7 | KT0571:A2 | BOP PANEL | 61.B6
AF0141:27 | SC | KT0572A2 | WHT | 20 | 62.B7 | KT0572:A2 | BOP PANEL | 62.B6
AF0141:28 | SC | 014128 | WHT | 20 | 63.B7 | KT0573:A2 | BOP PANEL | 63.B6
AF0141:33 | SC | AF0141N | WHT | 20 | 14.B3 | AF0142:16 | BOP PANEL | 14.B3
AF0141:34 | SC | FU0141 | WHT | 14 | 14.B3 | FU0141:LD | BOP PANEL | 14.C1
AF0141:51 | SC | AF0141P | WHT | 20 | 14.B3 | AF0142:34 | BOP PANEL | 14.B3
AF0142:05 | SC | 014205 | WHT | 20 | 60.A7 | AF0142:21 | BOP PANEL | 60.A7
AF0142:15 | SC | 014215 | WHT | 20 | 62.C7 | AF0142:31 | BOP PANEL | 62.C7
AF0142:33 | SC | AF0142N | WHT | 20 | 14.B3 | AF0143:16 | BOP PANEL | 14.B4
AF0142:51 | SC | AF0142P | WHT | 20 | 14.B3 | AF0143:34 | BOP PANEL | 14.B4
AF0143:33 | SC | AF0143N | WHT | 20 | 14.B4 | AF0145:51 | BOP PANEL | 14.B6
AF0143:51 | SC | AF0143P | WHT | 20 | 14.B4 | AF0145:50 | BOP PANEL | 14.B6
AF0144:16 | SC | 0V | WHT | 14 | 14.B5 | XT0140:3 | BOP PANEL | 14.A5
AF0145:00 | SC | JP | VIO | 20 | 14.B6 | AF0145:02 | BOP PANEL | 14.B6
AF0145:02 | SC | JP | VIO | 20 | 14.B6 | AF0145:03 | BOP PANEL | 14.B6
AF0145:08 | SC | JP | VIO | 20 | 14.B6 | AF0145:10 | BOP PANEL | 14.B6
AF0145:10 | SC | JP | VIO | 20 | 14.B6 | AF0145:11 | BOP PANEL | 14.B6
AF0145:12 | SC | JP | VIO | 20 | 14.B6 | AF0145:14 | BOP PANEL | 14.B6
AF0145:14 | SC | JP | VIO | 20 | 14.B6 | AF0145:15 | BOP PANEL | 14.B6
AF0145:17 | SC | JP | VIO | 20 | 14.B6 | AF0145:19 | BOP PANEL | 14.B6
AF0145:19 | SC | JP | VIO | 20 | 14.B6 | AF0145:20 | BOP PANEL | 14.B6
AF0145:21 | SC | JP | VIO | 20 | 14.B6 | AF0145:23 | BOP PANEL | 14.B6
AF0145:23 | SC | JP | VIO | 20 | 14.B6 | AF0145:24 | BOP PANEL | 14.B6
AF0145:25 | SC | JP | VIO | 20 | 14.B6 | AF0145:27 | BOP PANEL | 14.B6
AF0145:27 | SC | JP | VIO | 20 | 14.B6 | AF0145:28 | BOP PANEL | 14.B6
AF0145:29 | SC | JP | VIO | 20 | 14.B6 | AF0145:31 | BOP PANEL | 14.B6
AF0145:31 | SC | JP | VIO | 20 | 14.B6 | AF0145:32 | BOP PANEL | 14.B6
AF0180:16 | SC | AU0180N | WHT | 20 | 14.C2 | AU0180:COM | BOP PANEL | 14.C2
AF0180:34 | SC | AU0180P | WHT | 20 | 14.C2 | AU0180:V+ | BOP PANEL | 14.C2
AF0181:16 | SC | 0V | WHT | 14 | 14.C3 | XT0180:2 | BOP PANEL | 14.D1
AF0181:33 | SC | AF0181N | WHT | 20 | 14.C3 | AF0182:16 | BOP PANEL | 14.C3
AF0181:34 | SC | FU0181 | WHT | 14 | 14.C3 | FU0181:LD | BOP PANEL | 14.D1
AF0181:51 | SC | AF0181P | WHT | 20 | 14.C3 | AF0182:34 | BOP PANEL | 14.C3
AF0182:03 | SC | 006509 | WHT | 20 | 36.A7 | AF0182:19 | BOP PANEL | 36.A7
AF0182:05 | SC | 006511 | WHT | 20 | 36.B7 | AF0182:21 | BOP PANEL | 36.B7
AF0182:11 | SC | 018211 | WHT | 20 | 60.C7 | AF0182:27 | BOP PANEL | 60.C7
AU0140:COM | SC | 0V | WHT | 14 | 14.B2 | XT0140:2 | BOP PANEL | 14.A5
AU0140:V+ | SC | FU0140 | WHT | 14 | 14.B2 | FU0140:LD | BOP PANEL | 14.B1
AU0180:COM | SC | 0V | WHT | 14 | 14.C2 | XT0180:1 | BOP PANEL | 14.D1
AU0180:V+ | SC | FU0180 | WHT | 14 | 14.C2 | FU0180:LD | BOP PANEL | 14.D1
EF0142: | SC | FU0142 | RED | 22 | 14.A3 | XT0142:1 | BOP PANEL | 14.A3
EF0142: | SC | 0V | BLU | 22 | 14.A3 | XT0142:2 | BOP PANEL | 14.A3
FU0140:LI | SC | FU0570 | WHT | 14 | 14.B1 | FU0142:LI | BOP PANEL | 14.A4
FU0140:LI | SC | FU0570 | WHT | 14 | 14.B1 | FU0141:LI | BOP PANEL | 14.C1
FU0141:LI | SC | FU0570 | WHT | 14 | 14.C1 | FU0144:LI | BOP PANEL | 14.C1
FU0142:LD | SC | FU0142 | WHT | 14 | 14.A4 | XT0142:1 | BOP PANEL | 14.A3
FU0142:LI | SC | FU0570 | WHT | 14 | 14.A4 | FU0570:LD | BOP PANEL | 14.A4
FU0144:LD | SC | FU0144 | WHT | 14 | 14.C1 | AF0144:34 | BOP PANEL | 14.B5
FU0144:LD | SC | FU0144 | WHT | 14 | 14.C1 | XT0140:7 | BOP PANEL | 15.C1
FU0144:LI | SC | FU0570 | WHT | 14 | 14.C1 | FU0180:LI | BOP PANEL | 14.D1
FU0180:LI | SC | FU0570 | WHT | 14 | 14.D1 | FU0181:LI | BOP PANEL | 14.D1
FU0570:LI | SC | FU0136 | WHT | 12 | 14.A4 | XT0140:1 | BOP PANEL | 14.A5
FU5430:LD | SC | FU5430 | WHT | 16 | 14.A5 | KA0536:22 | BOP PANEL | 65.A5
FU5430:LI | SC | FU0136 | WHT | 16 | 14.A5 | XT0140:1 | BOP PANEL | 14.A5
GR0140: | SC | 0V | WHT | 14 | 14.A4 | XT0140:4 | BOP PANEL | 14.A5
GR0180: | SC | IEG02573 | GRN | 14 | 2.B3 | IEG0257:3 | BOP PANEL | 2.B3
GR0257: | SC | 0V | WHT | 14 | 14.D1 | XT0180:2 | BOP PANEL | 14.D1
IEG0140: | SC | IEG02571 | GRN | 14 | 14.C5 | IEG0257:1 | BOP PANEL | 14.C6
IEG0180: | SC | IEG02572 | GRN | 14 | 14.D3 | IEG0257:2 | BOP PANEL | 14.D4
KA0531:A1 | SC | ESTOP | ORG | 20 | 15.A3 | KA0532:A1 | BOP PANEL | 15.A3
KA0531:A1 | SC | ESTOP | ORG | 20 | 15.A3 | XT0140:6 | BOP PANEL | 15.A2
KA0531:A2 | SC | 0V | WHT | 20 | 15.A3 | KA0532:A2 | BOP PANEL | 15.A3
KA0531:A2 | SC | 0V | WHT | 20 | 15.A3 | KA0536:A2 | BOP PANEL | 15.A3
KA0532:14 | SC | KA053214 | WHT | 20 | 62.A6 | KA0540:A1 | BOP PANEL | 62.A5
KA0532:24 | SC | KA053224 | WHT | 20 | 63.A6 | KA0541:A1 | BOP PANEL | 63.A5
KA0532:A1 | SC | ESTOP | ORG | 20 | 15.A3 | KA0533:A1 | BOP PANEL | 15.B3
KA0532:A2 | SC | 0V | WHT | 20 | 15.A3 | KA0533:A2 | BOP PANEL | 15.B3
KA0533:11 | SC | FU0144 | WHT | 14 | 15.C2 | XT0140:7 | BOP PANEL | 15.C1
KA0533:A1 | SC | ESTOP | ORG | 20 | 15.B3 | KA0534:A1 | BOP PANEL | 15.B3
KA0533:A2 | SC | 0V | WHT | 20 | 15.B3 | KA0534:A2 | BOP PANEL | 15.B3
KA0534:A1 | SC | ESTOP | ORG | 20 | 15.B3 | KA0537:A1 | BOP PANEL | 15.B3
KA0534:A2 | SC | 0V | WHT | 20 | 15.B3 | KA0537:A2 | BOP PANEL | 15.B3
KA0535:14 | SC | KA053514 | WHT | 20 | 64.B6 | XT0573:1 B2 | BOP PANEL | 64.B5
KA0535:A1 | SC | KA0231A1 | WHT | 20 | 15.A3 | KA0536:A1 | BOP PANEL | 15.A3
KA0535:A1 | SC | KA0231A1 | WHT | 20 | 15.A3 | XT0140:5 | BOP PANEL | 15.A2
KA0535:A2 | SC | 0V | WHT | 20 | 15.A3 | KA0536:A2 | BOP PANEL | 15.A3
KA0535:A2 | SC | 0V | WHT | 20 | 15.A3 | XT0140:4 | BOP PANEL | 14.A5
KA0536:11 | SC | XT05732B1 | WHT | 20 | 64.B5 | XT0573:2 B1 | BOP PANEL | 64.B5
KA0536:12 | SC | KA053612 | WHT | 20 | 64.B5 | XT0573:1 T1 | BOP PANEL | 64.B5
KA0536:21 | SC | SV75651 | WHT | 20 | 65.A5 | XT7565:1 | BOP PANEL | 65.A5
KA0540:A2 | SC | SV76212 | WHT | 20 | 62.A5 | XT0572:4 | BOP PANEL | 62.A5
KA0541:A2 | SC | SV76412 | WHT | 20 | 63.A5 | XT0572:5 | BOP PANEL | 63.A5
KT0571:A1 | SC | ZSC76112 | WHT | 20 | 61.B6 | XT0572:1 | BOP PANEL | 61.B5
KT0572:15 | SC | KA053312 | WHT | 20 | 15.C3 | KT0573:15 | BOP PANEL | 15.C3
KT0572:16 | SC | KT057216 | WHT | 20 | 15.C3 | XT0573:2 B2 | BOP PANEL | 64.B5
KT0572:A1 | SC | ZSC76212 | WHT | 20 | 62.B6 | XT0572:2 | BOP PANEL | 62.B5
KT0573:15 | SC | KA053312 | WHT | 20 | 15.C3 | KA0533:12 | BOP PANEL | 15.C2
KT0573:16 | SC | KT057316 | WHT | 20 | 15.C3 | XT0573:2 T2 | BOP PANEL | 64.B5
KT0573:A1 | SC | ZSC76412 | WHT | 20 | 63.B6 | XT0572:3 | BOP PANEL | 63.B5
XT0140:2 | SC | 0V | WHT | 12 | 14.A5 | XT0570:2 | BOP PANEL | 14.A5
XT0140:2 | SC | 0V | WHT | 14 | 14.A5 | XT0142:2 | BOP PANEL | 14.A3
XT0180:1 | SC | 0V | WHT | 14 | 14.D1 | XT0140:4 | BOP PANEL | 14.A5
XT0570:1 | SC | FU0136 | WHT | 12 | 14.A5 | XT0140:1 | BOP PANEL | 14.A5
XT0570:3 | SC | KA0231A1 | WHT | 12 | 15.A2 | XT0140:5 | BOP PANEL | 15.A2
AU0140:L2 | WC0014 | AU0140L2 | ENET | CABLE | 14.B2 | AU0180:L1 | BOP PANEL | 14.C2
AF0144:J | WC8059 | AF0144J | CABLE | CABLE | 14.B5 | AF0145:J | BOP PANEL | 14.B6
SolarTools ver. 24.0.84.24712 (Jul 31, 2025)
Report date: 3/23/2026 11:32 AM

## JB1123 MEDIA CONVERTER BOX
JB1123 MEDIA CONVERTER BOX
Project # | E9270
Project Name | DCP MIDSTREAM LP
Revision | C
Controls DE | D.SANDOVAL
Phone: | x6389
Controls ME | DAVE DURAN
Phone: | X6657
From | [5 empty] | To
Device ID | Cable (W) Conductor (SC) Jumper Clip (JC) | Wire No. | Wire ID | Gauge/Size | Page/Zone | Device ID | Location | Page/Zone
XT0003:1 | JC | BA24V | CLIP | --- | 67.A2 | XT0003:2 | JB1123 MEDIA CONVERTER BOX | 67.C2
XT0003:3 | JC | BA0V | CLIP | --- | 67.B2 | XT0003:4 | JB1123 MEDIA CONVERTER BOX | 67.C2
BA1302:V1(-) | SC | BA0V |  |  | 67.A3 | XT0003:3 | JB1123 MEDIA CONVERTER BOX | 67.B2
BA1302:V1(+) | SC | FU1300 | WHT | 16 | 67.A3 | FU1300:LD | JB1123 MEDIA CONVERTER BOX | 67.A3
BA1303:V1(-) | SC | BA0V | WHT | 16 | 67.C3 | XT0003:4 | JB1123 MEDIA CONVERTER BOX | 67.C2
BA1303:V1(+) | SC | FU1303 | WHT | 16 | 67.C3 | FU1303:LD | JB1123 MEDIA CONVERTER BOX | 67.C3
FU1300:LI | SC | BA24V | WHT | 16 | 67.A3 | XT0003:1 | JB1123 MEDIA CONVERTER BOX | 67.A2
FU1303:LI | SC | BA24V | WHT | 16 | 67.C3 | XT0003:2 | JB1123 MEDIA CONVERTER BOX | 67.C2
GR1123: | SC | GR1123 | GRN | 14 | 2.C4 | IEG1123:1 | JB1123 MEDIA CONVERTER BOX | 2.C3
GR1124: | SC | GR1124 | GRN/YEL | 14 | 2.C4 | FG1:1 | JB1123 MEDIA CONVERTER BOX | 2.C3
GR1125: | SC | GR1125 | GRN/YEL | 14 | 2.C4 | FRAME | JB1123 MEDIA CONVERTER BOX | 2.C4
SolarTools ver. 24.0.84.24712 (Jul 31, 2025)
Report date: 3/23/2026 11:32 AM

## JB70
JB70
Project # | E9270
Project Name | DCP MIDSTREAM LP
Revision | C
Controls DE | D.SANDOVAL
Phone: | x6389
Controls ME | DAVE DURAN
Phone: | X6657
From | [5 empty] | To
Device ID | Cable (W) Conductor (SC) Jumper Clip (JC) | Wire No. | Wire ID | Gauge/Size | Page/Zone | Device ID | Location | Page/Zone
AT1100:POS | SC | FU1100 | WHT | 14 | 18.D3 | FU1100:LD | JB70 RIGHT RAIL | 18.D5
AT1100:L1 | WC0101 | BA1100DEVICE | ENET | CABLE | 18.D3 | BA1100:DEVICE | JB70 RIGHT RAIL | 18.C5
AT1100:GND | SC | PEG01304 | GRN/YEL | 14 | 18.D3 | PEG0130:4 | PANEL A | 18.D6
AT1100:NEG | SC | 0V | WHT | 14 | 18.D3 | XT0134:3 | PANEL A | 8.B3
SA0471:13 | SC | SA047113 | WHT | 20 | 17.A1 | AF0087:42 | PANEL A | 17.A7
SA0471:14 | SC | SA047114 | WHT | 20 | 17.A1 | AF0087:07 | PANEL A | 17.A7
SA0471:23 | SC | SA047123 | WHT | 20 | 17.B1 | AF0087:43 | PANEL A | 17.B7
SA0471:24 | SC | SA047124 | WHT | 20 | 17.B1 | AF0087:08 | PANEL A | 17.B7
SA0473:13 | SC | SA047313 | WHT | 20 | 17.D1 | AF0087:41 | PANEL A | 17.D7
SA0473:14 | SC | SA047314 | WHT | 20 | 17.D1 | AF0087:06 | PANEL A | 17.D7
SA0473:21 | SC | SA047321 | WHT | 20 | 17.D1 | AF0087:40 | PANEL A | 17.D7
SA0473:22 | SC | SA047322 | WHT | 20 | 17.D1 | AF0087:05 | PANEL A | 17.D7
SA0474:13 | SC | SA047413 | WHT | 20 | 17.C1 | AF0082:36 | PANEL A | 17.C7
SA0474:14 | SC | SA047414 | WHT | 20 | 17.C1 | AF0082:01 | PANEL A | 17.C7
SA0474:23 | SC | SA047423 | WHT | 20 | 17.C1 | AF0082:37 | PANEL A | 17.C7
SA0474:24 | SC | SA047424 | WHT | 20 | 17.C1 | AF0082:02 | PANEL A | 17.C7
SB0471:11 | SC | SB047111 | WHT | 20 | 16.D1 | AF0087:37 | PANEL A | 16.D7
SB0471:12 | SC | SB047112 | WHT | 20 | 16.D1 | AF0087:02 | PANEL A | 16.D7
SB0472:11 | SC | ESTOPA | WHT | 20 | 17.B1 | XT0137:1 | PANEL A | 17.B5
SB0472:12 | SC | ESTOP | ORG | 20 | 17.B1 | XT0137:2 | PANEL A | 17.B5
SB0472:21 | SC | SB047221 | WHT | 20 | 17.B1 | AF0087:44 | PANEL A | 17.B7
SB0472:22 | SC | SB047222 | WHT | 20 | 17.B1 | AF0087:09 | PANEL A | 17.B7
SB0473:23 | SC | SB047323 | WHT | 20 | 16.D1 | AF0087:38 | PANEL A | 16.D7
SB0473:24 | SC | SB047324 | WHT | 20 | 16.D1 | AF0087:03 | PANEL A | 16.D7
SB0474:23 | SC | SB047423 | WHT | 20 | 17.A1 | AF0087:39 | PANEL A | 17.A7
SB0474:24 | SC | SB047424 | WHT | 20 | 17.A1 | AF0087:04 | PANEL A | 17.A7
SH0471:3 | WC5067 | SH04713 | 3 | 20 | 16.A1 | AF0087:35 | PANEL A | 16.A7
SH0471:4 | WC5067 | SH04714 | 4 | 20 | 16.A1 | AF0087:00 | PANEL A | 16.A7
SH0471:5 | WC5067 | SH04715 | 5 | 20 | 16.A1 | AF0087:10 | PANEL A | 16.A7
SH0471:6 | WC5067 | SH04716 | 6 | 20 | 16.A1 | AF0087:27 | PANEL A | 16.A7
SH0471:1 | WC5067 | SH04711 | 1 | 20 | 16.A1 | XT0137:3 | PANEL A | 16.A5
SH0471:2 | WC5067 | SH04712 | 2 | 20 | 16.A1 | XT0137:4 | PANEL A | 16.A5
SH0470:3 | WC5068 | SH04703 | 3 | 20 | 16.B1 | XT0137:5 | PANEL A | 16.B5
SH0470:4 | WC5068 | SH04704 | 4 | 20 | 16.B1 | XT0137:6 | PANEL A | 16.B5
SH0470:1 | WC5068 | SH04701 | 1 | 20 | 16.B1 | AF0087:36 | PANEL A | 16.B7
SH0470:2 | WC5068 | SH04702 | 2 | 20 | 16.B1 | AF0087:01 | PANEL A | 16.B7
SH0470:5 | WC5068 | SH04705 | 5 | 20 | 16.B1 | AF0087:13 | PANEL A | 16.B7
SH0470:6 | WC5068 | SH04706 | 6 | 20 | 16.B1 | AF0087:30 | PANEL A | 16.B7
HA0472:BLK-1 | WC5072 | HA04721 | 1 | 18 | 16.C1 | AF0087:32 | PANEL A | 16.C6
HA0472:BLK-2 | WC5072 | HA04722 | 2 | 18 | 16.C1 | AF0087:15 | PANEL A | 16.C6
SH0472:1 | WC5069 | SH04721 | 1 | 20 | 16.C1 | XT0236:4 | PANEL B | 16.C5
SH0472:2 | WC5069 | SH04722 | 2 | 20 | 16.C1 | XT0236:5 | PANEL B | 16.C5
SH0472:3 | WC5069 | FU0139 | 3 | 20 | 16.B1 | XT0236:1 | PANEL B | 16.B5
SH0472:4 | WC5069 | KA0241A1 | 4 | 20 | 16.B1 | XT0236:2 | PANEL B | 16.B5
SH0472:5 | WC5069 | SH04725 | 5 | 20 | 16.C1 | XT0237:2 B1 | PANEL B | 16.C5
SH0472:6 | WC5069 | 0V | 6 | 20 | 16.C1 | XT0236:3 | PANEL B | 16.C5
SolarTools ver. 24.0.84.24712 (Jul 31, 2025)
Report date: 3/23/2026 11:32 AM

## JB70 LEFT RAIL
JB70 LEFT RAIL
JB70 (LEFT RAIL)
Project # | E9270
Project Name | DCP MIDSTREAM LP
Revision | C
Controls DE | D.SANDOVAL
Phone: | x6389
Controls ME | DAVE DURAN
Phone: | X6657
From | [5 empty] | To
Device ID | Cable (W) Conductor (SC) Jumper Clip (JC) | Wire No. | Wire ID | Gauge/Size | Page/Zone | Device ID | Location | Page/Zone
GR1101: | SC | GR1101 | GRN/YEL | 14 | 2.A5 | FRAME | JB70 LEFT RAIL | 2.A4
SolarTools ver. 24.0.84.24712 (Jul 31, 2025)
Report date: 3/23/2026 11:32 AM

## JB70 RIGHT RAIL
JB70 RIGHT RAIL
JB70 (RIGHT RAIL)
Project # | E9270
Project Name | DCP MIDSTREAM LP
Revision | C
Controls DE | D.SANDOVAL
Phone: | x6389
Controls ME | DAVE DURAN
Phone: | X6657
From | [5 empty] | To
Device ID | Cable (W) Conductor (SC) Jumper Clip (JC) | Wire No. | Wire ID | Gauge/Size | Page/Zone | Device ID | Location | Page/Zone
BA1100:POS | SC | FU1101LD | WHT | 16 | 18.C5 | FU1101:LD | JB70 RIGHT RAIL | 18.B6
EF0160: | SC | FU0160LD | RED | 20 | 8.B7 | XT0160:1 | JB70 RIGHT RAIL | 8.B7
EF0160: | SC | 0V | BLU | 20 | 8.B7 | XT0160:2 | JB70 RIGHT RAIL | 8.B7
FU0160:LD | SC | FU0160LD | WHT | 16 | 8.B5 | XT0160:1 | JB70 RIGHT RAIL | 8.B7
FU0272:LD | SC | FU0272 | WHT | 14 | 49.D6 | UV0272:8+ | JB70 RIGHT RAIL | 49.D5
FU1100:LD | SC | FU1100 | WHT | 14 | 18.D5 | AT1100:POS | JB70 | 18.D3
BA1100:DEVICE | WC0101 | BA1100DEVICE | ENET | CABLE | 18.C5 | AT1100:L1 | JB70 | 18.D3
BA1100:NEG | SC | 0V | WHT | 16 | 18.C5 | XT0135:2 | PANEL A | 8.B4
FU0160:LI | SC | FU0137 | WHT | 12 | 8.B5 | XT0139:3 | PANEL A | 8.B4
FU1100:LI | SC | FU0136 | WHT | 14 | 18.D5 | XT0138:3 | PANEL A | 8.A3
FU1101:LI | SC | FU0137 | WHT | 12 | 18.B6 | XT0139:1 | PANEL A | 8.A4
XT0160:2 | SC | 0V | WHT | 16 | 8.B7 | XT0135:3 | PANEL A | 8.B4
BA1100:L2 | WC0010 | BA1100L2 | ENET | CABLE | 18.C5 | AP0602:L1 | PANEL A | 3.A3
FU0272:LI | SC | FU0210 | WHT | 14 | 49.D6 | XT0233:3 | PANEL B | 8.C4
GR1100: | SC | GR1100 | GRN | 14 | 2.A5 | IEG0230:12 | PANEL B | 2.A4
UV0272:9- | SC | 0V | WHT | 14 | 49.D5 | XT0235:3 | PANEL B | 8.D4
UV0272:IE | SC | IEG023013 | GRN | 14 | 49.D5 | IEG0230:13 | PANEL B | 49.D5
UAI4473:7 | WC1352 | 050002 | RED | 20 | 49.A5 | AF0500:02 | PANEL B | 49.A6
UAI4473:8 | WC1352 | 050003 | BLK | 20 | 49.A5 | AF0500:03 | PANEL B | 49.A6
FLOATING | WC1352 | 050007 | SH | 20 | 49.A6 | AF0500:07 | PANEL B | 49.A6
UAI4461:7 | WC1353 | 051002 | RED | 20 | 49.B5 | AF0510:02 | PANEL B | 49.B6
UAI4461:8 | WC1353 | 051004 | BLK | 20 | 49.B5 | AF0510:04 | PANEL B | 49.B6
FLOATING | WC1353 | 051019 | SH | 20 | 49.B6 | AF0510:19 | PANEL B | 49.B6
UAI4460:7 | WC1354 | 051006 | RED | 20 | 49.B5 | AF0510:06 | PANEL B | 49.B6
UAI4460:8 | WC1354 | 051008 | BLK | 20 | 49.B5 | AF0510:08 | PANEL B | 49.B6
FLOATING | WC1354 | 051023 | SH | 20 | 49.B6 | AF0510:23 | PANEL B | 49.B6
UAI4471:7 | WC1355 | 051010 | RED | 20 | 49.C5 | AF0510:10 | PANEL B | 49.C6
UAI4471:8 | WC1355 | 051012 | BLK | 20 | 49.C5 | AF0510:12 | PANEL B | 49.C6
FLOATING | WC1355 | 051027 | SH | 20 | 49.C6 | AF0510:27 | PANEL B | 49.C6
UAI4470:7 | WC1356 | 051014 | RED | 20 | 49.C5 | AF0510:14 | PANEL B | 49.C6
UAI4470:8 | WC1356 | 051016 | BLK | 20 | 49.C5 | AF0510:16 | PANEL B | 49.C6
FLOATING | WC1356 | 051031 | SH | 20 | 49.C6 | AF0510:31 | PANEL B | 49.C6
UAI4435:+7 | WC2608 | 007410 | RED | 20 | 50.A5 | AF0074:10 | PANEL B | 50.A7
UAI4435:-8 | WC2608 | 007411 | BLK | 20 | 50.A5 | AF0074:11 | PANEL B | 50.A7
FLOATING | WC2608 | 007441 | SH | 20 | 50.A5 | AF0074:41 | PANEL B | 50.A7
UAI4415:+7 | WC2609 | 007414 | RED | 20 | 50.B5 | AF0074:14 | PANEL B | 50.B7
UAI4415:-8 | WC2609 | 007415 | BLK | 20 | 50.B5 | AF0074:15 | PANEL B | 50.B7
FLOATING | WC2609 | 007442 | SH | 20 | 50.B5 | AF0074:42 | PANEL B | 50.B7
SolarTools ver. 24.0.84.24712 (Jul 31, 2025)
Report date: 3/23/2026 11:32 AM

## PANEL A
PANEL A
JB70
Project # | E9270
Project Name | DCP MIDSTREAM LP
Revision | C
Controls DE | D.SANDOVAL
Phone: | x6389
Controls ME | DAVE DURAN
Phone: | X6657
From | [5 empty] | To
Device ID | Cable (W) Conductor (SC) Jumper Clip (JC) | Wire No. | Wire ID | Gauge/Size | Page/Zone | Device ID | Location | Page/Zone
AF0092:00 | SC | 009200 | WHT | 20 | 59.B7 | KA6340:A1 | PANEL A | 59.B5
AF0092:17 | SC | 009217 | WHT | 20 | 59.B7 | KA6340:A2 | PANEL A | 59.B5
XT0011:1 | JC | 0V | CLIP | --- | 7.C4 | XT0011:2 | PANEL A | 7.C4
XT0011:2 | JC | 0V | CLIP | --- | 7.C4 | XT0011:3 | PANEL A | 7.C4
XT0011:3 | JC | 0V | CLIP | --- | 7.C4 | XT0011:4 | PANEL A | 7.C4
XT0012:2 | JC | 24V | CLIP | --- | 7.B3 | XT0012:1 | PANEL A | 7.B3
XT0012:3 | JC | 0V | CLIP | --- | 7.B3 | XT0012:4 | PANEL A | 7.B3
XT0080:1 | JC | 0V | CLIP | --- | 5.D1 | XT0080:2 | PANEL A | 5.D1
XT0080:2 | JC | 0V | CLIP | --- | 5.D1 | XT0080:3 | PANEL A | 5.D1
XT0090:1 | JC | 0V | CLIP | --- | 5.B1 | XT0090:2 | PANEL A | 5.B1
XT0134:1 | JC | 0V | CLIP | --- | 8.B3 | XT0134:2 | PANEL A | 8.B3
XT0134:2 | JC | 0V | CLIP | --- | 8.B3 | XT0134:3 | PANEL A | 8.B3
XT0134:3 | JC | 0V | CLIP | --- | 8.B3 | XT0134:4 | PANEL A | 8.C3
XT0135:1 | JC | 0V | CLIP | --- | 8.B4 | XT0135:2 | PANEL A | 8.B4
XT0135:2 | JC | 0V | CLIP | --- | 8.B4 | XT0135:3 | PANEL A | 8.B4
XT0136:1 | JC | FU0139 | CLIP | --- | 9.A2 | XT0136:2 | PANEL A | 9.A2
XT0138:1 | JC | FU0136 | CLIP | --- | 8.A3 | XT0138:2 | PANEL A | 8.A3
XT0138:2 | JC | FU0136 | CLIP | --- | 8.A3 | XT0138:3 | PANEL A | 8.A3
XT0138:3 | JC | FU0136 | CLIP | --- | 8.A3 | XT0138:4 | PANEL A | 8.B3
XT0139:1 | JC | FU0137 | CLIP | --- | 8.A4 | XT0139:2 | PANEL A | 8.A4
XT0139:2 | JC | FU0137 | CLIP | --- | 8.A4 | XT0139:3 | PANEL A | 8.B4
AF0080:02 | SC | KT0146B1 | WHT | 20 | 9.B2 | KT0146:B1 | PANEL A | 9.B2
AF0080:04 | SC | 008004 | WHT | 20 | 30.B7 | KA0221:A1 | PANEL A | 30.B6
AF0080:08 | SC | KA0134A1 | WHT | 20 | 43.D7 | KA0134:A1 | PANEL A | 9.C6
AF0080:16 | SC | AU0080N | WHT | 20 | 5.C2 | AU0080:COM | PANEL A | 5.C2
AF0080:18 | SC | KT0146A2 | WHT | 20 | 9.B2 | KT0146:A2 | PANEL A | 9.B2
AF0080:34 | SC | AU0080P | WHT | 20 | 5.C2 | AU0080:V+ | PANEL A | 5.C2
AF0080:36 | SC | KT0146A1 | WHT | 20 | 9.B2 | KT0146:A1 | PANEL A | 9.B2
AF0080:37 | SC | 008037 | WHT | 20 | 30.B7 | KA0221:14 | PANEL A | 30.B6
AF0081:16 | SC | 0V | WHT | 14 | 5.C3 | XT0080:2 | PANEL A | 5.D1
AF0081:33 | SC | AF0081N | WHT | 20 | 5.C3 | AF0082:16 | PANEL A | 5.C3
AF0081:34 | SC | FU0081 | WHT | 14 | 5.C3 | FU0081:LD | PANEL A | 5.D1
AF0081:51 | SC | AF0081P | WHT | 20 | 5.C3 | AF0082:34 | PANEL A | 5.C3
AF0082:03 | SC | 008203 | WHT | 20 | 11.C7 | KA0130:14 | PANEL A | 11.D6
AF0082:33 | SC | AF0082N | WHT | 20 | 5.C3 | AF0083:35 | PANEL A | 5.C4
AF0082:38 | SC | 008238 | WHT | 20 | 11.C7 | KA0130:A1 | PANEL A | 11.C5
AF0082:51 | SC | AF0082P | WHT | 20 | 5.C3 | AF0083:34 | PANEL A | 5.C4
AF0083:50 | SC | AF0083P | WHT | 20 | 5.C4 | AF0084:34 | PANEL A | 5.C5
AF0083:51 | SC | AF0083N | WHT | 20 | 5.C4 | AF0084:35 | PANEL A | 5.C5
AF0084:50 | SC | AF0084P | WHT | 20 | 5.C5 | AF0085:34 | PANEL A | 5.C5
AF0084:51 | SC | AF0084N | WHT | 20 | 5.C5 | AF0085:16 | PANEL A | 5.C5
AF0085:07 | SC | 008507 | WHT | 20 | 40.C7 | AF0085:23 | PANEL A | 40.C7
AF0085:09 | SC | 008509 | WHT | 20 | 48.A7 | AF0085:25 | PANEL A | 48.A7
AF0085:11 | SC | 008511 | WHT | 20 | 27.A7 | AF0085:27 | PANEL A | 27.A7
AF0085:13 | SC | 008513 | WHT | 20 | 40.B7 | AF0085:29 | PANEL A | 40.B7
AF0085:33 | SC | AF0085N | WHT | 20 | 5.C5 | AF0086:16 | PANEL A | 5.C6
AF0085:51 | SC | AF0085P | WHT | 20 | 5.C5 | AF0086:34 | PANEL A | 5.C6
AF0086:05 | SC | 008605 | WHT | 20 | 58.B7 | AF0086:21 | PANEL A | 58.B7
AF0086:15 | SC | 008631 | WHT | 20 | 35.A7 | AF0086:31 | PANEL A | 35.A7
AF0086:33 | SC | AF0086N | WHT | 20 | 5.C6 | AF0087:16 | PANEL A | 5.C6
AF0086:51 | SC | AF0086P | WHT | 20 | 5.C6 | AF0087:34 | PANEL A | 5.C6
AF0087:11 | SC | 008711 | WHT | 20 | 18.B7 | PC0470:(+) | PANEL A | 18.B5
AF0087:28 | SC | 008728 | WHT | 20 | 18.B7 | PC0470:(-) | PANEL A | 18.B5
AF0090:03 | SC | KA014114 | WHT | 20 | 9.C2 | KA0141:14 | PANEL A | 9.C2
AF0090:16 | SC | AU0090N | WHT | 20 | 5.A2 | AU0090:COM | PANEL A | 5.A2
AF0090:34 | SC | AU0090P | WHT | 20 | 5.A2 | AU0090:V+ | PANEL A | 5.A2
AF0090:38 | SC | KA014111 | WHT | 20 | 9.C2 | KA0141:11 | PANEL A | 9.C2
AF0091:02 | SC | KA0133A1 | WHT | 20 | 41.A7 | KA0133:A1 | PANEL A | 9.C6
AF0091:06 | SC | KA013114 | WHT | 20 | 41.A7 | KA0131:14 | PANEL A | 9.D4
AF0091:08 | SC | 009108 | WHT | 20 | 46.A7 | KA3103:A1 | PANEL A | 46.A5
AF0091:16 | SC | 0V | WHT | 14 | 5.A3 | XT0090:2 | PANEL A | 5.B1
AF0091:25 | SC | 009125 | WHT | 20 | 46.A7 | KA3103:A2 | PANEL A | 46.A5
AF0091:34 | SC | FU0091 | WHT | 14 | 5.A3 | FU0091:LD | PANEL A | 5.B1
AF0092:01 | SC | 009201 | WHT | 20 | 44.A7 | KA3220:A1 | PANEL A | 44.B5
AF0092:16 | SC | 0V | WHT | 14 | 5.A3 | XT0090:2 | PANEL A | 5.B1
AF0092:18 | SC | 009218 | WHT | 20 | 44.A7 | KA3220:A2 | PANEL A | 44.B5
AF0092:33 | SC | AF0092N | WHT | 20 | 5.A3 | AF0093:16 | PANEL A | 5.A4
AF0092:34 | SC | FU0092 | WHT | 14 | 5.A3 | FU0092:LD | PANEL A | 5.B1
AF0092:51 | SC | AF0092P | WHT | 20 | 5.A3 | AF0093:34 | PANEL A | 5.A4
AF0093:01 | SC | 009301 | WHT | 20 | 7.A7 | XT0085:2 | PANEL A | 7.A6
AF0093:18 | SC | 009318 | WHT | 20 | 7.A7 | XT0085:3 | PANEL A | 7.B6
AF0093:36 | SC | 009336 | WHT | 20 | 7.A7 | XT0085:1 | PANEL A | 7.A6
AF0083:00 | SC | JP | VIO | 20 | 5.C4 | AF0083:02 | PANEL A | 5.C4
AF0083:02 | SC | JP | VIO | 20 | 5.C4 | AF0083:03 | PANEL A | 5.C4
AF0084:23 | SC | JP | VIO | 20 | 5.C5 | AF0084:24 | PANEL A | 5.C5
AF0084:27 | SC | JP | VIO | 20 | 5.C5 | AF0084:28 | PANEL A | 5.C5
AF0084:31 | SC | JP | VIO | 20 | 5.C5 | AF0084:32 | PANEL A | 5.C5
AF0093:04 | SC | JP | VIO | 20 | 5.A4 | AF0093:21 | PANEL A | 5.A4
AF0093:06 | SC | JP | VIO | 20 | 5.A4 | AF0093:23 | PANEL A | 5.A4
AF0093:08 | SC | JP | VIO | 20 | 5.A4 | AF0093:25 | PANEL A | 5.A4
AF0093:10 | SC | JP | VIO | 20 | 5.A4 | AF0093:27 | PANEL A | 5.A4
AF0093:12 | SC | JP | VIO | 20 | 5.A4 | AF0093:29 | PANEL A | 5.A4
AF0093:14 | SC | JP | VIO | 20 | 5.A4 | AF0093:31 | PANEL A | 5.A4
AR0600:IE1 | SC | UV0600G | GRN | 14 | 3.A2 | UV0600:GND | PANEL A | 3.A2
AU0080:COM | SC | 0V | WHT | 14 | 5.C2 | XT0080:1 | PANEL A | 5.D1
AU0080:V+ | SC | FU0080 | WHT | 14 | 5.C2 | FU0080:LD | PANEL A | 5.D1
AU0090:COM | SC | 0V | WHT | 14 | 5.A2 | XT0090:1 | PANEL A | 5.B1
AU0090:V+ | SC | FU0090 | WHT | 14 | 5.A2 | FU0090:LD | PANEL A | 5.B1
F0200:GND | SC | PEG01301 | GRN/YEL | 12 | 7.B2 | PEG0130:1 | PANEL A | 7.B3
F0200:LD - | SC | 0V | WHT | 10 | 7.B2 | XT0012:3 | PANEL A | 7.B3
F0200:LD + | SC | 24V | WHT | 10 | 7.B2 | XT0012:1 | PANEL A | 7.B3
F0200:LI - | SC | 521NEG | WHT | 10 | 7.B2 | XT0013:1 | PANEL A | 7.B2
F0200:LI + | SC | FU0011LD | WHT | 10 | 7.B2 | FU0011:LD | PANEL A | 7.B2
FU0010:LD | SC | FU0010 | WHT | 14 | 8.A5 | UV0600:(+) | PANEL A | 3.A2
FU0010:LI | SC | FU0137 | WHT | 14 | 8.A5 | FU0139:LI | PANEL A | 8.A5
FU0010:LI | SC | FU0137 | WHT | 14 | 8.A5 | XT0139:1 | PANEL A | 8.A4
FU0012:LI | SC | 24V | WHT | 12 | 7.B4 | FU0013:LI | PANEL A | 7.B4
FU0012:LI | SC | 24V | WHT | 12 | 7.B4 | XT0012:2 | PANEL A | 7.B3
FU0013:LI | SC | 24V | WHT | 12 | 7.B4 | FU0014:LI | PANEL A | 7.C4
FU0014:LI | SC | 24V | WHT | 12 | 7.C4 | FU0015:LI | PANEL A | 7.C4
FU0015:LI | SC | 24V | WHT | 12 | 7.C4 | FU0016:LI | PANEL A | 7.C4
FU0080:LI | SC | FU0137 | WHT | 14 | 5.D1 | XT0139:1 | PANEL A | 8.A4
FU0080:LI | SC | FU0137 | WHT | 14 | 5.D1 | FU0081:LI | PANEL A | 5.D1
FU0081:LI | SC | FU0137 | WHT | 14 | 5.D1 | FU0082:LI | PANEL A | 5.D1
FU0090:LI | SC | FU0137 | WHT | 14 | 5.B1 | XT0139:2 | PANEL A | 8.A4
FU0090:LI | SC | FU0137 | WHT | 14 | 5.B1 | FU0091:LI | PANEL A | 5.B1
FU0091:LI | SC | FU0137 | WHT | 14 | 5.B1 | FU0092:LI | PANEL A | 5.B1
FU0136:LD | SC | FU0136 | WHT | 10 | 8.A3 | XT0138:1 | PANEL A | 8.A3
FU0136:LI | SC | 24V | WHT | 10 | 8.A3 | XT0012:1 | PANEL A | 7.B3
FU0137:LD | SC | FU0137 | WHT | 12 | 8.A4 | XT0139:1 | PANEL A | 8.A4
FU0137:LI | SC | FU0136 | WHT | 12 | 8.A4 | XT0138:1 | PANEL A | 8.A3
FU0139:LD | SC | FU0139 | WHT | 14 | 8.A5 | XT0136:1 | PANEL A | 9.A2
GR0131: | SC | GR0131 | GRN/YEL | 14 | 2.A3 | FRAME | PANEL A | 2.A3
GR0132: | SC | GR0132 | GRN/YEL | 14 | 2.A3 | FRAME | PANEL A | 2.A3
GR0134: | SC | 0V | WHT | 14 | 5.D1 | XT0080:2 | PANEL A | 5.D1
KA0130:A1 | SC | 008238 | WHT | 20 | 11.C5 | KA0130:11 | PANEL A | 11.D6
KA0131:11 | SC | KA0135A1 | WHT | 20 | 9.D4 | KA0135:A1 | PANEL A | 9.D6
KA0131:12 | SC | KA013724 | WHT | 20 | 9.D4 | KA0137:24 | PANEL A | 9.D3
KA0131:A1 | SC | KA0231A1 | WHT | 20 | 9.B6 | KA0132:A1 | PANEL A | 9.B6
KA0131:A2 | SC | 0V | WHT | 20 | 9.B6 | KA0132:A2 | PANEL A | 9.B6
KA0131:A2 | SC | 0V | WHT | 20 | 9.B6 | KT0145:A2 | PANEL A | 9.B6
KA0132:11 | SC | FU0139 | WHT | 20 | 9.A3 | KA0133:11 | PANEL A | 9.A3
KA0132:11 | SC | FU0139 | WHT | 20 | 9.A3 | KT0145:15 | PANEL A | 9.D2
KA0132:12 | SC | KT0141A1 | WHT | 20 | 9.A3 | KT0142:A1 | PANEL A | 9.A6
KA0132:12 | SC | KT0141A1 | WHT | 20 | 9.A3 | KA0133:12 | PANEL A | 9.A3
KA0132:21 | SC | KA0138A1 | WHT | 20 | 9.D4 | KA0138:A1 | PANEL A | 9.D6
KA0132:22 | SC | KA013222 | WHT | 20 | 9.D4 | KA0137:14 | PANEL A | 9.D3
KA0132:22 | SC | KA013222 | WHT | 20 | 9.D4 | KT0141:18 | PANEL A | 9.D2
KA0132:24 | SC | KA013224 | WHT | 20 | 9.D4 | KA0134:14 | PANEL A | 9.D3
KA0132:A1 | SC | KA0231A1 | WHT | 20 | 9.B6 | KA0141:A1 | PANEL A | 9.C6
KA0132:A2 | SC | 0V | WHT | 20 | 9.B6 | KA0141:A2 | PANEL A | 9.C6
KA0133:11 | SC | FU0139 | WHT | 20 | 9.A3 | KA0134:11 | PANEL A | 9.D3
KA0133:A2 | SC | 0V | WHT | 20 | 9.C6 | KA0134:A2 | PANEL A | 9.C6
KA0133:A2 | SC | 0V | WHT | 20 | 9.C6 | KA0141:A2 | PANEL A | 9.C6
KA0134:11 | SC | FU0139 | WHT | 20 | 9.D3 | KA0136:11 | PANEL A | 9.B4
KA0134:A1 | SC | KA0134A1 | WHT | 20 | 9.C6 | AF0090:12 | PANEL A | 43.C7
KA0134:A2 | SC | 0V | WHT | 20 | 9.C6 | KA0144:A2 | PANEL A | 9.C6
KA0135:A1 | SC | KA0135A1 | WHT | 20 | 9.D6 | KA0144:A1 | PANEL A | 9.C6
KA0135:A2 | SC | 0V | WHT | 20 | 9.D6 | KA0136:A2 | PANEL A | 9.D6
KA0135:A2 | SC | 0V | WHT | 20 | 9.D6 | KA0144:A2 | PANEL A | 9.C6
KA0136:11 | SC | FU0139 | WHT | 20 | 9.B4 | KA0137:21 | PANEL A | 9.D3
KA0136:14 | SC | KA013821 | WHT | 20 | 9.B4 | KA0138:21 | PANEL A | 9.B5
KA0136:A1 | SC | PS320002 | WHT | 20 | 9.D6 | XT0136:5 | PANEL A | 40.D5
KA0136:A2 | SC | 0V | WHT | 20 | 9.D6 | KA0137:A2 | PANEL A | 9.D6
KA0137:11 | SC | FU0139 | WHT | 20 | 9.D3 | KA0137:21 | PANEL A | 9.D3
KA0137:A1 | SC | KA0137A1 | WHT | 20 | 9.D6 | KT0142:18 | PANEL A | 9.D2
KA0137:A2 | SC | 0V | WHT | 20 | 9.D6 | KA0138:A2 | PANEL A | 9.D6
KA0138:11 | SC | KM3170EP | WHT | 20 | 43.C5 | XT0136:13 | PANEL A | 43.C5
KA0138:14 | SC | FU0139 | WHT | 20 | 43.C5 | XT0136:11 | PANEL A | 43.C6
KA0138:24 | SC | KT0144B1 | WHT | 20 | 9.B5 | KT0144:B1 | PANEL A | 9.B6
KT0140:15 | SC | FU0139 | WHT | 20 | 9.D1 | KT0142:15 | PANEL A | 9.D2
KT0140:15 | SC | FU0139 | WHT | 20 | 9.A2 | XT0136:2 | PANEL A | 9.A2
KT0140:16 | SC | KT014115 | WHT | 20 | 9.D1 | KT0141:15 | PANEL A | 9.D2
KT0140:18 | SC | KT0143A1 | WHT | 20 | 9.A2 | KT0143:A1 | PANEL A | 9.A6
KT0140:A1 | SC | KT0140A1 | WHT | 20 | 9.A6 | KT0143:16 | PANEL A | 9.A5
KT0140:A2 | SC | 0V | WHT | 20 | 9.A6 | KT0141:A2 | PANEL A | 9.A6
KT0140:A2 | SC | 0V | WHT | 20 | 9.A6 | XT0136:3 | PANEL A | 9.A2
KT0141:18 | SC | KA013222 | WHT | 20 | 9.D2 | KT0144:18 | PANEL A | 9.D2
KT0141:A1 | SC | KT0141A1 | WHT | 20 | 9.A6 | KT0143:15 | PANEL A | 9.A5
KT0141:A1 | SC | KT0141A1 | WHT | 20 | 9.A6 | KT0142:A1 | PANEL A | 9.A6
KT0141:A2 | SC | 0V | WHT | 20 | 9.A6 | KT0142:A2 | PANEL A | 9.A6
KT0142:15 | SC | FU0139 | WHT | 20 | 9.D2 | KT0144:A1 | PANEL A | 9.B6
KT0142:18 | SC | KA0137A1 | WHT | 20 | 9.D2 | KT0145:18 | PANEL A | 9.D2
KT0142:A2 | SC | 0V | WHT | 20 | 9.A6 | KT0143:A2 | PANEL A | 9.A6
KT0143:A2 | SC | 0V | WHT | 20 | 9.A6 | KT0144:A2 | PANEL A | 9.B6
KT0144:15 | SC | FU0139 | WHT | 20 | 9.D2 | KT0145:15 | PANEL A | 9.D2
KT0144:15 | SC | FU0139 | WHT | 20 | 9.D2 | KT0144:A1 | PANEL A | 9.B6
KT0144:A2 | SC | 0V | WHT | 20 | 9.B6 | KT0145:A2 | PANEL A | 9.B6
RR0851: -3.01K OHM | SC | 009336 | LEAD | --- | 7.A6 | XT0085:1 | PANEL A | 7.A6
RR0851: -3.01K OHM | SC | 009301 | LEAD | --- | 7.A6 | XT0085:2 | PANEL A | 7.A6
RR0852: -1.0K OHM | SC | 009318 | LEAD | --- | 7.B6 | XT0085:3 | PANEL A | 7.B6
RR0852: -1.0K OHM | SC | 009301 | LEAD | --- | 7.B6 | XT0085:2 | PANEL A | 7.A6
UV0600:(-) | SC | 0V | WHT | 14 | 3.A2 | XT0135:1 | PANEL A | 8.B4
XT0012:3 | SC | 0V | WHT | 10 | 7.B3 | XT0134:1 | PANEL A | 8.B3
XT0012:4 | SC | 0V | WHT | 10 | 7.B3 | XT0011:1 | PANEL A | 7.C4
XT0090:1 | SC | 0V | WHT | 14 | 5.B1 | XT0135:2 | PANEL A | 8.B4
XT0135:1 | SC | 0V | WHT | 12 | 8.B4 | XT0134:1 | PANEL A | 8.B3
XT0135:1 | SC | 0V | WHT | 14 | 8.B4 | XT0136:3 | PANEL A | 9.A2
XT0135:2 | SC | 0V | WHT | 14 | 8.B4 | XT0080:1 | PANEL A | 5.D1
XT0136:1 | SC | FU0139 | WHT | 20 | 9.A2 | XT0136:11 | PANEL A | 43.C6
XT0136:12 | SC | 0V | WHT | 20 | 43.C6 | XT0136:3 | PANEL A | 9.A2
XT0136:4 | SC | FU0139 | WHT | 20 | 40.D5 | XT0136:1 | PANEL A | 9.A2
AP0602:L2 | WC0001 | AP0602L2 | ENET | CABLE | 3.A3 | AP0603:L1 | PANEL A | 3.A3
AU0080:L1 | WC0009 | AU0090L2 | ENET | CABLE | 5.C2 | AU0090:L2 | PANEL A | 5.A2
AF0082:01 | SC | SA047414 | WHT | 20 | 17.C7 | SA0474:14 | JB70 | 17.C1
AF0082:02 | SC | SA047424 | WHT | 20 | 17.C7 | SA0474:24 | JB70 | 17.C1
AF0082:36 | SC | SA047413 | WHT | 20 | 17.C7 | SA0474:13 | JB70 | 17.C1
AF0082:37 | SC | SA047423 | WHT | 20 | 17.C7 | SA0474:23 | JB70 | 17.C1
AF0087:02 | SC | SB047112 | WHT | 20 | 16.D7 | SB0471:12 | JB70 | 16.D1
AF0087:03 | SC | SB047324 | WHT | 20 | 16.D7 | SB0473:24 | JB70 | 16.D1
AF0087:04 | SC | SB047424 | WHT | 20 | 17.A7 | SB0474:24 | JB70 | 17.A1
AF0087:05 | SC | SA047322 | WHT | 20 | 17.D7 | SA0473:22 | JB70 | 17.D1
AF0087:06 | SC | SA047314 | WHT | 20 | 17.D7 | SA0473:14 | JB70 | 17.D1
AF0087:07 | SC | SA047114 | WHT | 20 | 17.A7 | SA0471:14 | JB70 | 17.A1
AF0087:08 | SC | SA047124 | WHT | 20 | 17.B7 | SA0471:24 | JB70 | 17.B1
AF0087:09 | SC | SB047222 | WHT | 20 | 17.B7 | SB0472:22 | JB70 | 17.B1
AF0087:37 | SC | SB047111 | WHT | 20 | 16.D7 | SB0471:11 | JB70 | 16.D1
AF0087:38 | SC | SB047323 | WHT | 20 | 16.D7 | SB0473:23 | JB70 | 16.D1
AF0087:39 | SC | SB047423 | WHT | 20 | 17.A7 | SB0474:23 | JB70 | 17.A1
AF0087:40 | SC | SA047321 | WHT | 20 | 17.D7 | SA0473:21 | JB70 | 17.D1
AF0087:41 | SC | SA047313 | WHT | 20 | 17.D7 | SA0473:13 | JB70 | 17.D1
AF0087:42 | SC | SA047113 | WHT | 20 | 17.A7 | SA0471:13 | JB70 | 17.A1
AF0087:43 | SC | SA047123 | WHT | 20 | 17.B7 | SA0471:23 | JB70 | 17.B1
AF0087:44 | SC | SB047221 | WHT | 20 | 17.B7 | SB0472:21 | JB70 | 17.B1
PEG0130:4 | SC | PEG01304 | GRN/YEL | 14 | 18.D6 | AT1100:GND | JB70 | 18.D3
XT0134:3 | SC | 0V | WHT | 14 | 8.B3 | AT1100:NEG | JB70 | 18.D3
XT0137:1 | SC | ESTOPA | WHT | 20 | 17.B5 | SB0472:11 | JB70 | 17.B1
XT0137:2 | SC | ESTOP | ORG | 20 | 17.B5 | SB0472:12 | JB70 | 17.B1
XT0137:3 | WC5067 | SH04711 | 1 | 20 | 16.A5 | SH0471:1 | JB70 | 16.A1
XT0137:4 | WC5067 | SH04712 | 2 | 20 | 16.A5 | SH0471:2 | JB70 | 16.A1
AF0087:35 | WC5067 | SH04713 | 3 | 20 | 16.A7 | SH0471:3 | JB70 | 16.A1
AF0087:00 | WC5067 | SH04714 | 4 | 20 | 16.A7 | SH0471:4 | JB70 | 16.A1
AF0087:10 | WC5067 | SH04715 | 5 | 20 | 16.A7 | SH0471:5 | JB70 | 16.A1
AF0087:27 | WC5067 | SH04716 | 6 | 20 | 16.A7 | SH0471:6 | JB70 | 16.A1
AF0087:36 | WC5068 | SH04701 | 1 | 20 | 16.B7 | SH0470:1 | JB70 | 16.B1
AF0087:01 | WC5068 | SH04702 | 2 | 20 | 16.B7 | SH0470:2 | JB70 | 16.B1
AF0087:13 | WC5068 | SH04705 | 5 | 20 | 16.B7 | SH0470:5 | JB70 | 16.B1
AF0087:30 | WC5068 | SH04706 | 6 | 20 | 16.B7 | SH0470:6 | JB70 | 16.B1
XT0137:5 | WC5068 | SH04703 | 3 | 20 | 16.B5 | SH0470:3 | JB70 | 16.B1
XT0137:6 | WC5068 | SH04704 | 4 | 20 | 16.B5 | SH0470:4 | JB70 | 16.B1
AF0087:32 | WC5072 | HA04721 | 1 | 18 | 16.C6 | HA0472:BLK-1 | JB70 | 16.C1
AF0087:15 | WC5072 | HA04722 | 2 | 18 | 16.C6 | HA0472:BLK-2 | JB70 | 16.C1
XT0135:2 | SC | 0V | WHT | 16 | 8.B4 | BA1100:NEG | JB70 RIGHT RAIL | 18.C5
XT0135:3 | SC | 0V | WHT | 16 | 8.B4 | XT0160:2 | JB70 RIGHT RAIL | 8.B7
XT0138:3 | SC | FU0136 | WHT | 14 | 8.A3 | FU1100:LI | JB70 RIGHT RAIL | 18.D5
XT0139:1 | SC | FU0137 | WHT | 12 | 8.A4 | FU1101:LI | JB70 RIGHT RAIL | 18.B6
XT0139:3 | SC | FU0137 | WHT | 12 | 8.B4 | FU0160:LI | JB70 RIGHT RAIL | 8.B5
AP0602:L1 | WC0010 | BA1100L2 | ENET | CABLE | 3.A3 | BA1100:L2 | JB70 RIGHT RAIL | 18.C5
AF0080:12 | SC | 008012 | WHT | 20 | 55.C7 | KA0190:14 | PANEL B | 55.C5
AF0080:19 | SC | SV21202 | WHT | 20 | 30.B7 | XT0060:4 | PANEL B | 30.B5
AF0080:23 | SC | SV54302 | WHT | 20 | 55.C7 | XT5430:2 | PANEL B | 55.C5
AF0081:09 | SC | 008109 | WHT | 20 | 31.A7 | KA0236:24 | PANEL B | 31.B5
AF0081:12 | SC | KA024214 | WHT | 20 | 10.C7 | KA0242:14 | PANEL B | 10.C6
AF0082:04 | SC | KA024314 | WHT | 20 | 10.B7 | KA0243:14 | PANEL B | 10.B6
AF0082:20 | SC | UA1200J27 | WHT | 20 | 11.C7 | UA1200:J2-7 | PANEL B | 11.B3
AF0082:39 | SC | KA024311 | WHT | 20 | 10.B7 | KA0243:11 | PANEL B | 10.B6
AF0087:14 | SC | 008714 | WHT | 20 | 16.C7 | XT0237:2 T2 | PANEL B | 16.C5
AF0092:06 | SC | 009206 | WHT | 20 | 21.A7 | KA9001:A1 | PANEL B | 21.A6
AF0092:07 | SC | 009207 | WHT | 20 | 21.B7 | KA9002:A1 | PANEL B | 21.B6
AF0092:08 | SC | 009208 | WHT | 20 | 21.B7 | KA9003:A1 | PANEL B | 21.B6
AF0092:09 | SC | 009209 | WHT | 20 | 21.C7 | KA9004:A1 | PANEL B | 21.C6
AF0092:10 | SC | 009210 | WHT | 20 | 21.A7 | KA9005:A1 | PANEL B | 21.A6
AF0092:23 | SC | 009223 | WHT | 20 | 21.A7 | KA9001:A2 | PANEL B | 21.A6
AF0092:24 | SC | 009224 | WHT | 20 | 21.B7 | KA9002:A2 | PANEL B | 21.B6
AF0092:25 | SC | 009225 | WHT | 20 | 21.B7 | KA9003:A2 | PANEL B | 21.B6
AF0092:26 | SC | 009226 | WHT | 20 | 21.C7 | KA9004:A2 | PANEL B | 21.C6
AF0092:27 | SC | 009227 | WHT | 20 | 21.A7 | KA9005:A2 | PANEL B | 21.A6
AR0600:IE2 | SC | IEG02301 | GRN | 12 | 3.A2 | IEG0230:1 | PANEL B | 3.A4
GR0133: | SC | IEG02303 | GRN | 14 | 2.A4 | IEG0230:3 | PANEL B | 2.A4
IEG0080: | SC | IEG02302 | GRN | 14 | 5.D6 | IEG0230:2 | PANEL B | 5.D6
IEG0090: | SC | IEG02307 | GRN | 14 | 5.B5 | IEG0230:7 | PANEL B | 5.B5
KA0130:A2 | SC | UA1200J26 | WHT | 20 | 11.C5 | UA1200:J2-6 | PANEL B | 11.B3
KA0131:A1 | SC | KA0231A1 | WHT | 20 | 9.B6 | KA0242:11 | PANEL B | 10.C6
KA0136:21 | SC | KA013621 | WHT | 20 | 9.B3 | AF0063:48 | PANEL B | 9.B4
KA0136:24 | SC | KA013624 | WHT | 20 | 9.B3 | AF0063:13 | PANEL B | 9.B4
KA0137:24 | SC | KA013724 | WHT | 20 | 9.D3 | AF0063:10 | PANEL B | 9.C4
KA0217:14 | SC | KA021714 | WHT | 14 | 28.C5 | KA0237:11 | PANEL B | 28.C6
KA0217:A1 | SC | 006006 | WHT | 20 | 28.C5 | AF0060:06 | PANEL B | 28.C7
KA0217:A2 | SC | 006020 | WHT | 20 | 28.C5 | AF0060:20 | PANEL B | 28.C7
KA0221:11 | SC | 006314 | WHT | 20 | 30.B6 | AF0063:14 | PANEL B | 30.B7
KA0221:11 | SC | 006314 | WHT | 20 | 30.B6 | KA0235:24 | PANEL B | 30.B5
KA0221:A2 | SC | SV21202 | WHT | 20 | 30.B6 | XT0060:4 | PANEL B | 30.B5
KT0145:A1 | SC | KA024412 | WHT | 20 | 9.B6 | KA0244:12 | PANEL B | 10.D4
KT0146:15 | SC | KT014615 | WHT | 20 | 10.C6 | AF0062:02 | PANEL B | 10.C7
KT0146:18 | SC | KA024214 | WHT | 20 | 10.C6 | KA0231:14 | PANEL B | 10.C6
XT0134:4 | SC | 0V | WHT | 12 | 8.C3 | XT0235:1 | PANEL B | 8.D4
XT0134:4 | SC | 0V | WHT | 14 | 8.C3 | XT0110:2 | PANEL B | 12.A5
XT0135:1 | SC | 0V | WHT | 14 | 8.B4 | KA1020:24 | PANEL B | 23.A5
XT0136:1 | SC | FU0139 | WHT | 20 | 9.A2 | XT0240:12 | PANEL B | 10.C4
XT0136:3 | SC | 0V | WHT | 14 | 9.A2 | XT0240:10 | PANEL B | 10.D3
XT0136:6 | SC | PS32004 | WHT | 16 | 40.D5 | KA0240:11 | PANEL B | 40.D6
XT0137:1 | SC | ESTOPA | WHT | 20 | 17.B5 | XT0240:3 | PANEL B | 10.A3
XT0137:2 | SC | ESTOP | ORG | 20 | 17.B5 | XT0240:4 | PANEL B | 10.A3
XT0138:4 | SC | FU0136 | WHT | 12 | 8.B3 | FU0210:LI | PANEL B | 8.C4
XT0138:4 | SC | FU0136 | WHT | 14 | 8.B3 | XT0110:1 | PANEL B | 12.A5
XT0139:3 | SC | FU0137 | WHT | 12 | 8.B4 | FU0291:LI | PANEL B | 55.A5
XT0139:3 | SC | FU0137 | WHT | 14 | 8.B4 | FU0211:LI | PANEL B | 8.B4
XT0139:4 | SC | KA0231A1 | WHT | 20 | 10.D6 | KA0230:A1 | PANEL B | 10.D6
XT0139:4 | SC | KA0231A1 | WHT | 20 | 10.D6 | XT0110:5 | PANEL B | 12.B5
AU0080:L2 | WC0008 | AU0080L2 | ENET | CABLE | 5.C2 | AU0070:L1 | PANEL B | 6.A2
SolarTools ver. 24.0.84.24712 (Jul 31, 2025)
Report date: 3/23/2026 11:32 AM

## PANEL B
PANEL B
JB70
Project # | E9270
Project Name | DCP MIDSTREAM LP
Revision | C
Controls DE | D.SANDOVAL
Phone: | x6389
Controls ME | DAVE DURAN
Phone: | X6657
From | [5 empty] | To
Device ID | Cable (W) Conductor (SC) Jumper Clip (JC) | Wire No. | Wire ID | Gauge/Size | Page/Zone | Device ID | Location | Page/Zone
XT0060:1 | JC | 0V | CLIP | --- | 6.D1 | XT0060:2 | PANEL B | 6.D1
XT0110:3 | JC | 0V | CLIP | --- | 12.A5 | XT0110:2 | PANEL B | 12.A5
XT0130:3 | JC | 0V | CLIP | --- | 13.A5 | XT0130:2 | PANEL B | 13.A5
XT0130:4 | JC | 0V | CLIP | --- | 13.A5 | XT0130:3 | PANEL B | 13.A5
XT0190:1 | JC | 019012 | CLIP | --- | 55.A6 | XT0190:2 | PANEL B | 55.A6
XT0233:1 | JC | FU0210 | CLIP | --- | 8.C4 | XT0233:2 | PANEL B | 8.C4
XT0233:2 | JC | FU0210 | CLIP | --- | 8.C4 | XT0233:3 | PANEL B | 8.C4
XT0235:1 | JC | 0V | CLIP | --- | 8.D4 | XT0235:2 | PANEL B | 8.D4
XT0235:2 | JC | 0V | CLIP | --- | 8.D4 | XT0235:3 | PANEL B | 8.D4
XT0240:11 | JC | FU0139 | CLIP | --- | 10.C4 | XT0240:12 | PANEL B | 10.C4
XT0240:9 | JC | 0V | CLIP | --- | 10.D3 | XT0240:10 | PANEL B | 10.D3
AF0060:16 | SC | AU0060N | WHT | 20 | 6.C2 | AU0060:COM | PANEL B | 6.C2
AF0060:34 | SC | AU0060P | WHT | 20 | 6.C2 | AU0060:V+ | PANEL B | 6.C2
AF0061:00 | SC | 006100 | WHT | 20 | 18.A7 | KA1020:A1 | PANEL B | 18.A5
AF0061:16 | SC | 0V | WHT | 14 | 6.C3 | XT0060:2 | PANEL B | 6.D1
AF0061:17 | SC | 006117 | WHT | 20 | 18.A7 | KA1020:A2 | PANEL B | 18.A5
AF0061:34 | SC | FU0061 | WHT | 14 | 6.C3 | FU0061:LD | PANEL B | 6.D1
AF0062:06 | SC | 006206 | WHT | 20 | 31.B7 | KA0222:A1 | PANEL B | 31.B6
AF0062:12 | SC | UA1200J14 | WHT | 20 | 11.C7 | UA1200:J1-4 | PANEL B | 11.B3
AF0062:14 | SC | 006214 | WHT | 20 | 11.C7 | XT0237:1 B2 | PANEL B | 11.C5
AF0062:16 | SC | 0V | WHT | 14 | 6.C3 | XT0060:2 | PANEL B | 6.D1
AF0062:18 | SC | KA0231A2 | WHT | 20 | 10.C7 | KA0231:A2 | PANEL B | 10.C6
AF0062:20 | SC | SV21242 | WHT | 16 | 31.B7 | XT0060:6 | PANEL B | 31.B6
AF0062:34 | SC | FU0062 | WHT | 14 | 6.C3 | FU0062:LD | PANEL B | 6.D1
AF0062:38 | SC | 006238 | WHT | 20 | 31.B7 | KA0222:14 | PANEL B | 31.B6
AF0063:11 | SC | KA023924 | WHT | 20 | 10.A7 | KA0239:24 | PANEL B | 10.B6
AF0063:12 | SC | UA1200J21 | WHT | 20 | 10.A7 | KA0241:11 | PANEL B | 10.A5
AF0063:15 | SC | KA024524 | WHT | 20 | 10.B7 | KA0245:24 | PANEL B | 10.B6
AF0063:16 | SC | 0V | WHT | 14 | 6.C4 | XT0060:2 | PANEL B | 6.D1
AF0063:33 | SC | AF0063N | WHT | 20 | 6.C4 | AF0064:16 | PANEL B | 6.C5
AF0063:34 | SC | FU0063 | WHT | 14 | 6.C4 | FU0063:LD | PANEL B | 6.D1
AF0063:46 | SC | KA023921 | WHT | 20 | 10.A7 | KA0239:21 | PANEL B | 10.B6
AF0063:50 | SC | KA024521 | WHT | 20 | 10.B7 | KA0245:21 | PANEL B | 10.B6
AF0063:51 | SC | AF0063P | WHT | 20 | 6.C4 | AF0064:34 | PANEL B | 6.C5
AF0064:01 | SC | 006401 | WHT | 20 | 29.A7 | AF0064:17 | PANEL B | 29.A7
AF0064:33 | SC | AF0064N | WHT | 20 | 6.C5 | AF0065:16 | PANEL B | 6.C5
AF0064:51 | SC | AF0064P | WHT | 20 | 6.C5 | AF0065:34 | PANEL B | 6.C5
AF0065:01 | SC | 006501 | WHT | 20 | 33.A7 | AF0065:17 | PANEL B | 33.A7
AF0065:07 | SC | 006507 | WHT | 20 | 26.A7 | AF0065:23 | PANEL B | 26.A7
AF0070:05 | SC | SE12601 | LEAD | --- | 37.A7 | RR0700: -10K OHM | PANEL B | 37.A6
AF0070:07 | SC | 007007 | LEAD | --- | 37.A7 | RR0700: -10K OHM | PANEL B | 37.A6
AF0070:08 | SC | 007008 | LEAD | --- | 37.B7 | RR0701: -10K OHM | PANEL B | 37.B6
AF0070:10 | SC | SE12701 | LEAD | --- | 37.B7 | RR0701: -10K OHM | PANEL B | 37.B6
AF0070:34 | SC | AU0070P | WHT | 20 | 6.A2 | AU0070:V+ | PANEL B | 6.A2
AF0070:35 | SC | AU0070N | WHT | 20 | 6.A2 | AU0070:COM | PANEL B | 6.A2
AF0070:50 | SC | AF0070P | WHT | 20 | 6.A2 | AF0071:34 | PANEL B | 6.A3
AF0070:51 | SC | AF0070N | WHT | 20 | 6.A2 | AF0071:16 | PANEL B | 6.A3
AF0071:33 | SC | AF0071N | WHT | 20 | 6.A3 | AF0072:16 | PANEL B | 6.A3
AF0071:51 | SC | AF0071P | WHT | 20 | 6.A3 | AF0072:34 | PANEL B | 6.A3
AF0072:33 | SC | AF0072N | WHT | 20 | 6.A3 | AF0073:16 | PANEL B | 6.A4
AF0072:51 | SC | AF0072P | WHT | 20 | 6.A3 | AF0073:34 | PANEL B | 6.A4
AF0073:07 | SC | 007307 | WHT | 20 | 26.B7 | AF0073:23 | PANEL B | 26.B7
AF0073:33 | SC | AF0073N | WHT | 20 | 6.A4 | AF0074:35 | PANEL B | 6.A5
AF0073:51 | SC | AF0073P | WHT | 20 | 6.A4 | AF0074:34 | PANEL B | 6.A5
AF0074:02 | SC | 007402 | WHT | 16 | 25.B7 | AF0074:03 | PANEL B | 25.B7
AF0074:05 | SC | 007405 | LEAD | --- | 25.A7 | TE0741:CJC | PANEL B | 25.A6
AF0074:12 | SC | 007412 | LEAD | --- | 25.A5 | TE0742:CJC | PANEL B | 25.A5
AF0074:37 | SC | 007437 | LEAD | --- | 25.A7 | TE0741:(+) | PANEL B | 25.A6
AF0074:38 | SC | 007438 | LEAD | --- | 25.A7 | TE0741:GND | PANEL B | 25.A6
AF0074:39 | SC | 007439 | LEAD | --- | 25.A7 | TE0741:(-) | PANEL B | 25.A6
AF0074:46 | SC | 007446 | LEAD | --- | 25.A5 | TE0742:(+) | PANEL B | 25.A5
AF0074:47 | SC | 007447 | LEAD | --- | 25.A5 | TE0742:GND | PANEL B | 25.A5
AF0074:48 | SC | 007448 | LEAD | --- | 25.A5 | TE0742:(-) | PANEL B | 25.A5
AF0120:08 | SC | 012008 | WHT | 20 | 54.A7 | KA0193:14 | PANEL B | 54.B6
AF0120:16 | SC | AU0120N | WHT | 20 | 13.C2 | AU0120:COM | PANEL B | 13.C1
AF0120:21 | SC | 012021 | WHT | 20 | 54.A7 | KA0194:A2 | PANEL B | 54.B6
AF0120:34 | SC | AU0120P | WHT | 20 | 13.C2 | AU0120:V+ | PANEL B | 13.C1
AF0121:10 | SC | 012110 | WHT | 20 | 51.A7 | KA4401:14 | PANEL B | 51.A6
AF0121:16 | SC | 0V | WHT | 14 | 13.C3 | XT0130:3 | PANEL B | 13.A5
AF0121:27 | SC | 012127 | WHT | 20 | 51.A7 | KA4401:A2 | PANEL B | 51.A6
AF0121:33 | SC | AF0121N | WHT | 20 | 13.C3 | AF0122:16 | PANEL B | 13.C3
AF0121:34 | SC | FU0121 | WHT | 14 | 13.C3 | FU0121:LD | PANEL B | 13.D1
AF0121:45 | SC | PS44012 | WHT | 20 | 51.A7 | KA4401:11 | PANEL B | 51.A6
AF0121:51 | SC | AF0121P | WHT | 20 | 13.C3 | AF0122:34 | PANEL B | 13.C3
AF0122:07 | SC | 012207 | WHT | 20 | 56.D7 | AF0122:23 | PANEL B | 56.D7
AF0122:09 | SC | 012209 | WHT | 20 | 56.A7 | AF0122:25 | PANEL B | 56.A7
AF0122:11 | SC | 012211 | WHT | 20 | 56.B7 | AF0122:27 | PANEL B | 56.B7
AF0122:33 | SC | AF0122N | WHT | 20 | 13.C3 | AF0123:16 | PANEL B | 13.C4
AF0122:51 | SC | AF0122P | WHT | 20 | 13.C3 | AF0123:34 | PANEL B | 13.C4
AF0123:03 | SC | 012303 | WHT | 20 | 57.A7 | AF0123:19 | PANEL B | 57.A7
AF0123:05 | SC | 012305 | WHT | 20 | 57.B7 | AF0123:21 | PANEL B | 57.B7
AF0123:07 | SC | 012307 | WHT | 20 | 56.B7 | AF0123:23 | PANEL B | 56.B7
AF0123:09 | SC | 012309 | WHT | 20 | 56.C7 | AF0123:25 | PANEL B | 56.C7
AF0123:11 | SC | 012311 | WHT | 20 | 51.B7 | AF0123:27 | PANEL B | 51.B7
AF0123:13 | SC | 012313 | WHT | 20 | 51.B7 | AF0123:29 | PANEL B | 51.B7
AF0123:15 | SC | 012315 | WHT | 20 | 55.C7 | AF0123:31 | PANEL B | 55.C7
XT0240:3 | SC | JW1 | CLIP | -- | 10.A3 | XT0240:2 | PANEL B | 10.A3
XT0240:2 | SC | JP0 | VIO | 20 | 10.A3 | XT0240:1 | PANEL B | 10.A3
AF0410:32 | SC | XT04001 | GRN | 16 | 12.B5 | XT0400:1 | PANEL B | 12.C6
AF0410:53 | SC | 0V | WHT | 16 | 12.B5 | XT0110:3 | PANEL B | 12.A5
AF0410:55 | SC | FU0113 | WHT | 16 | 12.B5 | FU0113:LD | PANEL B | 12.A4
AF0500:12 | SC | XT05001 | GRN | 16 | 13.B4 | XT0500:1 | PANEL B | 13.C3
AF0510:32 | SC | XT05001 | GRN | 16 | 13.B3 | XT0500:1 | PANEL B | 13.C3
AF0510:53 | SC | 0V | WHT | 16 | 13.B3 | XT0130:2 | PANEL B | 13.A5
AF0510:55 | SC | FU0133 | WHT | 16 | 13.B3 | FU0133:LD | PANEL B | 13.C1
AU0060:COM | SC | 0V | WHT | 14 | 6.C2 | XT0060:1 | PANEL B | 6.D1
AU0060:V+ | SC | FU0060 | WHT | 14 | 6.C2 | FU0060:LD | PANEL B | 6.C1
AU0070:COM | SC | 0V | WHT | 14 | 6.A2 | XT0070:1 | PANEL B | 6.B1
AU0070:V+ | SC | FU0070 | WHT | 14 | 6.A2 | FU0070:LD | PANEL B | 6.B1
AU0120:COM | SC | 0V | WHT | 14 | 13.C1 | XT0130:4 | PANEL B | 13.A5
AU0120:V+ | SC | FU0120 | WHT | 14 | 13.C1 | FU0120:LD | PANEL B | 13.D1
FU0060:LI | SC | FU0210 | WHT | 14 | 6.C1 | XT0233:1 | PANEL B | 8.C4
FU0060:LI | SC | FU0210 | WHT | 14 | 6.C1 | FU0061:LI | PANEL B | 6.D1
FU0061:LI | SC | FU0210 | WHT | 14 | 6.D1 | FU0062:LI | PANEL B | 6.D1
FU0062:LI | SC | FU0210 | WHT | 14 | 6.D1 | FU0063:LI | PANEL B | 6.D1
FU0070:LI | SC | FU0210 | WHT | 14 | 6.B1 | XT0233:2 | PANEL B | 8.C4
FU0110:LD | SC | FU0110 | WHT | 14 | 12.A5 | FU0113:LI | PANEL B | 12.A4
FU0110:LI | SC | FU0136 | WHT | 14 | 12.A5 | XT0110:1 | PANEL B | 12.A5
FU0120:LI | SC | FU0130 | WHT | 14 | 13.D1 | FU0133:LI | PANEL B | 13.C1
FU0120:LI | SC | FU0130 | WHT | 14 | 13.D1 | FU0121:LI | PANEL B | 13.D1
FU0130:LD | SC | FU0130 | WHT | 14 | 13.A4 | FU0133:LI | PANEL B | 13.C1
FU0130:LI | SC | FU0136 | WHT | 12 | 13.A4 | XT0130:1 | PANEL B | 13.A5
FU0210:LD | SC | FU0210 | WHT | 12 | 8.C4 | XT0233:1 | PANEL B | 8.C4
FU0211:LD | SC | FU0211 | WHT | 14 | 8.B4 | KA1020:14 | PANEL B | 23.A5
FU0212:LD | SC | FU0212 | WHT | 16 | 8.C5 | KA0248:21 | PANEL B | 11.C6
FU0212:LD | SC | FU0212 | WHT | 16 | 8.C5 | XT0233:4 | PANEL B | 11.D5
FU0212:LI | SC | FU0210 | WHT | 14 | 8.C5 | XT0233:1 | PANEL B | 8.C4
FU0291:LD | SC | FU0291 | WHT | 14 | 55.A5 | XT0190:3 | PANEL B | 55.A5
GR0120: | SC | GR0120 | GRN | 14 | 2.A3 | IEG0230:11 | PANEL B | 2.A3
GR0231: | SC | GR0231 | GRN | 14 | 2.A3 | IEG0230:14 | PANEL B | 2.A3
GR0232: | SC | 0V | WHT | 14 | 13.A4 | XT0130:4 | PANEL B | 13.A5
IEG0060: | SC | IEG02304 | GRN | 14 | 6.D5 | IEG0230:4 | PANEL B | 6.D5
IEG0070: | SC | IEG02305 | GRN | 14 | 6.B3 | IEG0230:5 | PANEL B | 6.B4
IEG0120: | SC | IEG02306 | GRN | 14 | 13.D4 | IEG0230:6 | PANEL B | 13.D5
IEG0230:10 | SC | IEG023010 | GRN | 14 | 12.C6 | XT0400:3 | PANEL B | 12.C6
IEG0230:8 | SC | IEG02308 | GRN | 16 | 11.D6 | UA1200:J3-4 | PANEL B | 11.B3
IEG0230:9 | SC | IEG02309 | GRN | 14 | 13.B5 | XT0500:2 | PANEL B | 13.B5
KA0120:A1 | SC | KA0231A1 | WHT | 20 | 13.B5 | XT0130:5 | PANEL B | 13.A5
KA0120:A2 | SC | 0V | WHT | 20 | 13.B5 | XT0130:3 | PANEL B | 13.A5
KA0190:11 | SC | SV54301 | WHT | 20 | 55.C5 | XT5430:1 | PANEL B | 55.C5
KA0190:12 | SC | 019012 | WHT | 20 | 55.C5 | XT0190:1 | PANEL B | 55.A6
KA0190:A1 | SC | KA0231A1 | WHT | 20 | 13.A7 | KA0191:A1 | PANEL B | 13.A7
KA0190:A1 | SC | KA0231A1 | WHT | 20 | 13.A7 | XT0130:5 | PANEL B | 13.A5
KA0190:A2 | SC | 0V | WHT | 20 | 13.A7 | KA0191:A2 | PANEL B | 13.A7
KA0190:A2 | SC | 0V | WHT | 20 | 13.A7 | XT0130:3 | PANEL B | 13.A5
KA0191:A1 | SC | KA0231A1 | WHT | 20 | 13.A7 | KA0192:A1 | PANEL B | 13.A7
KA0191:A2 | SC | 0V | WHT | 20 | 13.A7 | KA0192:A2 | PANEL B | 13.A7
KA0192:A1 | SC | KA0231A1 | WHT | 20 | 13.A7 | KA0193:A1 | PANEL B | 13.A7
KA0192:A2 | SC | 0V | WHT | 20 | 13.A7 | KA0193:A2 | PANEL B | 13.A7
KA0193:11 | SC | 019311 | WHT | 20 | 54.B6 | KA0194:A1 | PANEL B | 54.B6
KA0193:12 | SC | 019312 | WHT | 20 | 54.A6 | KA4401:22 | PANEL B | 55.A5
KA0222:A2 | SC | SV21242 | WHT | 16 | 31.B6 | XT0060:6 | PANEL B | 31.B6
KA0230:A1 | SC | KA0231A1 | WHT | 20 | 10.D6 | KA0234:A1 | PANEL B | 10.D6
KA0231:11 | SC | KA0231A1 | WHT | 20 | 10.C6 | KA0231:A1 | PANEL B | 10.C6
KA0231:11 | SC | KA0231A1 | WHT | 20 | 10.C6 | KA0242:11 | PANEL B | 10.C6
KA0231:14 | SC | KA024214 | WHT | 20 | 10.C6 | KA0242:14 | PANEL B | 10.C6
KA0231:21 | SC | KA023121 | WHT | 20 | 10.A4 | KA0245:14 | PANEL B | 10.A4
KA0231:A1 | SC | KA0231A1 | WHT | 20 | 10.C6 | KA0232:A1 | PANEL B | 10.D6
KA0231:A2 | SC | KA0231A2 | WHT | 20 | 10.C6 | KA0232:A2 | PANEL B | 10.D6
KA0232:A1 | SC | KA0231A1 | WHT | 20 | 10.D6 | KA0233:A1 | PANEL B | 10.D6
KA0232:A2 | SC | KA0231A2 | WHT | 20 | 10.D6 | KA0233:A2 | PANEL B | 10.D6
KA0233:A1 | SC | KA0231A1 | WHT | 20 | 10.D6 | KA0234:A1 | PANEL B | 10.D6
KA0233:A2 | SC | KA0231A2 | WHT | 20 | 10.D6 | KA0234:A2 | PANEL B | 10.D6
KA0234:A2 | SC | KA0231A2 | WHT | 20 | 10.D6 | KA0230:A2 | PANEL B | 10.D6
KA0235:11 | SC | UA1200J21 | WHT | 20 | 10.A5 | KA0241:11 | PANEL B | 10.A5
KA0235:11 | SC | UA1200J21 | WHT | 20 | 10.A5 | XT0060:3 | PANEL B | 11.D5
KA0235:14 | SC | KA024114 | WHT | 20 | 10.A5 | KA0241:14 | PANEL B | 10.A5
KA0235:A1 | SC | ESTOP | ORG | 20 | 10.A2 | XT0240:4 | PANEL B | 10.A3
KA0235:A1 | SC | ESTOP | ORG | 20 | 10.A2 | KA0236:A1 | PANEL B | 10.B2
KA0236:11 | SC | FU0139 | WHT | 20 | 10.D4 | KA0244:11 | PANEL B | 10.D4
KA0236:11 | SC | FU0139 | WHT | 20 | 10.D4 | XT0240:12 | PANEL B | 10.C4
KA0236:12 | SC | KA023612 | WHT | 20 | 10.D4 | XT0240:13 | PANEL B | 10.D4
KA0236:24 | SC | 008109 | WHT | 20 | 31.B5 | KA0222:11 | PANEL B | 31.B6
KA0236:A1 | SC | ESTOP | ORG | 20 | 10.B2 | KA0237:A1 | PANEL B | 10.B2
KA0236:A2 | SC | 0V | WHT | 20 | 10.B2 | KA0235:A2 | PANEL B | 10.A2
KA0236:A2 | SC | 0V | WHT | 20 | 10.B2 | KA0237:A2 | PANEL B | 10.B2
KA0237:A1 | SC | ESTOP | ORG | 20 | 10.B2 | KA0238:A1 | PANEL B | 10.B2
KA0237:A2 | SC | 0V | WHT | 20 | 10.B2 | KA0238:A2 | PANEL B | 10.B2
KA0238:A1 | SC | ESTOP | ORG | 20 | 10.B2 | KA0239:A1 | PANEL B | 10.B2
KA0238:A2 | SC | 0V | WHT | 20 | 10.B2 | KA0239:A2 | PANEL B | 10.B2
KA0239:A1 | SC | ESTOP | ORG | 20 | 10.B2 | KA0240:A1 | PANEL B | 10.B2
KA0239:A2 | SC | 0V | WHT | 20 | 10.B2 | KA0240:A2 | PANEL B | 10.B2
KA0240:A1 | SC | ESTOP | ORG | 20 | 10.B2 | KA0248:A1 | PANEL B | 10.C2
KA0240:A2 | SC | 0V | WHT | 20 | 10.B2 | KA0248:A2 | PANEL B | 10.C2
KA0241:14 | SC | KA024114 | WHT | 20 | 10.A5 | KA0231:24 | PANEL B | 10.A4
KA0241:A1 | SC | KA0241A1 | WHT | 20 | 10.C2 | KA0242:A1 | PANEL B | 10.C2
KA0241:A1 | SC | KA0241A1 | WHT | 20 | 10.C2 | XT0240:6 | PANEL B | 10.C3
KA0241:A2 | SC | 0V | WHT | 20 | 10.C2 | KA0242:A2 | PANEL B | 10.C2
KA0241:A2 | SC | 0V | WHT | 20 | 10.C2 | KA0250:A2 | PANEL B | 10.C2
KA0242:21 | SC | 024221 | WHT | 20 | 11.C6 | XT0237:1 T2 | PANEL B | 11.C5
KA0242:24 | SC | 024822 | WHT | 20 | 11.C6 | KA0248:22 | PANEL B | 11.C6
KA0242:A2 | SC | 0V | WHT | 20 | 10.C2 | KA0243:A2 | PANEL B | 10.C2
KA0243:21 | SC | ESTOPC | WHT | 20 | 10.A3 | XT0240:1 | PANEL B | 10.A3
KA0243:24 | SC | KA024511 | WHT | 20 | 10.A3 | KA0245:11 | PANEL B | 10.A4
KA0243:A1 | SC | KA0243A1 | WHT | 20 | 10.C2 | KA0244:A1 | PANEL B | 10.D2
KA0243:A1 | SC | KA0243A1 | WHT | 20 | 10.C2 | XT0240:7 | PANEL B | 10.C3
KA0243:A2 | SC | 0V | WHT | 20 | 10.C2 | KA0244:A2 | PANEL B | 10.D2
KA0244:A1 | SC | KA0243A1 | WHT | 20 | 10.D2 | KA0246:A1 | PANEL B | 10.D2
KA0244:A2 | SC | 0V | WHT | 20 | 10.D2 | KA0246:A2 | PANEL B | 10.D2
KA0245:A1 | SC | KA0245A1 | WHT | 20 | 10.D2 | KA0249:A1 | PANEL B | 10.D2
KA0245:A1 | SC | KA0245A1 | WHT | 20 | 10.D2 | XT0240:8 | PANEL B | 10.D3
KA0245:A2 | SC | 0V | WHT | 20 | 10.D2 | KA0249:A2 | PANEL B | 10.D2
KA0245:A2 | SC | 0V | WHT | 20 | 10.D2 | KA0247:A2 | PANEL B | 10.D2
KA0246:A1 | SC | KA0243A1 | WHT | 20 | 10.D2 | KA0247:A1 | PANEL B | 10.D2
KA0246:A2 | SC | 0V | WHT | 20 | 10.D2 | KA0247:A2 | PANEL B | 10.D2
KA0248:A1 | SC | ESTOP | ORG | 20 | 10.C2 | KA0250:A1 | PANEL B | 10.C2
KA0248:A2 | SC | 0V | WHT | 20 | 10.C2 | KA0250:A2 | PANEL B | 10.C2
KA0249:A2 | SC | 0V | WHT | 20 | 10.D2 | XT0240:10 | PANEL B | 10.D3
KA4401:11 | SC | PS44012 | WHT | 20 | 51.A6 | XT0121:1 | PANEL B | 51.A5
KA4401:21 | SC | FU0291 | WHT | 20 | 55.A5 | XT0190:3 | PANEL B | 55.A5
KA4401:24 | SC | 019012 | WHT | 20 | 55.A5 | XT0190:1 | PANEL B | 55.A6
KA4401:A1 | SC | PS44013 | WHT | 20 | 51.A6 | XT0121:2 | PANEL B | 51.A5
UA1200:J1-10 | SC | FU0212 | WHT | 20 | 11.B3 | XT0233:4 | PANEL B | 11.D5
UA1200:J1-5 | SC | UA1200J15 | WHT | 20 | 11.B3 | XT0237:1 B1 | PANEL B | 11.C5
UA1200:J1-8 | SC | UA1200J | WHT | 20 | 37.B6 | UA1200:J3-5 | PANEL B | 37.B6
UA1200:J1-9 | SC | 0V | WHT | 20 | 11.B3 | XT0235:4 | PANEL B | 11.D5
UA1200:J2-1 | SC | UA1200J21 | WHT | 20 | 11.B3 | XT0060:3 | PANEL B | 11.D5
UA1200:J2-2 | SC | FU0212 | WHT | 20 | 11.B3 | XT0233:4 | PANEL B | 11.D5
XT0070:1 | SC | 0V | WHT | 14 | 6.B1 | XT0235:1 | PANEL B | 8.D4
XT0110:1 | SC | FU0136 | WHT | 14 | 12.A5 | XT0130:1 | PANEL B | 13.A5
XT0110:2 | SC | 0V | WHT | 14 | 12.A5 | XT0130:2 | PANEL B | 13.A5
XT0110:5 | SC | KA0231A1 | WHT | 20 | 12.B5 | XT0130:5 | PANEL B | 13.A5
XT0130:1 | SC | FU0136 | WHT | 14 | 13.A5 | XT0520:1 | PANEL B | 13.A5
XT0130:4 | SC | 0V | WHT | 14 | 13.A5 | XT0520:2 | PANEL B | 13.A5
XT0235:1 | SC | 0V | WHT | 14 | 8.D4 | XT0060:1 | PANEL B | 6.D1
XT0235:4 | SC | 0V | WHT | 16 | 11.D5 | XT0235:2 | PANEL B | 8.D4
XT0236:1 | SC | FU0139 | WHT | 20 | 16.B5 | XT0240:11 | PANEL B | 10.C4
XT0236:2 | SC | KA0241A1 | WHT | 20 | 16.B5 | XT0240:6 | PANEL B | 10.C3
XT0236:3 | SC | 0V | WHT | 20 | 16.C5 | XT0240:9 | PANEL B | 10.D3
XT0237:2 B2 | SC | KA023612 | WHT | 20 | 16.C5 | XT0240:13 | PANEL B | 10.D4
XT0520:3 | SC | KA0231A1 | WHT | 14 | 13.B5 | XT0130:5 | PANEL B | 13.A5
AF0410:L1 | WC0006 | AU0060L2 | ENET | CABLE | 12.B5 | AU0060:L2 | PANEL B | 6.C2
AU0060:L1 | WC0007 | AU0070L2 | ENET | CABLE | 6.C2 | AU0070:L2 | PANEL B | 6.A2
AF0410:L2 | WC0041 | AF0410L2 | ENET | CABLE | 12.B5 | AF0510:L1 | PANEL B | 13.B3
AF0510:L2 | WC0051 | AF0510L2 | ENET | CABLE | 13.B3 | AU0120:L1 | PANEL B | 13.C1
AF0064:14 | WC4524 | UA1200J13 | RED | 20 | 11.B7 | UA1200:J1-3 | PANEL B | 11.B3
AF0064:15 | WC4524 | UA1200J11 | BLK | 20 | 11.B7 | UA1200:J1-1 | PANEL B | 11.B3
IEG0060: | WC4524 | UA1200S | SH | 20 | 11.B6 | FLOATING | PANEL B | 11.B3
AF0500:LBUS | WC8050 | AF0510RBUS | BUS | CABLE | 13.B4 | AF0510:RBUS | PANEL B | 13.B3
AF0122:06 | SC | PDT54312 |  | 22 | 56.D7 | PDT5431:- | JB70 | 56.D1
AF0122:41 | SC | PDT54311 |  | 22 | 56.D7 | PDT5431:+ | JB70 | 56.D1
XT0121:1 | SC | PS44012 | WHT | 16 | 51.A5 | XT4875:2 | JB75 | 51.A2
XT0121:2 | SC | PS44013 | WHT | 16 | 51.A5 | XT4875:3 | JB75 | 51.A2
XT0233:2 | SC | FU0210 | WHT | 16 | 8.C4 | FU0009:LI | JB70 | 3.B4
XT0233:3 | SC | FU0210 | WHT | 16 | 8.C4 | FU0008:LI | JB70 | 3.C4
XT0235:2 | SC | 0V | WHT | 16 | 8.D4 | BA0009:V1(-) | JB70 | 3.B3
XT0235:3 | SC | 0V | WHT | 16 | 8.D4 | BA0010:V1(-) | JB70 | 3.C3
XT0236:4 | WC5069 | SH04721 | 1 | 20 | 16.C5 | SH0472:1 | JB70 | 16.C1
XT0236:5 | WC5069 | SH04722 | 2 | 20 | 16.C5 | SH0472:2 | JB70 | 16.C1
XT0236:1 | WC5069 | FU0139 | 3 | 20 | 16.B5 | SH0472:3 | JB70 | 16.B1
XT0236:2 | WC5069 | KA0241A1 | 4 | 20 | 16.B5 | SH0472:4 | JB70 | 16.B1
XT0237:2 B1 | WC5069 | SH04725 | 5 | 20 | 16.C5 | SH0472:5 | JB70 | 16.C1
XT0236:3 | WC5069 | 0V | 6 | 20 | 16.C5 | SH0472:6 | JB70 | 16.C1
IEG0230:12 | SC | GR1100 | GRN | 14 | 2.A4 | GR1100: | JB70 RIGHT RAIL | 2.A5
IEG0230:13 | SC | IEG023013 | GRN | 14 | 49.D5 | UV0272:IE | JB70 RIGHT RAIL | 49.D5
XT0233:3 | SC | FU0210 | WHT | 14 | 8.C4 | FU0272:LI | JB70 RIGHT RAIL | 49.D6
XT0235:3 | SC | 0V | WHT | 14 | 8.D4 | UV0272:9- | JB70 RIGHT RAIL | 49.D5
AF0500:02 | WC1352 | 050002 | RED | 20 | 49.A6 | UAI4473:7 | JB70 RIGHT RAIL | 49.A5
AF0500:03 | WC1352 | 050003 | BLK | 20 | 49.A6 | UAI4473:8 | JB70 RIGHT RAIL | 49.A5
AF0500:07 | WC1352 | 050007 | SH | 20 | 49.A6 | FLOATING | JB70 RIGHT RAIL | 49.A6
AF0510:02 | WC1353 | 051002 | RED | 20 | 49.B6 | UAI4461:7 | JB70 RIGHT RAIL | 49.B5
AF0510:04 | WC1353 | 051004 | BLK | 20 | 49.B6 | UAI4461:8 | JB70 RIGHT RAIL | 49.B5
AF0510:19 | WC1353 | 051019 | SH | 20 | 49.B6 | FLOATING | JB70 RIGHT RAIL | 49.B6
AF0510:06 | WC1354 | 051006 | RED | 20 | 49.B6 | UAI4460:7 | JB70 RIGHT RAIL | 49.B5
AF0510:08 | WC1354 | 051008 | BLK | 20 | 49.B6 | UAI4460:8 | JB70 RIGHT RAIL | 49.B5
AF0510:23 | WC1354 | 051023 | SH | 20 | 49.B6 | FLOATING | JB70 RIGHT RAIL | 49.B6
AF0510:10 | WC1355 | 051010 | RED | 20 | 49.C6 | UAI4471:7 | JB70 RIGHT RAIL | 49.C5
AF0510:12 | WC1355 | 051012 | BLK | 20 | 49.C6 | UAI4471:8 | JB70 RIGHT RAIL | 49.C5
AF0510:27 | WC1355 | 051027 | SH | 20 | 49.C6 | FLOATING | JB70 RIGHT RAIL | 49.C6
AF0510:14 | WC1356 | 051014 | RED | 20 | 49.C6 | UAI4470:7 | JB70 RIGHT RAIL | 49.C5
AF0510:16 | WC1356 | 051016 | BLK | 20 | 49.C6 | UAI4470:8 | JB70 RIGHT RAIL | 49.C5
AF0510:31 | WC1356 | 051031 | SH | 20 | 49.C6 | FLOATING | JB70 RIGHT RAIL | 49.C6
AF0074:10 | WC2608 | 007410 | RED | 20 | 50.A7 | UAI4435:+7 | JB70 RIGHT RAIL | 50.A5
AF0074:11 | WC2608 | 007411 | BLK | 20 | 50.A7 | UAI4435:-8 | JB70 RIGHT RAIL | 50.A5
AF0074:41 | WC2608 | 007441 | SH | 20 | 50.A7 | FLOATING | JB70 RIGHT RAIL | 50.A5
AF0074:14 | WC2609 | 007414 | RED | 20 | 50.B7 | UAI4415:+7 | JB70 RIGHT RAIL | 50.B5
AF0074:15 | WC2609 | 007415 | BLK | 20 | 50.B7 | UAI4415:-8 | JB70 RIGHT RAIL | 50.B5
AF0074:42 | WC2609 | 007442 | SH | 20 | 50.B7 | FLOATING | JB70 RIGHT RAIL | 50.B5
AF0060:06 | SC | 006006 | WHT | 20 | 28.C7 | KA0217:A1 | PANEL A | 28.C5
AF0060:20 | SC | 006020 | WHT | 20 | 28.C7 | KA0217:A2 | PANEL A | 28.C5
AF0062:02 | SC | KT014615 | WHT | 20 | 10.C7 | KT0146:15 | PANEL A | 10.C6
AF0063:10 | SC | KA013724 | WHT | 20 | 9.C4 | KA0137:24 | PANEL A | 9.D3
AF0063:13 | SC | KA013624 | WHT | 20 | 9.B4 | KA0136:24 | PANEL A | 9.B3
AF0063:14 | SC | 006314 | WHT | 20 | 30.B7 | KA0221:11 | PANEL A | 30.B6
AF0063:48 | SC | KA013621 | WHT | 20 | 9.B4 | KA0136:21 | PANEL A | 9.B3
FU0210:LI | SC | FU0136 | WHT | 12 | 8.C4 | XT0138:4 | PANEL A | 8.B3
FU0211:LI | SC | FU0137 | WHT | 14 | 8.B4 | XT0139:3 | PANEL A | 8.B4
FU0291:LI | SC | FU0137 | WHT | 12 | 55.A5 | XT0139:3 | PANEL A | 8.B4
IEG0230:1 | SC | IEG02301 | GRN | 12 | 3.A4 | AR0600:IE2 | PANEL A | 3.A2
IEG0230:2 | SC | IEG02302 | GRN | 14 | 5.D6 | IEG0080: | PANEL A | 5.D6
IEG0230:3 | SC | IEG02303 | GRN | 14 | 2.A4 | GR0133: | PANEL A | 2.A4
IEG0230:7 | SC | IEG02307 | GRN | 14 | 5.B5 | IEG0090: | PANEL A | 5.B5
KA0190:14 | SC | 008012 | WHT | 20 | 55.C5 | AF0080:12 | PANEL A | 55.C7
KA0230:A1 | SC | KA0231A1 | WHT | 20 | 10.D6 | XT0139:4 | PANEL A | 10.D6
KA0231:14 | SC | KA024214 | WHT | 20 | 10.C6 | KT0146:18 | PANEL A | 10.C6
KA0235:24 | SC | 006314 | WHT | 20 | 30.B5 | KA0221:11 | PANEL A | 30.B6
KA0236:24 | SC | 008109 | WHT | 20 | 31.B5 | AF0081:09 | PANEL A | 31.A7
KA0237:11 | SC | KA021714 | WHT | 14 | 28.C6 | KA0217:14 | PANEL A | 28.C5
KA0240:11 | SC | PS32004 | WHT | 16 | 40.D6 | XT0136:6 | PANEL A | 40.D5
KA0242:11 | SC | KA0231A1 | WHT | 20 | 10.C6 | KA0131:A1 | PANEL A | 9.B6
KA0242:14 | SC | KA024214 | WHT | 20 | 10.C6 | AF0081:12 | PANEL A | 10.C7
KA0243:11 | SC | KA024311 | WHT | 20 | 10.B6 | AF0082:39 | PANEL A | 10.B7
KA0243:14 | SC | KA024314 | WHT | 20 | 10.B6 | AF0082:04 | PANEL A | 10.B7
KA0244:12 | SC | KA024412 | WHT | 20 | 10.D4 | KT0145:A1 | PANEL A | 9.B6
KA1020:24 | SC | 0V | WHT | 14 | 23.A5 | XT0135:1 | PANEL A | 8.B4
KA9001:A1 | SC | 009206 | WHT | 20 | 21.A6 | AF0092:06 | PANEL A | 21.A7
KA9001:A2 | SC | 009223 | WHT | 20 | 21.A6 | AF0092:23 | PANEL A | 21.A7
KA9002:A1 | SC | 009207 | WHT | 20 | 21.B6 | AF0092:07 | PANEL A | 21.B7
KA9002:A2 | SC | 009224 | WHT | 20 | 21.B6 | AF0092:24 | PANEL A | 21.B7
KA9003:A1 | SC | 009208 | WHT | 20 | 21.B6 | AF0092:08 | PANEL A | 21.B7
KA9003:A2 | SC | 009225 | WHT | 20 | 21.B6 | AF0092:25 | PANEL A | 21.B7
KA9004:A1 | SC | 009209 | WHT | 20 | 21.C6 | AF0092:09 | PANEL A | 21.C7
KA9004:A2 | SC | 009226 | WHT | 20 | 21.C6 | AF0092:26 | PANEL A | 21.C7
KA9005:A1 | SC | 009210 | WHT | 20 | 21.A6 | AF0092:10 | PANEL A | 21.A7
KA9005:A2 | SC | 009227 | WHT | 20 | 21.A6 | AF0092:27 | PANEL A | 21.A7
UA1200:J2-6 | SC | UA1200J26 | WHT | 20 | 11.B3 | KA0130:A2 | PANEL A | 11.C5
UA1200:J2-7 | SC | UA1200J27 | WHT | 20 | 11.B3 | AF0082:20 | PANEL A | 11.C7
XT0060:4 | SC | SV21202 | WHT | 20 | 30.B5 | KA0221:A2 | PANEL A | 30.B6
XT0060:4 | SC | SV21202 | WHT | 20 | 30.B5 | AF0080:19 | PANEL A | 30.B7
XT0110:1 | SC | FU0136 | WHT | 14 | 12.A5 | XT0138:4 | PANEL A | 8.B3
XT0110:2 | SC | 0V | WHT | 14 | 12.A5 | XT0134:4 | PANEL A | 8.C3
XT0110:5 | SC | KA0231A1 | WHT | 20 | 12.B5 | XT0139:4 | PANEL A | 10.D6
XT0235:1 | SC | 0V | WHT | 12 | 8.D4 | XT0134:4 | PANEL A | 8.C3
XT0237:2 T2 | SC | 008714 | WHT | 20 | 16.C5 | AF0087:14 | PANEL A | 16.C7
XT0240:10 | SC | 0V | WHT | 14 | 10.D3 | XT0136:3 | PANEL A | 9.A2
XT0240:12 | SC | FU0139 | WHT | 20 | 10.C4 | XT0136:1 | PANEL A | 9.A2
XT0240:3 | SC | ESTOPA | WHT | 20 | 10.A3 | XT0137:1 | PANEL A | 17.B5
XT0240:4 | SC | ESTOP | ORG | 20 | 10.A3 | XT0137:2 | PANEL A | 17.B5
XT5430:2 | SC | SV54302 | WHT | 20 | 55.C5 | AF0080:23 | PANEL A | 55.C7
AU0070:L1 | WC0008 | AU0080L2 | ENET | CABLE | 6.A2 | AU0080:L2 | PANEL A | 5.C2
SolarTools ver. 24.0.84.24712 (Jul 31, 2025)
Report date: 3/23/2026 11:31 AM

## Panel Errors
Panel Errors
Project # | E9270
Project Name | DCP MIDSTREAM LP
Revision | C
Controls DE | D.SANDOVAL
Phone: | x6389
Controls ME | DAVE DURAN
Phone: | X6657
From | [6 empty] | To
Device ID | Location | Cable (W) Conductor (SC) Jumper Clip (JC) | Wire ID | Wire No. | Gauge/Size | Page/Zone | Device ID | Location | Page/Zone
BA0009:V1(+) | JB70 | SC | WHT | FU0009 | 16 | 3.B3 | FU0009:LD | JB70 | 3.B4
BA0010:V1(+) | JB70 | SC | WHT | FU0008 | 16 | 3.C3 | FU0008:LD | JB70 | 3.C4
BA1301:V1(+) | PANEL | SC | WHT | BA1301P | 16 | 67.C5 | FU1301:LD | PANEL | 67.C6
CC9001:1 | PANEL | SC |  | CC90011 |  | 21.A2 | XTDCS:19 | CONTROL ROOM^ OLD TCP | 21.A3
CC9001:2 | PANEL | SC |  | CC90012 |  | 21.A2 | XTDCS:20 | CONTROL ROOM^ OLD TCP | 21.B3
CC9002:1 | PANEL | SC |  | CC90021 |  | 21.B2 | XTDCS:34 | CONTROL ROOM^ OLD TCP | 21.B3
CC9002:2 | PANEL | SC |  | CC90022 |  | 21.B2 | XTDCS:35 | CONTROL ROOM^ OLD TCP | 21.B3
CC9003:1 | PANEL | SC |  | CC90031 |  | 21.B2 | XTDCS:23 | CONTROL ROOM^ OLD TCP | 21.B3
CC9003:2 | PANEL | SC |  | CC90032 |  | 21.B2 | XTDCS:24 | CONTROL ROOM^ OLD TCP | 21.C3
CC9004:1 | PANEL | SC |  | CC90041 |  | 21.C2 | XTDCS:25 | CONTROL ROOM^ OLD TCP | 21.C3
CC9004:2 | PANEL | SC |  | CC90042 |  | 21.C2 | XTDCS:26 | CONTROL ROOM^ OLD TCP | 21.C3
CC9005:1 | PANEL | SC |  | CC90051 |  | 21.A2 | XTDCS:17 | CONTROL ROOM^ OLD TCP | 21.A3
CC9005:2 | PANEL | SC |  | CC90052 |  | 21.A2 | XTDCS:18 | CONTROL ROOM^ OLD TCP | 21.A3
CCBCF1:1 | PANEL | SC |  | CCBCF11 |  | 7.A1 | XTDCS:1 | CONTROL ROOM^ OLD TCP | 7.A3
CCBCF1:2 | PANEL | SC |  | CCBCF12 |  | 7.A1 | XTDCS:2 | CONTROL ROOM^ OLD TCP | 7.A3
FU1300:LD | PANEL | SC | WHT | BA1300P | 16 | 67.A6 | BA1300:V1(+) | PANEL | 67.A5
SB7510:C | PANEL | SC |  | SB75101 |  | 19.A2 | XTDCS:7 | CONTROL ROOM^ OLD TCP | 19.A4
SB7510:NO | PANEL | SC |  | SB75102 |  | 19.A2 | XTDCS:8 | CONTROL ROOM^ OLD TCP | 19.A4
SB7511:C | PANEL | SC |  | SB75111 |  | 19.A2 | XTDCS:9 | CONTROL ROOM^ OLD TCP | 19.A4
SB7511:NC | PANEL | SC |  | SB75112 |  | 19.A2 | XTDCS:10 | CONTROL ROOM^ OLD TCP | 19.A4
SB7512:C1 | PANEL | SC |  | ESTOPB |  | 19.D2 | XTDCS:15 | CONTROL ROOM^ OLD TCP | 19.D4
SB7512:C2 | PANEL | SC |  | SB75121 |  | 19.D2 | XTDCS:13 | CONTROL ROOM^ OLD TCP | 19.D4
SB7512:NC1 | PANEL | SC |  | ESTOPC |  | 19.D2 | XTDCS:16 | CONTROL ROOM^ OLD TCP | 19.D4
SB7512:NC2 | PANEL | SC |  | SB75122 |  | 19.D2 | XTDCS:14 | CONTROL ROOM^ OLD TCP | 19.D4
SB7513:C | PANEL | SC |  | SB75131 |  | 19.B2 | XTDCS:11 | CONTROL ROOM^ OLD TCP | 19.B4
SB7513:NC | PANEL | SC |  | SB75132 |  | 19.B2 | XTDCS:12 | CONTROL ROOM^ OLD TCP | 19.B4
FU1300:LI | PANEL | SC | WHT | FU0136 | 14 | 67.A6 | XT0138:2 | PANEL A | 8.A3
FU1301:LI | PANEL | SC | WHT | FU0136 | 14 | 67.C6 | XT0138:2 | PANEL A | 8.A3
XTDCS:4 | PANEL | SC |  | FU0139 |  | 10.C3 | XT0240:12 | PANEL B | 10.C4
XTDCS:40 | CONTROL ROOM^ OLD TCP | SC |  | CC75501 | 22 | 20.C4 | AF0090:39 | PANEL A | 20.C7
XTDCS:41 | CONTROL ROOM^ OLD TCP | SC |  | CC75502 | 22 | 20.C4 | AF0090:04 | PANEL A | 20.C7
BA1300:RJ45 | PANEL | WC0002 | ENET | AP0603L2 | CABLE | 67.A5 | AP0603:L2 | PANEL A | 3.A3
BA1301:RJ45 | PANEL | WC0004 | ENET | BA1301L2 | CABLE | 67.C5 | AU0090:L1 | PANEL A | 5.A2
UA4473:VT | PANEL | WC1252 | RED | UA44731 | 20 | 49.A4 | UAI4473:5 | JB70 RIGHT RAIL | 49.A5
UA4473:OUTPUT | PANEL | WC1252 | CLR | UA44732 | 20 | 49.A4 | UAI4473:6 | JB70 RIGHT RAIL | 49.A5
UA4473:COM | PANEL | WC1252 | BLK | UA44733 | 20 | 49.A4 | UAI4473:4 | JB70 RIGHT RAIL | 49.A5
FLOATING | PANEL | WC1252 | SH | UA4473S | 20 | 49.A4 | UAI4473:IE | JB70 RIGHT RAIL | 49.A5
UA4461:VT | PANEL | WC1253 | RED | UA44611 | 20 | 49.B4 | UAI4461:5 | JB70 RIGHT RAIL | 49.B5
UA4461:OUTPUT | PANEL | WC1253 | CLR | UA44612 | 20 | 49.B4 | UAI4461:6 | JB70 RIGHT RAIL | 49.B5
UA4461:COM | PANEL | WC1253 | BLK | UA44613 | 20 | 49.B4 | UAI4461:4 | JB70 RIGHT RAIL | 49.B5
FLOATING | PANEL | WC1253 | SH | UA4461S | 20 | 49.B4 | UAI4461:IE | JB70 RIGHT RAIL | 49.B5
UA4460:VT | PANEL | WC1254 | RED | UA44601 | 20 | 49.B4 | UAI4460:5 | JB70 RIGHT RAIL | 49.B5
UA4460:OUTPUT | PANEL | WC1254 | CLR | UA44602 | 20 | 49.B4 | UAI4460:6 | JB70 RIGHT RAIL | 49.B5
UA4460:COM | PANEL | WC1254 | BLK | UA44603 | 20 | 49.B4 | UAI4460:4 | JB70 RIGHT RAIL | 49.B5
FLOATING | PANEL | WC1254 | SH | UA4460S | 20 | 49.B4 | UAI4460:IE | JB70 RIGHT RAIL | 49.B5
UA4471:VT | PANEL | WC1255 | RED | UA44711 | 20 | 49.C4 | UAI4471:5 | JB70 RIGHT RAIL | 49.C5
UA4471:OUTPUT | PANEL | WC1255 | CLR | UA44712 | 20 | 49.C4 | UAI4471:6 | JB70 RIGHT RAIL | 49.C5
UA4471:COM | PANEL | WC1255 | BLK | UA44713 | 20 | 49.C4 | UAI4471:4 | JB70 RIGHT RAIL | 49.C5
FLOATING | PANEL | WC1255 | SH | UA4471S | 20 | 49.C4 | UAI4471:IE | JB70 RIGHT RAIL | 49.C5
UA4470:VT | PANEL | WC1256 | RED | UA44701 | 20 | 49.C4 | UAI4470:5 | JB70 RIGHT RAIL | 49.C5
UA4470:OUTPUT | PANEL | WC1256 | CLR | UA44702 | 20 | 49.C4 | UAI4470:6 | JB70 RIGHT RAIL | 49.C5
UA4470:COM | PANEL | WC1256 | BLK | UA44703 | 20 | 49.C4 | UAI4470:4 | JB70 RIGHT RAIL | 49.C5
FLOATING | PANEL | WC1256 | SH | UA4470S | 20 | 49.C4 | UAI4470:IE | JB70 RIGHT RAIL | 49.C5
SolarTools ver. 24.0.84.24712 (Jul 31, 2025)
Report date: 3/23/2026 11:31 AM

## Cable Part Numbers
Cable Part Numbers |  |  | SolarTools ver. 24.0.84.24712 (Jul 31, 2025)
Project # | E9270
Report date: 3/23/2026 11:32 AM
Project Name | DCP MIDSTREAM LP
Revision | C
Controls DE | D.SANDOVAL
Phone: | x6389
Controls ME | DAVE DURAN
Phone: | X6657
Device ID |  | Part Number |  | Description
WC5067 |  | PART OF 1064851-4 |  | CABLE, 6 CONDUCTOR UNSHIELDED PART OF SWITCH
WC5068 |  | PART OF 1064851-4 |  | CABLE, 6 CONDUCTOR UNSHIELDED PART OF SWITCH
WC5069 |  | PART OF 1064851-4 |  | CABLE, 6 CONDUCTOR UNSHIELDED PART OF SWITCH
WC5072 |  | PART OF 1103208-1 |  | CABLE, 2 CONDUCTOR UNSHIELDED PART OF HORN
WC0001 |  | 1302073-36 |  | CABLE, COMMUNICATION CABLE - 36 INCHES
WC0002 |  | 1302073-36 |  | CABLE, COMMUNICATION CABLE - 36 INCHES
WC0004 |  | 1302073-36 |  | CABLE, COMMUNICATION CABLE - 36 INCHES
WC0007 |  | 1302073-36 |  | CABLE, COMMUNICATION CABLE - 36 INCHES
WC0008 |  | 1302073-36 |  | CABLE, COMMUNICATION CABLE - 36 INCHES
WC0009 |  | 1302073-36 |  | CABLE, COMMUNICATION CABLE - 36 INCHES
WC0010 |  | 1302073-36 |  | CABLE, COMMUNICATION CABLE - 36 INCHES
WC0014 |  | 1302073-36 |  | CABLE, COMMUNICATION CABLE - 36 INCHES
WC0051 |  | 1302073-36 |  | CABLE, COMMUNICATION CABLE - 36 INCHES
WC0101 |  | 1302073-36 |  | CABLE, COMMUNICATION CABLE - 36 INCHES
WC1352 |  | 1022941-12 |  | TPE, 1 PAIR TWISTED SHIELDED
WC1353 |  | 1022941-12 |  | TPE, 1 PAIR TWISTED SHIELDED
WC1354 |  | 1022941-12 |  | TPE, 1 PAIR TWISTED SHIELDED
WC1355 |  | 1022941-12 |  | TPE, 1 PAIR TWISTED SHIELDED
WC1356 |  | 1022941-12 |  | TPE, 1 PAIR TWISTED SHIELDED
WC2608 |  | 1022941-12 |  | TPE, 1 PAIR TWISTED SHIELDED
WC2609 |  | 1022941-12 |  | TPE, 1 PAIR TWISTED SHIELDED
WC4524 |  | 1022941-12 |  | TPE, 1 PAIR TWISTED SHIELDED
WC8050 |  | 1322418-90 |  | CABLE, SUPPLIED BY OTHERS
WC8059 |  | 1051931-23 |  | CABLE, EXTENDER - 3FT

## Part Number List
Part Number List |  | SolarTools ver. 24.0.84.24712 (Jul 31, 2025)
Project # | E9270
Report date: 3/23/2026 11:32 AM
Project Name | DCP MIDSTREAM LP
Revision | C
Controls DE | D.SANDOVAL
Phone: | x6389
Controls ME | DAVE DURAN
Phone: | X6657
Device ID | Part Number | Description | Location
AF0140 | 1051931-67,1089240-4 | 1794-OB8EP, 8 DISCRETE OUTPUT^(CURRENT LIMITING) | BOP PANEL
AF0141 | 1051931-67,1089240-2 | 1794-IB16, 16 DISCRETE INPUT | BOP PANEL
AF0142 | 1051931-67,1089240-18 | 1794-IF8IHNF, 8 ANALOG FAST INPUT^(ISOLATED, HART) | BOP PANEL
AF0143 | 1051931-69,1089240-11 | 1794-OF4I, 4 ANALOG FAST OUTPUT^(ISOLATED) | BOP PANEL
AF0144 | 1051931-67,1089240-4 | 1794-OB8EP, 8 DISCRETE OUTPUT^(CURRENT LIMITING) | BOP PANEL
AF0145 | 1051931-71,1089240-31 | 1794-IRT8, 8 TC/RTD FAST INPUT | BOP PANEL
AF0180 | 1051931-67,1089240-4 | 1794-OB8EP, 8 DISCRETE OUTPUT^(CURRENT LIMITING) | BOP PANEL
AF0181 | 1051931-67,1089240-2 | 1794-IB16, 16 DISCRETE INPUT | BOP PANEL
AF0182 | 1051931-67,1089240-18 | 1794-IF8IHNF, 8 ANALOG FAST INPUT^(ISOLATED, HART) | BOP PANEL
AU0140 | 1089240-32 | 1794-AENTR, FLEX I/O^COMMUNICATIONS ADAPTER | BOP PANEL
AU0180 | 1089240-32 | 1794-AENTR, FLEX I/O^COMMUNICATIONS ADAPTER | BOP PANEL
EF0142 | 1069706-2,154554-10,154554-9 | FAN, AIR CIRCULATION | BOP PANEL
FU0140 | 1043265-1,1043265-5 | FUSE, 10A | BOP PANEL
FU0141 | 1043265-1,1043265-5 | FUSE, 10A | BOP PANEL
FU0142 | 1043265-1,1043265-3 | FUSE, 2A | BOP PANEL
FU0144 | 1043265-1,1043265-5 | FUSE, 10A | BOP PANEL
FU0180 | 1043265-1,1043265-5 | FUSE, 10A | BOP PANEL
FU0181 | 1043265-1,1043265-5 | FUSE, 10A | BOP PANEL
FU0570 | 1043265-1,1043265-7 | FUSE, 20A | BOP PANEL
FU5430 | 1043265-1,1043265-4 | FUSE, 5A | BOP PANEL
GR0140 | 903849C1 | RAIL GROUND, DIN RAIL GROUNDING | BOP PANEL
GR0180 | 903849C1 | RAIL GROUND, DIN RAIL GROUNDING | BOP PANEL
GR0257 | 903849C1 | RAIL GROUND, DIN RAIL GROUNDING | BOP PANEL
IEG0140 | 1054025-201 | BUS BAR, INSTRUMENT EARTH (SHIELDING) | BOP PANEL
IEG0180 | 1054025-101 | BUS BAR, INSTRUMENT EARTH (SHIELDING) | BOP PANEL
IEG0257 | 232941-200 | BUS BAR, BOP - INSTRUMENT EARTH GROUNDING | BOP PANEL
KA0531 | 1061979-1 | RELAY, NO EMERGENCY SHUTDOWN SUMMARY | BOP PANEL
KA0532 | 1061979-1 | RELAY, NO EMERGENCY SHUTDOWN SUMMARY | BOP PANEL
KA0533 | 1061979-1 | RELAY, NO EMERGENCY SHUTDOWN SUMMARY | BOP PANEL
KA0534 | 1061979-1 | RELAY, NO EMERGENCY SHUTDOWN SUMMARY | BOP PANEL
KA0535 | 1061979-1 | RELAY, CONTROLLER ACTIVE | BOP PANEL
KA0536 | 1061979-1 | RELAY, CONTROLLER ACTIVE | BOP PANEL
KA0537 | 1061979-1 | RELAY, NO EMERGENCY SHUTDOWN SUMMARY | BOP PANEL
KA0540 | 1061979-1 | RELAY, OPEN SUCTION VALVE | BOP PANEL
KA0541 | 1061979-1 | RELAY, OPEN DISCHARGE VALVE | BOP PANEL
KT0571 | 1071411-1 | TIMER RELAY, LOADING VALVE CLOSED | BOP PANEL
KT0572 | 1071411-1 | TIMER RELAY, SUCTION VALVE CLOSED | BOP PANEL
KT0573 | 1071411-1 | TIMER RELAY, DISCHARGE VALVE CLOSED | BOP PANEL
XT0140 | 1066730-7,1066730-8,1067996-4 | TERMINAL BLOCK, SPRING, 4 CONDUCTOR,30-12 AWG (0.05-3.31 MM2),NON-IS | BOP PANEL
XT0142 | 1067996-48,1067996-49,1067996-50 | TERMINAL STRIP, 2 CONDUCTOR | BOP PANEL
XT0180 | 1066730-7,1066730-8,1067996-4 | TERMINAL BLOCK, SPRING, 4 CONDUCTOR,30-12 AWG (0.05-3.31 MM2),NON-IS | BOP PANEL
XT0570 | 1066730-16 | TERMINAL STRIP, 2 CONDUCTOR | BOP PANEL
XT0572 | 1066730-7,1066730-8,1067996-4 | TERMINAL BLOCK, SPRING, 4 CONDUCTOR,30-12 AWG (0.05-3.31 MM2),NON-IS | BOP PANEL
XT0573 | 1066730-8,1066730-9,1067996-4 | DIODE TERMINAL STRIP, 4 CONDUCTOR | BOP PANEL
XT7565 | 1066730-7 | TERMINAL BLOCK, SPRING, 4 CONDUCTOR,30-12 AWG (0.05-3.31 MM2),NON-IS | BOP PANEL
XTDCS | 1066730-16 | TERMINAL STRIP, 2 CONDUCTOR | CONTROL ROOM^ OLD TCP
GR1123 | 903849C1 | RAIL GROUND, DIN RAIL GROUNDING | JB1123 MEDIA CONVERTER BOX
GR1124 | 903849C1 | RAIL GROUND, DIN RAIL GROUNDING | JB1123 MEDIA CONVERTER BOX
GR1125 | 903849C1 | RAIL GROUND, DIN RAIL GROUNDING | JB1123 MEDIA CONVERTER BOX
IEG1123 | 232941-200 | BUS BAR, JB1123 - INSTRUMENT EARTH GROUNDING | JB1123 MEDIA CONVERTER BOX
AT1100 | 1577354-4501 | WORKSTATION, VERSA VIEW 1200H | JB70
BA0009 | 1271449-2 | MEDIA CONVERTER, INSIGHT INTERFACE | JB70
BA0010 | 1271449-2 | MEDIA CONVERTER, CUSTOMER (DCS) INTERFACE | JB70
FU0008 | 1043265-1,1043265-3 | FUSE, 2A | JB70
FU0009 | 1043265-1,1043265-3 | FUSE, 2A | JB70
HA0472 | 1103208-101 | HORN, AUDIBLE ALARM | JB70
PDT5431 | 1052120-6 | PRESSURE DIFF TRANSMITTER, BACKUP SEAL OIL FLOW DIFFERENTIAL PRESSURE | JB70
SA0471 | 1035040-1652,1064851-2 | SELECTOR SWITCH, SPEED | JB70
SA0473 | 1035040-849,1064851-10 | SELECTOR SWITCH, OFF/LOCAL/AUXILIARY | JB70
SA0474 | 1035040-804,1064851-2 | SELECTOR SWITCH, SURGE VALVE | JB70
SB0471 | 1035040-119,1064851-1 | PUSHBUTTON SWITCH, HORN SILENCE | JB70
SB0472 | 1035040-32,1064851-5 | PUSHBUTTON SWITCH, EMERGENCY STOP | JB70
SB0473 | 1035040-120,1064851-1 | PUSHBUTTON SWITCH, ACKNOWLEDGE | JB70
SB0474 | 1035040-121,1064851-1 | PUSHBUTTON SWITCH, RESET | JB70
SH0470 | 1035040-108,1064851-4 | LIGHTED SWITCH, STOP/STOPPING, RED | JB70
SH0471 | 1035040-103,1064851-4 | LIGHTED SWITCH, START/STARTING, GREEN | JB70
SH0472 | 1035040-106,1064851-4 | LIGHTED SWITCH, BACKUP SYSTEM ACTIVE/RESET, AMBER | JB70
GR1101 | 903849C1 | RAIL GROUND, DIN RAIL GROUNDING | JB70 LEFT RAIL
BA1100 | 1337728-1 | SWITCH, ETAP, DLR INTERFACE | JB70 RIGHT RAIL
EF0160 | 1069706-2,154554-10,154554-9 | FAN, AIR CIRCULATION | JB70 RIGHT RAIL
FU0160 | 1043265-1,1043265-3 | FUSE, 2A | JB70 RIGHT RAIL
FU0272 | 1043265-4 | FUSE, 5A | JB70 RIGHT RAIL
FU1100 | 1043265-1,1043265-5 | FUSE, 10A | JB70 RIGHT RAIL
FU1101 | 1043265-1,1043265-3 | FUSE, 2A | JB70 RIGHT RAIL
GR1100 | 903849C1 | RAIL GROUND, DIN RAIL GROUNDING | JB70 RIGHT RAIL
UAI4415 | 1053038-35 | ISOLATOR, THERMOCOUPLE ELEMENT | JB70 RIGHT RAIL
UAI4435 | 1053038-35 | ISOLATOR, THERMOCOUPLE ELEMENT | JB70 RIGHT RAIL
UAI4460 | 1053038-18 | ISOLATOR, VOLTAGE REPEATER | JB70 RIGHT RAIL
UAI4461 | 1053038-18 | ISOLATOR, VOLTAGE REPEATER | JB70 RIGHT RAIL
UAI4470 | 1053038-18 | ISOLATOR, VOLTAGE REPEATER | JB70 RIGHT RAIL
UAI4471 | 1053038-18 | ISOLATOR, VOLTAGE REPEATER | JB70 RIGHT RAIL
UAI4473 | 1053038-18 | ISOLATOR, VOLTAGE REPEATER | JB70 RIGHT RAIL
UV0272 | 1053038-19 | POWER FEED MODULE, INTRINSIC SAFTEY | JB70 RIGHT RAIL
XT0160 | 1067996-48,1067996-49,1067996-50 | TERMINAL STRIP, 2 CONDUCTOR | JB70 RIGHT RAIL
XT4875 | DRIVEN COMMON | TERMINAL STRIP, HP COMPRESSOR CASE PRESSURE | JB75
2-J0310 | UPGRADE | UPGRADE, REVISED FOR SALES ORDER J0310 | PANEL
BA1300 | 1271449-2 | MEDIA CONVERTER, ETHERNET-FIBER OPTIC | PANEL
BA1301 | 1271449-2 | MEDIA CONVERTER, ETHERNET-FIBER OPTIC | PANEL
CC0525 | CUSTOMER SUPPLIED | CUSTOMER CONNECTION, 24VDC SUPPLY TO CONSOLE | PANEL
CC9001 | CUSTOMER DEFINED | CUSTOMER CONNECTION, RUN STATUS | PANEL
CC9002 | CUSTOMER DEFINED | CUSTOMER CONNECTION, RUN STATUS TO WHRS | PANEL
CC9003 | CUSTOMER DEFINED | CUSTOMER CONNECTION, 25% NGP SPEED | PANEL
CC9004 | CUSTOMER DEFINED | CUSTOMER CONNECTION, 90% NGP | PANEL
CC9005 | CUSTOMER DEFINED | CUSTOMER CONNECTION, ALARM STATUS TO CUST | PANEL
CCBCF1 | CUSTOMER SUPPLIED | CUSTOMER CONNECTION, BATTERY CHARGER FAILURE^CONTROL SYSTEM 24 VDC | PANEL
CCINSIGHT | CUSTOMER DEFINED | CUSTOMER, CUSTOMER CONNECTION | PANEL
FU1300 | 1043265-1,1043265-3 | FUSE, 2A | PANEL
FU1301 | 1043265-1,1043265-3 | FUSE, 2A | PANEL
PDT6310 | 1052120-1 | PRESSURE DIFF TRANSMITTER, TURBINE AIR INLET FILTER | PANEL
SB7510 | CUSTOMER DEFINED | PUSHBUTTON SWITCH, START (CUSTOMER) | PANEL
SB7511 | CUSTOMER DEFINED | PUSHBUTTON SWITCH, NORMAL STOP (CUSTOMER) | PANEL
SB7512 | CUSTOMER DEFINED | PUSHBUTTON SWITCH, EMERGENCY STOP (CUSTOMER) | PANEL
SB7513 | CUSTOMER DEFINED | RELAY, FAST STOP (CUSTOMER) | PANEL
UA4460 | 1058171-71 | PROXIMITOR, HP COMPRESSOR SUCTION END^(X-AXIS) | PANEL
UA4461 | 1058171-71 | PROXIMITOR, HP COMPRESSOR SUCTION END^(Y-AXIS) | PANEL
UA4470 | 1058171-71 | PROXIMITOR, HP COMPRESSOR DISCHARGE END^(X-AXIS) | PANEL
UA4471 | 1058171-71 | PROXIMITOR, HP COMPRESSOR DISCHARGE END^(Y-AXIS) | PANEL
UA4473 | 1058171-71 | PROXIMITOR, HP COMPRESSOR DISCHARGE END^(KEYPHASOR) | PANEL
XTDCS | 1066730-16 | TERMINAL STRIP, 2 CONDUCTOR | PANEL
AF0080 | 1051931-67,1089240-4 | 1794-OB8EP, 8 DISCRETE OUTPUT^(CURRENT LIMITING) | PANEL A
AF0081 | 1051931-67,1089240-2 | 1794-IB16, 16 DISCRETE INPUT | PANEL A
AF0082 | 1051931-67,1089240-2 | 1794-IB16, 16 DISCRETE INPUT | PANEL A
AF0083 | 1051931-71,1089240-31 | 1794-IRT8, 8 TC/RTD FAST INPUT | PANEL A
AF0084 | 1051931-71,1089240-31 | 1794-IRT8, 8 TC/RTD FAST INPUT | PANEL A
AF0085 | 1051931-67,1089240-18 | 1794-IF8IHNF, 8 ANALOG FAST INPUT^(ISOLATED, HART) | PANEL A
AF0086 | 1051931-67,1089240-18 | 1794-IF8IHNF, 8 ANALOG FAST INPUT^(ISOLATED, HART) | PANEL A
AF0087 | 1051931-67,1089240-3 | 1794-IB10XOB6, 16 DISCRETE SIGNALS^(10 IN & 6 OUT) | PANEL A
AF0090 | 1051931-67,1089240-2 | 1794-IB16, 16 DISCRETE INPUT | PANEL A
AF0091 | 1051931-67,1089240-5 | 1794-OB16P, 16 DISCRETE OUTPUT^(CURRENT LIMITING) | PANEL A
AF0092 | 1051931-67,1089240-5 | 1794-OB16P, 16 DISCRETE OUTPUT^(CURRENT LIMITING) | PANEL A
AF0093 | 1051931-67,1089240-7 | 1794-IE8, 8 ANALOG INPUT | PANEL A
AP0601 | 1089241-20 | MODULE, BLANK FILLER | PANEL A
AP0602 | 1089241-40 | 1756-EN2TRXT, ETHERNET | PANEL A
AP0603 | 1089241-40 | 1756-EN2TRXT, ETHERNET | PANEL A
AP0604 | 1089241-15 | MVI 56-MNETXT, ETHERNET/MODBUS | PANEL A
AP0605 | 1089241-36 | 1756-EN2TXT, ETHERNET | PANEL A
AP0606 | 1089241-20 | MODULE, BLANK FILLER | PANEL A
AR0600 | 1057900,1059465,1089241-29,1103759,19298R1,22652R1 | RACK CHASSIS, 1756-A7XT (7 SLOT) | PANEL A
AT0600 | 1089241-30 | 1756-L73XT, MICROPROCESSOR | PANEL A
AU0080 | 1089240-32 | 1794-AENTR, FLEX I/O^COMMUNICATIONS ADAPTER | PANEL A
AU0090 | 1089240-32 | 1794-AENTR, FLEX I/O^COMMUNICATIONS ADAPTER | PANEL A
F0200 | 1022716-1 | EMI/SURGE FILTER, 24VDC | PANEL A
FU0010 | 1043265-1,1043265-5 | FUSE, 10A | PANEL A
FU0011 | 1043265-1,1043265-9 | FUSE, 30A | PANEL A
FU0012 | 1043265-1,1043265-5 | FUSE, 10A | PANEL A
FU0013 | 1043265-1,1043265-5 | FUSE, 10A | PANEL A
FU0014 | 1043265-1,1043265-5 | FUSE, 10A | PANEL A
FU0015 | 1043265-1,1043265-5 | FUSE, 10A | PANEL A
FU0016 | 1043265-1,1043265-5 | FUSE, 10A | PANEL A
FU0080 | 1043265-1,1043265-5 | FUSE, 10A | PANEL A
FU0081 | 1043265-1,1043265-5 | FUSE, 10A | PANEL A
FU0082 | 1043265-1,1043265-5 | FUSE, 10A | PANEL A
FU0090 | 1043265-1,1043265-5 | FUSE, 10A | PANEL A
FU0091 | 1043265-1,1043265-5 | FUSE, 10A | PANEL A
FU0092 | 1043265-1,1043265-5 | FUSE, 10A | PANEL A
FU0136 | 1043265-1,1043265-9 | FUSE, 30A | PANEL A
FU0137 | 1043265-1,1043265-7 | FUSE, 20A | PANEL A
FU0139 | 1043265-1,1043265-4 | FUSE, 5A | PANEL A
GR0131 | 903849C1 | RAIL GROUND, DIN RAIL GROUNDING | PANEL A
GR0132 | 903849C1 | RAIL GROUND, DIN RAIL GROUNDING | PANEL A
GR0133 | 903849C1 | RAIL GROUND, DIN RAIL GROUNDING | PANEL A
GR0134 | 903849C1 | RAIL GROUND, DIN RAIL GROUNDING | PANEL A
IEG0080 | 1054025-201 | BUS BAR, INSTRUMENT EARTH (SHIELDING) | PANEL A
IEG0090 | 1054025-101 | BUS BAR, INSTRUMENT EARTH (SHIELDING) | PANEL A
KA0130 | 1061979-1 | RELAY, LOWSPEED/OPEN PROBE SETPOINT | PANEL A
KA0131 | 1061979-1 | RELAY, CONTROLLER ACTIVE | PANEL A
KA0132 | 1061979-1 | RELAY, CONTROLLER ACTIVE | PANEL A
KA0133 | 1061979-1 | RELAY, POST LUBE NOT REQUIRED | PANEL A
KA0134 | 1061979-1 | RELAY, BACKUP COMMAND OFF | PANEL A
KA0135 | 1061979-1 | RELAY, AC PRE/POST PUMP DRIVE | PANEL A
KA0136 | 1061979-1 | RELAY, LUBE OIL HEADER PRESSURE HIGH | PANEL A
KA0137 | 1061979-1 | RELAY, LUBE PUMP INHIBIT | PANEL A
KA0138 | 1061979-1 | RELAY, BACKUP LUBE OIL PUMP OFF | PANEL A
KA0141 | 1061979-1 | RELAY, CONTROLLER ACTIVE | PANEL A
KA0144 | 1061979-1 | RELAY, AC PRE-POST PUMP | PANEL A
KA0217 | 1061979-1 | RELAY, MAIN GAS FUEL ACTUATOR ENABLE | PANEL A
KA0221 | 1061979-1 | RELAY, PRIMARY GAS FUEL SHUTOFF VALVE | PANEL A
KA3103 | 1061979-1 | RELAY, LUBE OIL TANK HEATER | PANEL A
KA3220 | 1061979-1 | RELAY, LUBE OIL COOLER FAN | PANEL A
KT0140 | 1071411-1 | TIMER RELAY, BACKUP PUMP POST LUBE OFF CYCLE | PANEL A
KT0141 | 1071411-1 | TIMER RELAY, BACKUP POST LUBE CONTINUOUS | PANEL A
KT0142 | 1071411-1 | TIMER RELAY, TOTAL POST LUBE | PANEL A
KT0143 | 1071411-1 | TIMER RELAY, BACKUP PUMP POST LUBE ON CYCLE | PANEL A
KT0144 | 1071411-1 | TIMER RELAY, HEADER PRESSURE HIGH BACKUP PUMP OFF | PANEL A
KT0145 | 1071411-1 | TIMER RELAY, FIRE DETECTED ROLLDOWN LUBE | PANEL A
KT0146 | 1071411-3 | TIMER RELAY, WATCHDOG | PANEL A
PC0470 | 1025156-1,1025156-2 | TIMER/COUNTER, ENGINE HOUR / START COUNTER | PANEL A
PEG0130 | 232941-300 | BUS BAR, PANEL A - POWER EARTH GROUNDING | PANEL A
RR0851 | 981090C1 | RESISTOR, 3.01K OHM | PANEL A
RR0852 | 981089C1 | RESISTOR, 1.0K OHM | PANEL A
UV0600 | 1089241-28 | POWER SUPPLY, RSLOGIX CHASSIS | PANEL A
XT0011 | 1066730-16 | TERMINAL STRIP, 2 CONDUCTOR | PANEL A
XT0012 | 1066730-16 | TERMINAL STRIP, 2 CONDUCTOR | PANEL A
XT0013 | 1066730-16 | TERMINAL STRIP, 2 CONDUCTOR | PANEL A
XT0080 | 1066730-7,1066730-8,1067996-4 | TERMINAL BLOCK, SPRING, 4 CONDUCTOR,30-12 AWG (0.05-3.31 MM2),NON-IS | PANEL A
XT0085 | 1066730-7,1066730-8,1067996-4 | TERMINAL BLOCK, SPRING, 4 CONDUCTOR,30-12 AWG (0.05-3.31 MM2),NON-IS | PANEL A
XT0090 | 1066730-7,1066730-8,1067996-4 | TERMINAL BLOCK, SPRING, 4 CONDUCTOR,30-12 AWG (0.05-3.31 MM2),NON-IS | PANEL A
XT0134 | 1066730-16,1066730-17,1066730-18 | TERMINAL STRIP, 2 CONDUCTOR | PANEL A
XT0135 | 1066730-7,1066730-8,1067996-4 | TERMINAL BLOCK, SPRING, 4 CONDUCTOR,30-12 AWG (0.05-3.31 MM2),NON-IS | PANEL A
XT0136 | 1066730-7,1066730-8,1067996-82 | TERMINAL BLOCK, SPRING, 4 CONDUCTOR,30-12 AWG (0.05-3.31 MM2),NON-IS | PANEL A
XT0137 | 1066730-5,1066730-7,1067996-4 | TERMINAL BLOCK, SPRING, 4 CONDUCTOR,30-12 AWG (0.05-3.31 MM2),NON-IS | PANEL A
XT0138 | 1066730-16,1066730-17,1066730-18 | TERMINAL STRIP, 2 CONDUCTOR | PANEL A
XT0139 | 1066730-7,1066730-8,1067996-4 | TERMINAL BLOCK, SPRING, 4 CONDUCTOR,30-12 AWG (0.05-3.31 MM2),NON-IS | PANEL A
AF0060 | 1051931-67,1089240-4 | 1794-OB8EP, 8 DISCRETE OUTPUT^(CURRENT LIMITING) | PANEL B
AF0061 | 1051931-67,1089240-4 | 1794-OB8EP, 8 DISCRETE OUTPUT^(CURRENT LIMITING) | PANEL B
AF0062 | 1051931-67,1089240-4 | 1794-OB8EP, 8 DISCRETE OUTPUT^(CURRENT LIMITING) | PANEL B
AF0063 | 1051931-67,1089240-2 | 1794-IB16, 16 DISCRETE INPUT | PANEL B
AF0064 | 1051931-67,1089240-18 | 1794-IF8IHNF, 8 ANALOG FAST INPUT^(ISOLATED, HART) | PANEL B
AF0065 | 1051931-67,1089240-18 | 1794-IF8IHNF, 8 ANALOG FAST INPUT^(ISOLATED, HART) | PANEL B
AF0070 | 1051931-71,1089240-29 | 1794-IJ2, 2 FREQUENCY FAST INPUT | PANEL B
AF0071 | 1051931-69,1089240-11 | 1794-OF4I, 4 ANALOG FAST OUTPUT^(ISOLATED) | PANEL B
AF0072 | 1051931-69,1089240-11 | 1794-OF4I, 4 ANALOG FAST OUTPUT^(ISOLATED) | PANEL B
AF0073 | 1051931-67,1089240-18 | 1794-IF8IHNF, 8 ANALOG FAST INPUT^(ISOLATED, HART) | PANEL B
AF0074 | 1051931-71,1089240-31 | 1794-IRT8, 8 TC/RTD FAST INPUT | PANEL B
AF0120 | 1051931-67,1089240-4 | 1794-OB8EP, 8 DISCRETE OUTPUT^(CURRENT LIMITING) | PANEL B
AF0121 | 1051931-67,1089240-2 | 1794-IB16, 16 DISCRETE INPUT | PANEL B
AF0122 | 1051931-67,1089240-18 | 1794-IF8IHNF, 8 ANALOG FAST INPUT^(ISOLATED, HART) | PANEL B
AF0123 | 1051931-67,1089240-18 | 1794-IF8IHNF, 8 ANALOG FAST INPUT^(ISOLATED, HART) | PANEL B
AF0410 | 1322418-11,1322418-20,1322418-70,1322418-71 | 1444-DYN04-01RA, 4-CH VIBRATION INPUT^DYNAMIX 1444 VIBRATION | PANEL B
AF0500 | 1322418-31,1322418-40,1322418-72,1322418-73 | 1444-TSCX02-02RB, 2-CH TACHOMETER INPUT^DYNAMIX 1444 VIBRATION | PANEL B
AF0510 | 1322418-11,1322418-20,1322418-70,1322418-71 | 1444-DYN04-01RA, 4-CH VIBRATION INPUT^DYNAMIX 1444 VIBRATION | PANEL B
AU0060 | 1089240-32 | 1794-AENTR, FLEX I/O^COMMUNICATIONS ADAPTER | PANEL B
AU0070 | 1089240-32 | 1794-AENTR, FLEX I/O^COMMUNICATIONS ADAPTER | PANEL B
AU0120 | 1089240-32 | 1794-AENTR, FLEX I/O^COMMUNICATIONS ADAPTER | PANEL B
FU0060 | 1043265-1,1043265-5 | FUSE, 10A | PANEL B
FU0061 | 1043265-1,1043265-5 | FUSE, 10A | PANEL B
FU0062 | 1043265-1,1043265-5 | FUSE, 10A | PANEL B
FU0063 | 1043265-1,1043265-5 | FUSE, 10A | PANEL B
FU0070 | 1043265-1,1043265-5 | FUSE, 10A | PANEL B
FU0110 | 1043265-1,1043265-7 | FUSE, 20A | PANEL B
FU0113 | 1043265-1,1043265-4 | FUSE, 5A | PANEL B
FU0120 | 1043265-1,1043265-5 | FUSE, 10A | PANEL B
FU0121 | 1043265-1,1043265-5 | FUSE, 10A | PANEL B
FU0130 | 1043265-1,1043265-7 | FUSE, 20A | PANEL B
FU0133 | 1043265-1,1043265-4 | FUSE, 5A | PANEL B
FU0210 | 1043265-1,1043265-7 | FUSE, 20A | PANEL B
FU0211 | 1043265-1,1043265-4 | FUSE, 5A | PANEL B
FU0212 | 1043265-1,1043265-3 | FUSE, 2A | PANEL B
FU0291 | 1043265-1,1043265-4 | FUSE, 5A | PANEL B
GR0120 | 903849C1 | RAIL GROUND, DIN RAIL GROUNDING | PANEL B
GR0231 | 903849C1 | RAIL GROUND, DIN RAIL GROUNDING | PANEL B
GR0232 | 903849C1 | RAIL GROUND, DIN RAIL GROUNDING | PANEL B
IEG0060 | 1054025-201 | BUS BAR, INSTRUMENT EARTH (SHIELDING) | PANEL B
IEG0070 | 1054025-301 | BUS BAR, INSTRUMENT EARTH (SHIELDING) | PANEL B
IEG0120 | 1054025-201 | BUS BAR, INSTRUMENT EARTH (SHIELDING) | PANEL B
IEG0230 | 232941-300 | BUS BAR, PANEL B - INSTRUMENT EARTH GROUNDING | PANEL B
KA0120 | 1061979-1 | RELAY, CONTROLLER ACTIVE | PANEL B
KA0190 | 1061979-1 | RELAY, CONTROLLER ACTIVE | PANEL B
KA0191 | 1061979-1 | RELAY, CONTROLLER ACTIVE | PANEL B
KA0192 | 1061979-1 | RELAY, CONTROLLER ACTIVE | PANEL B
KA0193 | 1061979-1 | RELAY, CONTROLLER ACTIVE | PANEL B
KA0194 | 1061979-1 | RELAY, SEAL OIL PUMP ON | PANEL B
KA0222 | 1061979-1 | RELAY, SECONDARY GAS FUEL SHUTOFF VALVE | PANEL B
KA0230 | 1061979-1 | RELAY, CONTROLLER ACTIVE | PANEL B
KA0231 | 1061979-1 | RELAY, CONTROLLER ACTIVE | PANEL B
KA0232 | 1061979-1 | RELAY, CONTROLLER ACTIVE | PANEL B
KA0233 | 1061979-1 | RELAY, CONTROLLER ACTIVE | PANEL B
KA0234 | 1061979-1 | RELAY, CONTROLLER ACTIVE | PANEL B
KA0235 | 1061979-1 | RELAY, NO EMERGENCY SHUTDOWN SUMMARY | PANEL B
KA0236 | 1061979-1 | RELAY, NO EMERGENCY SHUTDOWN SUMMARY | PANEL B
KA0237 | 1061979-1 | RELAY, NO EMERGENCY SHUTDOWN SUMMARY | PANEL B
KA0238 | 1061979-1 | RELAY, NO EMERGENCY SHUTDOWN SUMMARY | PANEL B
KA0239 | 1061979-1 | RELAY, NO EMERGENCY SHUTDOWN SUMMARY | PANEL B
KA0240 | 1061979-1 | RELAY, NO EMERGENCY SHUTDOWN SUMMARY | PANEL B
KA0241 | 1061979-1 | RELAY, BACKUP SYSTEM RESET | PANEL B
KA0242 | 1061979-1 | RELAY, BACKUP SYSTEM RESET | PANEL B
KA0243 | 1061979-1 | RELAY, NO FIRE DETECTED | PANEL B
KA0244 | 1061979-1 | RELAY, NO FIRE DETECTED | PANEL B
KA0245 | 1061979-1 | RELAY, NO GAS DETECTED | PANEL B
KA0246 | 1061979-1 | RELAY, NO FIRE DETECTED | PANEL B
KA0247 | 1061979-1 | RELAY, NO FIRE DETECTED | PANEL B
KA0248 | 1061979-1 | RELAY, NO EMERGENCY SHUTDOWN SUMMARY | PANEL B
KA0249 | 1061979-1 | RELAY, NO GAS DETECTED | PANEL B
KA0250 | 1061979-1 | RELAY, NO EMERGENCY SHUTDOWN SUMMARY | PANEL B
KA1020 | 1061979-1 | RELAY, IGNITION START | PANEL B
KA4401 | 1061979-1 | RELAY, CASE DEPRESSURIZED | PANEL B
KA9001 | 1061979-1 | RELAY, RUN STATUS | PANEL B
KA9002 | 1061979-1 | RELAY, RUN STATUS TO WHRS | PANEL B
KA9003 | 1061979-1 | RELAY, 25% NGP SPEED | PANEL B
KA9004 | 1061979-1 | RELAY, 90% NGP | PANEL B
KA9005 | 1061979-1 | RELAY, ALARM RELAY | PANEL B
RR0700 | 912137C1 | RESISTOR, 10K OHM | PANEL B
RR0701 | 912137C1 | RESISTOR, 10K OHM | PANEL B
TE0741 | 1014214-21 | THERMISTOR, COLD JUNCTION | PANEL B
TE0742 | 1014214-21 | THERMISTOR, COLD JUNCTION | PANEL B
UA1200 | 1053834-4 | SIGNAL CONVERTER, BACKUP OVERSPEED | PANEL B
XT0060 | 1066730-7,1066730-8,1067996-4 | TERMINAL BLOCK, SPRING, 4 CONDUCTOR,30-12 AWG (0.05-3.31 MM2),NON-IS | PANEL B
XT0070 | 1066730-7,1066730-8,1067996-4 | TERMINAL BLOCK, SPRING, 4 CONDUCTOR,30-12 AWG (0.05-3.31 MM2),NON-IS | PANEL B
XT0110 | 1066730-7 | TERMINAL BLOCK, SPRING, 4 CONDUCTOR,30-12 AWG (0.05-3.31 MM2),NON-IS | PANEL B
XT0121 | 1066730-7,1066730-8,1067996-4 | TERMINAL BLOCK, SPRING, 4 CONDUCTOR,30-12 AWG (0.05-3.31 MM2),NON-IS | PANEL B
XT0130 | 1066730-7,1066730-8,1067996-4 | TERMINAL BLOCK, SPRING, 4 CONDUCTOR,30-12 AWG (0.05-3.31 MM2),NON-IS | PANEL B
XT0190 | 1066730-67,[2]1066730-7,[2]1066730-8,1067996-4 | TERMINAL BLOCK, SPRING, 4 CONDUCTOR,30-12 AWG (0.05-3.31 MM2),NON-IS | PANEL B
XT0233 | 1066730-7,1066730-8,1067996-4 | TERMINAL BLOCK, SPRING, 4 CONDUCTOR,30-12 AWG (0.05-3.31 MM2),NON-IS | PANEL B
XT0235 | 1066730-7,1066730-8,1067996-4 | TERMINAL BLOCK, SPRING, 4 CONDUCTOR,30-12 AWG (0.05-3.31 MM2),NON-IS | PANEL B
XT0236 | 1066730-7,1066730-8,1067996-82 | TERMINAL BLOCK, SPRING, 4 CONDUCTOR,30-12 AWG (0.05-3.31 MM2),NON-IS | PANEL B
XT0237 | 1066730-10,1066730-9,1067996-4 | DIODE TERMINAL STRIP, 4 CONDUCTOR | PANEL B
XT0240 | 1066730-7 | TERMINAL BLOCK, SPRING, 4 CONDUCTOR,30-12 AWG (0.05-3.31 MM2),NON-IS | PANEL B
XT0400 | 1066730-1,1066730-2 | TERMINAL STRIP, 4 CONDUCTOR | PANEL B
XT0500 | 1066730-1,1066730-2 | TERMINAL STRIP, 4 CONDUCTOR | PANEL B
XT0520 | 1066730-16,1066730-8,1067996-4 | TERMINAL STRIP, 2 CONDUCTOR | PANEL B
XT5430 | 1066730-7 | TERMINAL BLOCK, SPRING, 4 CONDUCTOR,30-12 AWG (0.05-3.31 MM2),NON-IS | PANEL B