## Blue Labels
(SHT 1) JB71 B,DOOR CTRL | (SHT 10) JB71 B,PNL GEN CTRL | (SHT 12) JB71 B,PNL DC PWR | (SHT 14) PNL,JB5 PROBE DRIVER | (SHT 2) JB71 B,DOOR OPR | (SHT 3) JB71 B,BOX CONTROL | (SHT 4) JB71 B,PNL CTRL2 | (SHT 5) JB71 B,PNL CTRL1 | (SHT 7) JB71 C,PNL LIQ FUEL | (SHT 8) JB71 B,PNL CUSTOMER | (SHT 9) JB71 B,PNL VIBRATION
AT1100K | AT0140 | PEG0130 | UA1210 | SB0472 | EL0100 | FU0060 | WC8046 | AU0050 | FU0180 | FU0400
AT1100 | XT0782 | XTFG78 | UA1211 | SH0471 | EL0101 | FU0061 | FU0010 | AF0051 | FU0181 | FU0410
| XT0780 | XT0781 | UA1220 | SH0470 |  | FU0062 | FU0100 | AF0052 | FU0182 | FU0411
| XT0783 | UJ0131 | UA1221 | SB0471 |  | FU0380 | FU0210 | AF0053 | FU0183 | FU0412
| XT0141 | GR0133 | UA1230 | SB0473 |  | FU0381 | FU0070 | GR0050 | FU0650 | FU0680
| XT0142 | XT0786 | UA1231 | SB0474 |  | FU0382 | FU0071 | XT0050 | FU0651 | XT0401
| XT0313 | XT0785 | UA1262 | SA0471 |  | FU0387 | FU0072 | FU0051 | FU0652 | UA1520
| XT0143 | XT0784 | UA1263 | SA0475 |  | FU0388 | FU0091 | FU0052 | FU0659 | XT1520
| KA0313 | XT0005 | GR1110 | HA0472 |  | FU0389 | FU0092 | FU0350 | XT0180 | XT1521
| XT0122 | XT0004 | GR1111 | SH0472 |  | XT0060 | FU0093 | FU0050 | AU0650 | GR0400
| KA0188 | XT0003 |  | SA0473 |  | XT0080 | FU0094 | FU0351 | AF0651 | AF0510
| KA0332 | XT0002 |  | SB0333 |  | XT0081 | FU0099 | FU0214 | AF0652 | AF0450
| KA0333 | GR0132 |  |  |  | AF0385 | FU1100 | FU2220 | AF0653 | AF0420
| KA0342 | FU0136 |  |  |  | AF0384 | XT0070 | FU2228 | AF0654 | AF0410
| XT0336 | FU0005 |  |  |  | AF0383 | PC0470 | SPARE | AF0655 | AF0400
| XT0337 | FU0004 |  |  |  | AF0382 | PC0471 | KA0050 | GR0650 | XT0400
| XT0338 | GR0130 |  |  |  | AF0381 | GR0071 | KA0051 | GR0652
| GR0140 | IEG0010 |  |  |  | AU0380 | AF0094 | KA0052 | AF0183
| KA0186 | XTFG08 |  |  |  | AF0066 | AF0095 | KA0071 | AF0182
| KA0185 | XTFG06 |  |  |  | AF0065 | AF0093 | KA0381 | AF0181
| KA0365 | XT0011 |  |  |  | AF0064 | AF0092 | KA0383 | AU0180
| XT0123 | FU0015 |  |  |  | AF0063 | AF0091 | XT0059 | GR0180
| KA0330 | FU0014 |  |  |  | AF0062 | AU0090 | GR0051 | GR0651
| KA0336 | FU0013 |  |  |  | AF0061 | GR0090 | AF0352
| XT4001 | FU0012 |  |  |  | AU0060 | AF0075 | AF0351
| XT0125 | FU0011 |  |  |  | GR0060 | AF0074 | AU0350
| XT0120 | GR0131 |  |  |  | KA0072 | AF0073 | GR0350
| FU0127 | XT0012 |  |  |  | KA0060 | AF0072
| FU0126 |  |  |  |  | KA0061 | AF0071
| FU0125 |  |  |  |  | KA0062 | AU0070
| FU0124 |  |  |  |  | KA0063 | GR0070
| FU0123 |  |  |  |  | KA0064 | AF0096
| FU0122 |  |  |  |  | KA0070 | XT0091
| FU0121 |  |  |  |  | XT0069 | KA0233
| FU0120 |  |  |  |  | KA0130 | KA0234
| XT0128 |  |  |  |  | KA0131 | KA0875
| XT0124 |  |  |  |  | KA0132 | KA1020
| XT0121 |  |  |  |  | KA0133 | KA3220
| XT4002 |  |  |  |  | KA0134 | GR0091
| XT4004 |  |  |  |  | KA0135 | AT0600
| XTFG12 |  |  |  |  | KA0136 | UV0600
| GR0141 |  |  |  |  | KA0137 | AP0601
| AF0124 |  |  |  |  | KA0138 | AP0602
| AF0123 |  |  |  |  | KA0141 | AP0603
| AF0122 |  |  |  |  | KA0176 | AP0604
| AF0121 |  |  |  |  | KA0177 | AP0605
| AU0120 |  |  |  |  | KA0231 | AP0606
| KA0310 |  |  |  |  | KA0232 | AR0600
| KA0128 |  |  |  |  | KA0235 | IEG0011
| KA0123 |  |  |  |  | KA0238
| XT0140 |  |  |  |  | KA0239
| XT4003 |  |  |  |  | KA0240
| XT0144 |  |  |  |  | KA0241
| GR0120 |  |  |  |  | KA0242
KA0248
KA0249
KA0243
KA0244
KA0245
KA0246
KA0380
KA0382
KT0140
KT0141
KT0142
KT0143
KT0144
KT0145
KT0146
UAI6410
XT6410
GR0383
GR0382
XT0087
XT0089
XT1200
GR0381
SA0472
UA1200

## White Labels
(SHT 5) JB71 B,PNL CTRL1 | (SHT 5) JB71 B,PNL CTRL1 - (SHT 4) JB71 B,PNL CTRL2 | (SHT 5) JB71 B,PNL CTRL1 - (SHT 8) JB71 B,PNL CUSTOMER | (SHT 5) JB71 B,PNL CTRL1 - (SHT 12) JB71 B,PNL DC PWR | (SHT 4) JB71 B,PNL CTRL2 | (SHT 4) JB71 B,PNL CTRL2 - (SHT 12) JB71 B,PNL DC PWR | (SHT 8) JB71 B,PNL CUSTOMER | (SHT 8) JB71 B,PNL CUSTOMER - (SHT 12) JB71 B,PNL DC PWR | (SHT 12) JB71 B,PNL DC PWR | (SHT 12) JB71 B,PNL DC PWR - (SHT 10) JB71 B,PNL GEN CTRL | (SHT 12) JB71 B,PNL DC PWR - (SHT 9) JB71 B,PNL VIBRATION | (SHT 12) JB71 B,PNL DC PWR - (SHT 7) JB71 C,PNL LIQ FUEL | (SHT 10) JB71 B,PNL GEN CTRL | (SHT 9) JB71 B,PNL VIBRATION | (SHT 7) JB71 C,PNL LIQ FUEL
AF0071G | IEG00115 | IEG00116 | IEG0011G | AF0062G | GR0060 | AF0652G | GR0180 | 0V | AT0140LSS | XT04002 | GR0050 | AU0120G | XT04001 | AU0050G
AF0074G | PT6400S | IEG00117 |  | AF0063G | IEG00108 | AF0654G | GR0650 |  | EXCS |  | GR0350 | WC8102 |  | AU0350G
AF0093G |  |  |  | AF0064G |  | AU0180G |  |  | GR0120 |  | IEG00105 | WC8201
AF0095G |  |  |  | AF0382G |  | AU0650G |  |  | IEG001011 |  | IEG00106 | WC8301
AU0070G |  |  |  | AU0060G |  | GR0651 |  |  | PMGS
AU0090G |  |  |  | AU0380G |  | GR0652
GR0070 |  |  |  | IEG00101
GR0071
GR0090
GR0091
IEG00111
IEG00112
IEG00113
UV0600G

## Heat Shrink Labels
(SHT 5) JB71 B,PNL CTRL1 - (SHT 4) JB71 B,PNL CTRL2 | (SHT 4) JB71 B,PNL CTRL2 | (SHT 9) JB71 B,PNL VIBRATION | (SHT 7) JB71 C,PNL LIQ FUEL
WC4632 | WC4524 | WC4749 | WC4601
| WC4624 |  | WC4700
WC4633
WC4657

## JB71 B,BOX CONTROL
JB71 B,BOX CONTROL
Project # | J0340
Project Name | SD KM TEST CELL 11 T130 GS UPGRADE
Revision | A.4
Controls DE | D.GRANT
Phone:
Controls ME
Phone:
From | [5 empty] | To
Device ID | Cable (W) Conductor (SC) Jumper Clip (JC) | Wire No. | Wire ID | Gauge/Size | Page/Zone | Device ID | Location | Page/Zone
EL0100:1+ | SC | FU0005 | WHT | 16 | 2.C1 | XT0005:2 | JB71 B,PNL DC PWR | 2.C3
EL0100:2- | SC | 0V | WHT | 16 | 2.C1 | XT0005:4 | JB71 B,PNL DC PWR | 2.C3
EL0101:1+ | SC | FU0005 | WHT | 16 | 2.C1 | XT0005:1 | JB71 B,PNL DC PWR | 2.C3
EL0101:2- | SC | 0V | WHT | 16 | 2.C1 | XT0005:3 | JB71 B,PNL DC PWR | 2.C3
SolarTools ver. 24.0.84.24712 (Jul 31, 2025)
Report date: 4/24/2026 12:55 PM

## JB71 B,DOOR CTRL
JB71 B,DOOR CTRL
Project # | J0340
Project Name | SD KM TEST CELL 11 T130 GS UPGRADE
Revision | A.4
Controls DE | D.GRANT
Phone:
Controls ME
Phone:
From | [5 empty] | To
Device ID | Cable (W) Conductor (SC) Jumper Clip (JC) | Wire No. | Wire ID | Gauge/Size | Page/Zone | Device ID | Location | Page/Zone
AT1100:GND | SC | AT1100G | GRN/YEL | 14 | 30.A1 | FRAME | JB71 B,DOOR CTRL | 30.B2
AT1100:USB1 | SC | AT1100K | CABLE | USB | 30.A1 | AT1100K: | JB71 B,DOOR CTRL | 30.A2
AT1100:NEG | SC | 0V | WHT | 14 | 30.A1 | XT0070:12 | JB71 B,PNL CTRL1 | 6.D1
AT1100:POS | SC | FU1100 | WHT | 14 | 30.A1 | FU1100:LD | JB71 B,PNL CTRL1 | 6.D1
AT1100:L1 | WC0011 | AP0606L2 | ENET | CABLE | 30.A1 | AP0606:L2 | JB71 B,PNL CTRL1 | 8.A7
SolarTools ver. 24.0.84.24712 (Jul 31, 2025)
Report date: 4/24/2026 12:55 PM

## JB71 B,DOOR OPR
JB71 B,DOOR OPR
Project # | J0340
Project Name | SD KM TEST CELL 11 T130 GS UPGRADE
Revision | A.4
Controls DE | D.GRANT
Phone:
Controls ME
Phone:
From | [5 empty] | To
Device ID | Cable (W) Conductor (SC) Jumper Clip (JC) | Wire No. | Wire ID | Gauge/Size | Page/Zone | Device ID | Location | Page/Zone
HA0472:Lb | SC | KA087511 | WHT | 20 | 27.C1 | HA0472:La | JB71 B,DOOR OPR | 27.C1
HA0472:Lb | SC | KA087511 | WHT | 20 | 27.C1 | KA0875:11 | JB71 B,PNL CTRL1 | 27.C5
HA0472:N | SC | 0V | WHT | 20 | 27.C1 | XT0070:11 | JB71 B,PNL CTRL1 | 6.D1
SA0471:13 | SC | SA047113 | WHT | 20 | 28.B1 | AF0091:36 | JB71 B,PNL CTRL1 | 28.B7
SA0471:14 | SC | SA047114 | WHT | 20 | 28.B1 | AF0091:04 | JB71 B,PNL CTRL1 | 28.B7
SA0471:23 | SC | SA047123 | WHT | 20 | 28.A1 | AF0091:35 | JB71 B,PNL CTRL1 | 28.A7
SA0471:24 | SC | SA047124 | WHT | 20 | 28.A1 | AF0091:03 | JB71 B,PNL CTRL1 | 28.A7
SA0473:13 | SC | SA047313 | WHT | 20 | 28.D1 | AF0091:40 | JB71 B,PNL CTRL1 | 28.D7
SA0473:14 | SC | SA047314 | WHT | 20 | 28.D1 | AF0091:08 | JB71 B,PNL CTRL1 | 28.D7
SA0473:21 | SC | SA047321 | WHT | 20 | 28.D1 | AF0091:39 | JB71 B,PNL CTRL1 | 28.D7
SA0473:22 | SC | SA047322 | WHT | 20 | 28.D1 | AF0091:07 | JB71 B,PNL CTRL1 | 28.D7
SA0475:13 | SC | SA047513 | WHT | 20 | 28.C1 | AF0091:38 | JB71 B,PNL CTRL1 | 28.C7
SA0475:14 | SC | SA047514 | WHT | 20 | 28.C1 | AF0091:06 | JB71 B,PNL CTRL1 | 28.C7
SA0475:23 | SC | SA047523 | WHT | 20 | 28.C1 | AF0091:37 | JB71 B,PNL CTRL1 | 28.C7
SA0475:24 | SC | SA047524 | WHT | 20 | 28.C1 | AF0091:05 | JB71 B,PNL CTRL1 | 28.C7
SB0333:11 | SC | FU0125 | WHT | 20 | 29.A1 | XT0091:9 | JB71 B,PNL CTRL1 | 29.A5
SB0333:12 | SC | SB033312 | WHT | 20 | 29.A1 | XT0091:10 | JB71 B,PNL CTRL1 | 29.A5
SB0333:21 | SC | SB033321 | WHT | 20 | 29.A1 | AF0091:43 | JB71 B,PNL CTRL1 | 29.A7
SB0333:22 | SC | SB033322 | WHT | 20 | 29.A1 | AF0091:11 | JB71 B,PNL CTRL1 | 29.A7
SB0471:1 | SC | SB04711 | WHT | 20 | 27.D1 | AF0091:32 | JB71 B,PNL CTRL1 | 27.D7
SB0471:2 | SC | SB04712 | WHT | 20 | 27.D1 | AF0091:00 | JB71 B,PNL CTRL1 | 27.D7
SB0472:11 | SC | ESTOPA | WHT | 20 | 28.B1 | XT0091:7 | JB71 B,PNL CTRL1 | 28.B5
SB0472:12 | SC | SB047212 | WHT | 20 | 28.B1 | XT0091:8 | JB71 B,PNL CTRL1 | 28.B5
SB0473:3 | SC | SB04733 | WHT | 20 | 27.D1 | AF0091:33 | JB71 B,PNL CTRL1 | 27.D7
SB0473:4 | SC | SB04734 | WHT | 20 | 27.D1 | AF0091:01 | JB71 B,PNL CTRL1 | 27.D7
SB0474:3 | SC | SB04743 | WHT | 20 | 28.A1 | AF0091:34 | JB71 B,PNL CTRL1 | 28.A7
SB0474:4 | SC | SB04744 | WHT | 20 | 28.A1 | AF0091:02 | JB71 B,PNL CTRL1 | 28.A7
SH0470:1 | SC | SH04701 | WHT | 20 | 27.B1 | AF0091:42 | JB71 B,PNL CTRL1 | 27.B7
SH0470:2 | SC | SH04702 | WHT | 20 | 27.B1 | AF0091:10 | JB71 B,PNL CTRL1 | 27.B7
SH0470:X1 | SC | SH0470X1 | WHT | 20 | 27.B1 | AF0092:01 | JB71 B,PNL CTRL1 | 27.B7
SH0470:X2 | SC | SH0470X2 | WHT | 20 | 27.B1 | AF0092:17 | JB71 B,PNL CTRL1 | 27.B7
SH0471:3 | SC | SH04713 | WHT | 20 | 27.A1 | AF0091:41 | JB71 B,PNL CTRL1 | 27.A7
SH0471:4 | SC | SH04714 | WHT | 20 | 27.A1 | AF0091:09 | JB71 B,PNL CTRL1 | 27.A7
SH0471:X1 | SC | SH0471X1 | WHT | 20 | 27.A1 | AF0092:00 | JB71 B,PNL CTRL1 | 27.A7
SH0471:X2 | SC | SH0471X2 | WHT | 20 | 27.A1 | AF0092:16 | JB71 B,PNL CTRL1 | 27.A7
SH0472:3 | SC | FU0387 | WHT | 20 | 27.B1 | XT0091:1 | JB71 B,PNL CTRL1 | 27.B5
SH0472:4 | SC | KA0241A1 | WHT | 20 | 27.B1 | XT0091:2 | JB71 B,PNL CTRL1 | 27.B5
SH0472:X1 | SC | KA023822 | WHT | 20 | 27.C1 | XT0091:3 | JB71 B,PNL CTRL1 | 27.C5
SH0472:X2 | SC | SH0472X2 | WHT | 20 | 27.C1 | AF0092:18 | JB71 B,PNL CTRL1 | 27.C7
SB0472:21 | SC | SB047221 | WHT | 20 | 28.B1 | AF0381:38 | JB71 B,PNL CTRL2 | 28.B7
SB0472:22 | SC | SB047222 | WHT | 20 | 28.B1 | AF0381:06 | JB71 B,PNL CTRL2 | 28.B7
SolarTools ver. 24.0.84.24712 (Jul 31, 2025)
Report date: 4/24/2026 12:55 PM

## JB71 B,PNL CTRL1
JB71 B,PNL CTRL1
Project # | J0340
Project Name | SD KM TEST CELL 11 T130 GS UPGRADE
Revision | A.4
Controls DE | D.GRANT
Phone:
Controls ME
Phone:
From | [5 empty] | To
Device ID | Cable (W) Conductor (SC) Jumper Clip (JC) | Wire No. | Wire ID | Gauge/Size | Page/Zone | Device ID | Location | Page/Zone
XT0070:10 | JC | 0V | CLIP | --- | 6.D1 | XT0070:11 | JB71 B,PNL CTRL1 | 6.D1
XT0070:11 | JC | 0V | CLIP | --- | 6.D1 | XT0070:12 | JB71 B,PNL CTRL1 | 6.D1
XT0070:2 | JC | 0V | CLIP | --- | 6.A1 | XT0070:3 | JB71 B,PNL CTRL1 | 6.B1
XT0070:3 | JC | 0V | CLIP | --- | 6.B1 | XT0070:5 | JB71 B,PNL CTRL1 | 6.B1
XT0070:5 | JC | 0V | CLIP | --- | 6.B1 | XT0070:6 | JB71 B,PNL CTRL1 | 6.B1
XT0070:6 | JC | 0V | CLIP | --- | 6.B1 | XT0070:7 | JB71 B,PNL CTRL1 | 6.C1
XT0070:7 | JC | 0V | CLIP | --- | 6.C1 | XT0070:8 | JB71 B,PNL CTRL1 | 6.D1
XT0070:8 | JC | 0V | CLIP | --- | 6.D1 | XT0070:9 | JB71 B,PNL CTRL1 | 6.D1
XT0070:9 | JC | 0V | CLIP | --- | 6.D1 | XT0070:10 | JB71 B,PNL CTRL1 | 6.D1
AF0071:COM | SC | AF0071N | WHT | 16 | 6.B2 | AF0072:COM | JB71 B,PNL CTRL1 | 6.A3
AF0071:COM | SC | AU0070N | WHT | 16 | 6.B2 | AU0070:COM | JB71 B,PNL CTRL1 | 6.A2
AF0071:SH | SC | AF0071G | GRN | 14 | 6.B2 | AF0074:SH | JB71 B,PNL CTRL1 | 6.A4
AF0071:SH | SC | AU0070G | GRN | 14 | 6.B2 | AU0070:GND | JB71 B,PNL CTRL1 | 6.A2
AF0071:V+ | SC | AF0071P | WHT | 16 | 6.B2 | AF0072:V+ | JB71 B,PNL CTRL1 | 6.A3
AF0071:V+ | SC | AU0070P | WHT | 16 | 6.B2 | AU0070:V+ | JB71 B,PNL CTRL1 | 6.A2
AF0073:00 | SC | KA1020A1 | WHT | 20 | 7.B7 | KA1020:A1 | JB71 B,PNL CTRL1 | 7.B5
AF0073:16 | SC | KA1020A2 | WHT | 20 | 7.B7 | KA1020:A2 | JB71 B,PNL CTRL1 | 7.B5
AF0073:COM | SC | 0V | WHT | 16 | 6.A3 | XT0070:5 | JB71 B,PNL CTRL1 | 6.B1
AF0073:V+ | SC | FU0071 | WHT | 16 | 6.A3 | XT0070:4 | JB71 B,PNL CTRL1 | 6.B1
AF0074:COM | SC | 0V | WHT | 14 | 6.A4 | XT0070:6 | JB71 B,PNL CTRL1 | 6.B1
AF0074:COM | SC | AF0074N | WHT | 16 | 6.A4 | AF0075:COM | JB71 B,PNL CTRL1 | 6.B5
AF0074:SH | SC | AF0074G | GRN | 14 | 6.A4 | AF0075:SH | JB71 B,PNL CTRL1 | 6.B5
AF0074:V+ | SC | AF0074P | WHT | 16 | 6.A4 | AF0075:V+ | JB71 B,PNL CTRL1 | 6.B5
AF0074:V+ | SC | FU0072 | WHT | 16 | 6.A4 | FU0072:LD | JB71 B,PNL CTRL1 | 6.B1
AF0075:14 | SC | 006408 | WHT | 20 | 42.B6 | AF0075:15 | JB71 B,PNL CTRL1 | 42.B6
AF0075:SH | SC | IEG00112 | GRN | 14 | 6.B5 | IEG0011:2 | JB71 B,PNL CTRL1 | 6.B5
AF0091:COM | SC | AU0090N | WHT | 16 | 6.C2 | AU0090:COM | JB71 B,PNL CTRL1 | 6.C2
AF0091:V+ | SC | AU0090P | WHT | 16 | 6.C2 | AU0090:V+ | JB71 B,PNL CTRL1 | 6.C2
AF0092:02 | SC | KA023822 | WHT | 20 | 27.C7 | XT0091:3 | JB71 B,PNL CTRL1 | 27.C5
AF0092:03 | SC | KA0875A1 | WHT | 20 | 6.A6 | KA0875:A1 | JB71 B,PNL CTRL1 | 6.A6
AF0092:06 | SC | KA023314 | WHT | 20 | 39.B7 | KA0233:14 | JB71 B,PNL CTRL1 | 39.B5
AF0092:08 | SC | KA023414 | WHT | 20 | 40.B7 | KA0234:14 | JB71 B,PNL CTRL1 | 40.B5
AF0092:11 | SC | 009211 | WHT | 20 | 7.B7 | PC0470:INP A | JB71 B,PNL CTRL1 | 7.B5
AF0092:13 | SC | 009213 | WHT | 20 | 63.A7 | KA3220:A1 | JB71 B,PNL CTRL1 | 63.B5
AF0092:19 | SC | KA0875A2 | WHT | 20 | 6.A6 | KA0875:A2 | JB71 B,PNL CTRL1 | 6.A6
AF0092:27 | SC | 009227 | WHT | 20 | 7.B7 | PC0470:-PWR | JB71 B,PNL CTRL1 | 7.B5
AF0092:29 | SC | 009229 | WHT | 20 | 63.A7 | KA3220:A2 | JB71 B,PNL CTRL1 | 63.B5
AF0092:43 | SC | 009243 | WHT | 20 | 7.B7 | PC0470:+PWR | JB71 B,PNL CTRL1 | 7.B5
AF0092:COM | SC | 0V | WHT | 16 | 6.C3 | XT0070:7 | JB71 B,PNL CTRL1 | 6.C1
AF0092:V+ | SC | FU0092 | WHT | 16 | 6.C3 | FU0092:LD | JB71 B,PNL CTRL1 | 6.C1
AF0093:COM | SC | AF0093N | WHT | 16 | 6.C3 | AF0094:COM | JB71 B,PNL CTRL1 | 6.C6
AF0093:COM | SC | 0V | WHT | 16 | 6.C3 | XT0070:9 | JB71 B,PNL CTRL1 | 6.D1
AF0093:SH | SC | AF0093G | GRN | 14 | 6.C3 | AF0094:SH | JB71 B,PNL CTRL1 | 6.C6
AF0093:SH | SC | AU0090G | GRN | 14 | 6.C3 | AU0090:GND | JB71 B,PNL CTRL1 | 6.C2
AF0093:V+ | SC | AF0093P | WHT | 16 | 6.C3 | AF0094:V+ | JB71 B,PNL CTRL1 | 6.C6
AF0093:V+ | SC | FU0093 | WHT | 16 | 6.C3 | FU0093:LD | JB71 B,PNL CTRL1 | 6.D1
AF0094:04 | SC | SE12601 | WHT | 20 | 46.A7 | XT0070:14 | JB71 B,PNL CTRL1 | 6.D2
AF0094:COM | SC | AF0094N | WHT | 16 | 6.C6 | AF0095:COM | JB71 B,PNL CTRL1 | 6.C5
AF0094:SH | SC | AF0094G | WHT | 14 | 6.C6 | AF0095:SH | JB71 B,PNL CTRL1 | 6.C5
AF0094:V+ | SC | AF0094P | WHT | 16 | 6.C6 | AF0095:V+ | JB71 B,PNL CTRL1 | 6.C5
AF0095:COM | SC | AF0095N | WHT | 16 | 6.C5 | AF0096:COM | JB71 B,PNL CTRL1 | 6.C5
AF0095:SH | SC | AF0095G | GRN | 14 | 6.C5 | AF0096:SH | JB71 B,PNL CTRL1 | 6.C5
AF0095:V+ | SC | AF0095P | WHT | 16 | 6.C5 | AF0096:V+ | JB71 B,PNL CTRL1 | 6.C5
AF0096:SH | SC | IEG00113 | GRN | 14 | 6.C5 | IEG0011:3 | JB71 B,PNL CTRL1 | 6.D5
AR0600:IE1 | SC | UV0600G | GRN | 14 | 8.A1 | UV0600:GND | JB71 B,PNL CTRL1 | 8.B2
AR0600:IE2 | SC | IEG00111 | GRN | 12 | 8.A1 | IEG0011:1 | JB71 B,PNL CTRL1 | 8.B6
AU0070:COM | SC | 0V | WHT | 16 | 6.A2 | XT0070:3 | JB71 B,PNL CTRL1 | 6.B1
AU0070:V+ | SC | FU0070 | WHT | 16 | 6.A2 | FU0070:LD | JB71 B,PNL CTRL1 | 6.B1
AU0090:COM | SC | 0V | WHT | 14 | 6.C2 | XT0070:7 | JB71 B,PNL CTRL1 | 6.C1
AU0090:V+ | SC | FU0091 | WHT | 16 | 6.C2 | FU0091:LD | JB71 B,PNL CTRL1 | 6.C1
FU0010:LD | SC | FU0010 | WHT | 14 | 8.A1 | UV0600:(+) | JB71 B,PNL CTRL1 | 8.B2
FU0010:LI | SC | FU0136 | WHT | 12 | 8.A1 | XT0070:1 | JB71 B,PNL CTRL1 | 6.A1
FU0070:LI | SC | FU0210 | WHT | 14 | 6.B1 | FU0071:LI | JB71 B,PNL CTRL1 | 6.B1
FU0070:LI | SC | FU0210 | WHT | 14 | 6.B1 | FU0210:LD | JB71 B,PNL CTRL1 | 6.A1
FU0071:LD | SC | FU0071 | WHT | 16 | 6.B1 | XT0070:4 | JB71 B,PNL CTRL1 | 6.B1
FU0071:LI | SC | FU0210 | WHT | 14 | 6.B1 | FU0072:LI | JB71 B,PNL CTRL1 | 6.B1
FU0072:LI | SC | FU0210 | WHT | 14 | 6.B1 | FU0091:LI | JB71 B,PNL CTRL1 | 6.C1
FU0091:LI | SC | FU0210 | WHT | 14 | 6.C1 | FU0092:LI | JB71 B,PNL CTRL1 | 6.C1
FU0092:LI | SC | FU0210 | WHT | 14 | 6.C1 | FU0093:LI | JB71 B,PNL CTRL1 | 6.D1
FU0093:LI | SC | FU0210 | WHT | 14 | 6.D1 | FU0094:LI | JB71 B,PNL CTRL1 | 6.D1
FU0094:LD | SC | FU0094 | WHT | 20 | 6.D1 | XT0070:13 | JB71 B,PNL CTRL1 | 6.D2
FU0094:LI | SC | FU0210 | WHT | 14 | 6.D1 | FU0099:LI | JB71 B,PNL CTRL1 | 6.D1
FU0099:LD | SC | FU0099 | WHT | 16 | 6.D1 | XT0091:5 | JB71 B,PNL CTRL1 | 27.C6
FU0099:LI | SC | FU0210 | WHT | 14 | 6.D1 | FU1100:LI | JB71 B,PNL CTRL1 | 6.D1
FU0100:LD | SC | FU0100 | WHT | 14 | 6.A3 | KA1020:14 | JB71 B,PNL CTRL1 | 38.A5
FU0100:LI | SC | FU0136 | WHT | 12 | 6.A3 | XT0070:1 | JB71 B,PNL CTRL1 | 6.A1
FU0210:LI | SC | FU0136 | WHT | 12 | 6.A1 | XT0070:1 | JB71 B,PNL CTRL1 | 6.A1
GR0070: | SC | GR0070 | GRN | 14 | 6.D3 | IEG0011:12 | JB71 B,PNL CTRL1 | 6.D4
GR0071: | SC | GR0071 | GRN/YEL | 14 | 6.D6 | FGGR0071:1 | JB71 B,PNL CTRL1 | 6.D7
GR0090: | SC | GR0090 | GRN | 14 | 6.D5 | IEG0011:14 | JB71 B,PNL CTRL1 | 6.D6
GR0091: | SC | GR0091 | GRN | 14 | 6.D4 | IEG0011:4 | JB71 B,PNL CTRL1 | 6.D5
KA0233:A1 | SC | KA0131A1 | WHT | 20 | 7.A6 | KA0234:A1 | JB71 B,PNL CTRL1 | 7.A6
KA0233:A2 | SC | KA0131A2 | WHT | 20 | 7.A6 | KA0234:A2 | JB71 B,PNL CTRL1 | 7.A6
KA0234:A1 | SC | KA0131A1 | WHT | 20 | 7.A6 | XT0091:11 | JB71 B,PNL CTRL1 | 7.A5
KA0234:A2 | SC | KA0131A2 | WHT | 20 | 7.A6 | XT0091:12 | JB71 B,PNL CTRL1 | 7.A5
KA0875:14 | SC | FU0099 | WHT | 20 | 27.C5 | XT0091:5 | JB71 B,PNL CTRL1 | 27.C6
KA1020:24 | SC | 0V | WHT | 14 | 38.A5 | XT0070:2 | JB71 B,PNL CTRL1 | 6.A1
PC0470:INP A | SC | 009211 | WHT | 20 | 7.B5 | PC0470:INP B | JB71 B,PNL CTRL1 | 7.B5
RR0700: -20K OHM | SC | SE12601 | LEAD | --- | 6.D2 | XT0070:14 | JB71 B,PNL CTRL1 | 6.D2
RR0700: -20K OHM | SC | FU0094 | LEAD | --- | 6.D2 | XT0070:13 | JB71 B,PNL CTRL1 | 6.D2
UV0600:(-) | SC | 0V | WHT | 14 | 8.B2 | XT0070:2 | JB71 B,PNL CTRL1 | 6.A1
AP0602:L2 | WC0001 | AP0602L2 | ENET | CABLE | 3.A2 | AP0603:L1 | JB71 B,PNL CTRL1 | 3.A3
AP0603:L2 | WC0003 | AP0603L2 | ENET | CABLE | 3.A3 | AU0070:L1 | JB71 B,PNL CTRL1 | 3.A4
AU0070:L2 | WC0007 | AU0070L2 | ENET | CABLE | 3.A4 | AU0090:L1 | JB71 B,PNL CTRL1 | 3.A5
AF0093:J | WC8046 | AF0093J | CABLE | CABLE | 6.C3 | AF0094:J | JB71 B,PNL CTRL1 | 6.C6
FU1100:LD | SC | FU1100 | WHT | 14 | 6.D1 | AT1100:POS | JB71 B,DOOR CTRL | 30.A1
XT0070:12 | SC | 0V | WHT | 14 | 6.D1 | AT1100:NEG | JB71 B,DOOR CTRL | 30.A1
AP0606:L2 | WC0011 | AP0606L2 | ENET | CABLE | 8.A7 | AT1100:L1 | JB71 B,DOOR CTRL | 30.A1
AF0091:00 | SC | SB04712 | WHT | 20 | 27.D7 | SB0471:2 | JB71 B,DOOR OPR | 27.D1
AF0091:01 | SC | SB04734 | WHT | 20 | 27.D7 | SB0473:4 | JB71 B,DOOR OPR | 27.D1
AF0091:02 | SC | SB04744 | WHT | 20 | 28.A7 | SB0474:4 | JB71 B,DOOR OPR | 28.A1
AF0091:03 | SC | SA047124 | WHT | 20 | 28.A7 | SA0471:24 | JB71 B,DOOR OPR | 28.A1
AF0091:04 | SC | SA047114 | WHT | 20 | 28.B7 | SA0471:14 | JB71 B,DOOR OPR | 28.B1
AF0091:05 | SC | SA047524 | WHT | 20 | 28.C7 | SA0475:24 | JB71 B,DOOR OPR | 28.C1
AF0091:06 | SC | SA047514 | WHT | 20 | 28.C7 | SA0475:14 | JB71 B,DOOR OPR | 28.C1
AF0091:07 | SC | SA047322 | WHT | 20 | 28.D7 | SA0473:22 | JB71 B,DOOR OPR | 28.D1
AF0091:08 | SC | SA047314 | WHT | 20 | 28.D7 | SA0473:14 | JB71 B,DOOR OPR | 28.D1
AF0091:09 | SC | SH04714 | WHT | 20 | 27.A7 | SH0471:4 | JB71 B,DOOR OPR | 27.A1
AF0091:10 | SC | SH04702 | WHT | 20 | 27.B7 | SH0470:2 | JB71 B,DOOR OPR | 27.B1
AF0091:11 | SC | SB033322 | WHT | 20 | 29.A7 | SB0333:22 | JB71 B,DOOR OPR | 29.A1
AF0091:32 | SC | SB04711 | WHT | 20 | 27.D7 | SB0471:1 | JB71 B,DOOR OPR | 27.D1
AF0091:33 | SC | SB04733 | WHT | 20 | 27.D7 | SB0473:3 | JB71 B,DOOR OPR | 27.D1
AF0091:34 | SC | SB04743 | WHT | 20 | 28.A7 | SB0474:3 | JB71 B,DOOR OPR | 28.A1
AF0091:35 | SC | SA047123 | WHT | 20 | 28.A7 | SA0471:23 | JB71 B,DOOR OPR | 28.A1
AF0091:36 | SC | SA047113 | WHT | 20 | 28.B7 | SA0471:13 | JB71 B,DOOR OPR | 28.B1
AF0091:37 | SC | SA047523 | WHT | 20 | 28.C7 | SA0475:23 | JB71 B,DOOR OPR | 28.C1
AF0091:38 | SC | SA047513 | WHT | 20 | 28.C7 | SA0475:13 | JB71 B,DOOR OPR | 28.C1
AF0091:39 | SC | SA047321 | WHT | 20 | 28.D7 | SA0473:21 | JB71 B,DOOR OPR | 28.D1
AF0091:40 | SC | SA047313 | WHT | 20 | 28.D7 | SA0473:13 | JB71 B,DOOR OPR | 28.D1
AF0091:41 | SC | SH04713 | WHT | 20 | 27.A7 | SH0471:3 | JB71 B,DOOR OPR | 27.A1
AF0091:42 | SC | SH04701 | WHT | 20 | 27.B7 | SH0470:1 | JB71 B,DOOR OPR | 27.B1
AF0091:43 | SC | SB033321 | WHT | 20 | 29.A7 | SB0333:21 | JB71 B,DOOR OPR | 29.A1
AF0092:00 | SC | SH0471X1 | WHT | 20 | 27.A7 | SH0471:X1 | JB71 B,DOOR OPR | 27.A1
AF0092:01 | SC | SH0470X1 | WHT | 20 | 27.B7 | SH0470:X1 | JB71 B,DOOR OPR | 27.B1
AF0092:16 | SC | SH0471X2 | WHT | 20 | 27.A7 | SH0471:X2 | JB71 B,DOOR OPR | 27.A1
AF0092:17 | SC | SH0470X2 | WHT | 20 | 27.B7 | SH0470:X2 | JB71 B,DOOR OPR | 27.B1
AF0092:18 | SC | SH0472X2 | WHT | 20 | 27.C7 | SH0472:X2 | JB71 B,DOOR OPR | 27.C1
KA0875:11 | SC | KA087511 | WHT | 20 | 27.C5 | HA0472:Lb | JB71 B,DOOR OPR | 27.C1
XT0070:11 | SC | 0V | WHT | 20 | 6.D1 | HA0472:N | JB71 B,DOOR OPR | 27.C1
XT0091:1 | SC | FU0387 | WHT | 20 | 27.B5 | SH0472:3 | JB71 B,DOOR OPR | 27.B1
XT0091:10 | SC | SB033312 | WHT | 20 | 29.A5 | SB0333:12 | JB71 B,DOOR OPR | 29.A1
XT0091:2 | SC | KA0241A1 | WHT | 20 | 27.B5 | SH0472:4 | JB71 B,DOOR OPR | 27.B1
XT0091:3 | SC | KA023822 | WHT | 20 | 27.C5 | SH0472:X1 | JB71 B,DOOR OPR | 27.C1
XT0091:7 | SC | ESTOPA | WHT | 20 | 28.B5 | SB0472:11 | JB71 B,DOOR OPR | 28.B1
XT0091:8 | SC | SB047212 | WHT | 20 | 28.B5 | SB0472:12 | JB71 B,DOOR OPR | 28.B1
XT0091:9 | SC | FU0125 | WHT | 20 | 29.A5 | SB0333:11 | JB71 B,DOOR OPR | 29.A1
AF0072:03 | SC | KA023814 | WHT | 20 | 16.B6 | KA0238:14 | JB71 B,PNL CTRL2 | 16.B5
AF0072:04 | SC | KT014618 | WHT | 20 | 18.B6 | KT0146:18 | JB71 B,PNL CTRL2 | 18.B4
AF0072:05 | SC | UA1200J21 | WHT | 20 | 12.D7 | XT1200:15 | JB71 B,PNL CTRL2 | 12.D4
AF0072:20 | SC | KA0131A2 | WHT | 20 | 18.B6 | KA0131:A2 | JB71 B,PNL CTRL2 | 18.C6
AF0072:35 | SC | KA023811 | WHT | 20 | 16.B6 | KA0238:11 | JB71 B,PNL CTRL2 | 16.B5
AF0073:01 | SC | KA007213 | WHT | 20 | 19.B6 | KA0072:13(+) | JB71 B,PNL CTRL2 | 19.C5
AF0073:02 | SC | KA0070A1 | WHT | 20 | 19.A6 | KA0070:A1 | JB71 B,PNL CTRL2 | 19.A5
AF0073:04 | SC | KT0146B1 | WHT | 20 | 18.A6 | KT0146:B1 | JB71 B,PNL CTRL2 | 18.A4
AF0073:17 | SC | KA007214 | WHT | 20 | 19.B6 | KA0072:14(-) | JB71 B,PNL CTRL2 | 19.C5
AF0073:18 | SC | KA0070A2 | WHT | 20 | 19.A6 | KA0070:A2 | JB71 B,PNL CTRL2 | 19.A5
AF0073:20 | SC | KT0146A2 | WHT | 20 | 18.A6 | KT0146:A2 | JB71 B,PNL CTRL2 | 18.A4
AF0092:12 | SC | KA0134A1 | WHT | 20 | 14.D3 | KA0134:A1 | JB71 B,PNL CTRL2 | 14.D6
AF0092:34 | SC | 009234 | WHT | 20 | 27.C7 | KA0238:21 | JB71 B,PNL CTRL2 | 16.B3
IEG0011:13 | SC | PT6400S | GRN | 14 | 22.A5 | XT6410:1 | JB71 B,PNL CTRL2 | 22.A5
IEG0011:5 | SC | IEG00115 | GRN | 14 | 11.C5 | AF0385:SH | JB71 B,PNL CTRL2 | 11.C5
XT0070:4 | SC | FU0071 | WHT | 16 | 6.B1 | KA0241:24 | JB71 B,PNL CTRL2 | 18.A5
XT0091:1 | SC | FU0387 | WHT | 20 | 27.B5 | XT0081:5 | JB71 B,PNL CTRL2 | 16.A2
XT0091:11 | SC | KA0131A1 | WHT | 20 | 7.A5 | XT0089:21 | JB71 B,PNL CTRL2 | 18.D5
XT0091:12 | SC | KA0131A2 | WHT | 20 | 7.A5 | XT0089:22 | JB71 B,PNL CTRL2 | 18.D6
XT0091:2 | SC | KA0241A1 | WHT | 20 | 27.B5 | KA0241:A1 | JB71 B,PNL CTRL2 | 16.A6
XT0091:3 | SC | KA023822 | WHT | 20 | 27.C5 | KA0238:22 | JB71 B,PNL CTRL2 | 16.B3
XT0091:7 | SC | ESTOPA | WHT | 20 | 28.B5 | XT0089:17 | JB71 B,PNL CTRL2 | 17.B5
XT0091:8 | SC | SB047212 | WHT | 20 | 28.B5 | XT0089:20 | JB71 B,PNL CTRL2 | 17.C5
AF0074:04 | WC4632 | UAI64108 | RED | 20 | 22.A7 | UAI6410:+8 | JB71 B,PNL CTRL2 | 22.A5
AF0074:20 | WC4632 | UAI64107 | BLK | 20 | 22.A7 | UAI6410:-7 | JB71 B,PNL CTRL2 | 22.A5
AF0074:52 | WC4632 | UAI6410S1 | SH | 20 | 22.A7 | FLOATING | JB71 B,PNL CTRL2 | 22.A6
IEG0011:6 | SC | IEG00116 | GRN | 14 | 31.B4 | AF0183:SH | JB71 B,PNL CUSTOMER | 31.B3
IEG0011:7 | SC | IEG00117 | GRN | 14 | 31.C6 | AF0655:SH | JB71 B,PNL CUSTOMER | 31.B5
AF0096:04 | SC | UJ0131VIN | WHT | 20 | 4.A7 | UJ0131:VIN | JB71 B,PNL DC PWR | 4.A4
AF0096:05 | SC | 0V | WHT | 20 | 4.A7 | XT0004:3 | JB71 B,PNL DC PWR | 2.C5
AF0096:06 | SC | UJ0131IOUT | WHT | 20 | 4.A7 | UJ0131:IOUT | JB71 B,PNL DC PWR | 4.A4
AF0096:07 | SC | 0V | WHT | 20 | 4.A7 | XT0004:4 | JB71 B,PNL DC PWR | 2.C5
IEG0011:0 | SC | IEG0011G | GRN | 8 | 5.A2 | IEG0010:00 | JB71 B,PNL DC PWR | 5.A2
XT0070:1 | SC | FU0136 | WHT | 12 | 6.A1 | XT0002:2 | JB71 B,PNL DC PWR | 2.A4
XT0070:2 | SC | 0V | WHT | 12 | 6.A1 | XT0003:2 | JB71 B,PNL DC PWR | 2.A4
XT0091:10 | SC | SB033312 | WHT | 20 | 29.A5 | XT0121:1 | JB71 B,PNL GEN CTRL | 85.A3
XT0091:9 | SC | FU0125 | WHT | 20 | 29.A5 | XT0121:2 | JB71 B,PNL GEN CTRL | 85.A3
AU0090:L2 | WC0009 | AU0090L2 | ENET | CABLE | 3.A5 | AF0410:L1 | JB71 B,PNL VIBRATION | 3.B6
AF0073:03 | SC | KA0071A1 | WHT | 20 | 32.C6 | KA0071:A1 | JB71 C,PNL LIQ FUEL | 32.C5
AF0073:19 | SC | KA0071A2 | WHT | 20 | 32.C6 | KA0071:A2 | JB71 C,PNL LIQ FUEL | 32.C5
PC0471:+PWR | SC | 005144 | WHT | 20 | 34.B5 | AF0051:44 | JB71 C,PNL LIQ FUEL | 34.B7
PC0471:INP_A | SC | 005112 | WHT | 20 | 34.B5 | AF0051:12 | JB71 C,PNL LIQ FUEL | 34.B7
PC0471:INP_B | SC | 005114 | WHT | 20 | 34.B5 | AF0051:14 | JB71 C,PNL LIQ FUEL | 34.B7
PC0471:-PWR | SC | 005128 | WHT | 20 | 34.B5 | AF0051:28 | JB71 C,PNL LIQ FUEL | 34.B7
SolarTools ver. 24.0.84.24712 (Jul 31, 2025)
Report date: 4/24/2026 12:55 PM

## JB71 B,PNL CTRL2
JB71 B,PNL CTRL2
Project # | J0340
Project Name | SD KM TEST CELL 11 T130 GS UPGRADE
Revision | A.4
Controls DE | D.GRANT
Phone:
Controls ME
Phone:
From | [5 empty] | To
Device ID | Cable (W) Conductor (SC) Jumper Clip (JC) | Wire No. | Wire ID | Gauge/Size | Page/Zone | Device ID | Location | Page/Zone
XT0060:1 | JC | 0V | CLIP | --- | 11.A1 | XT0060:2 | JB71 B,PNL CTRL2 | 11.B1
XT0060:2 | JC | 0V | CLIP | --- | 11.B1 | XT0060:3 | JB71 B,PNL CTRL2 | 11.B1
XT0060:3 | JC | 0V | CLIP | --- | 11.B1 | XT0060:4 | JB71 B,PNL CTRL2 | 11.C1
XT0060:4 | JC | 0V | CLIP | --- | 11.C1 | XT0060:5 | JB71 B,PNL CTRL2 | 11.C1
XT0060:5 | JC | 0V | CLIP | --- | 11.C1 | XT0060:6 | JB71 B,PNL CTRL2 | 11.D1
XT0060:6 | JC | 0V | CLIP | --- | 11.D1 | XT0060:7 | JB71 B,PNL CTRL2 | 11.D1
XT0060:7 | JC | 0V | CLIP | --- | 11.D1 | XT0060:8 | JB71 B,PNL CTRL2 | 11.D1
XT0060:8 | JC | 0V | CLIP | --- | 11.D1 | XT0060:9 | JB71 B,PNL CTRL2 | 11.D1
XT0080:1 | JC | 0V | CLIP | --- | 14.A6 | XT0080:2 | JB71 B,PNL CTRL2 | 15.A6
XT0080:3 | JC | 0V | CLIP | --- | 9.A6 | XT0080:2 | JB71 B,PNL CTRL2 | 15.A6
XT0080:3 | JC | 0V | CLIP | --- | 9.A6 | XT0080:4 | JB71 B,PNL CTRL2 | 10.A6
XT0080:4 | JC | 0V | CLIP | --- | 10.A6 | XT0080:5 | JB71 B,PNL CTRL2 | 16.A6
XT0081:1 | JC | FU0387 | CLIP | --- | 14.A2 | XT0081:2 | JB71 B,PNL CTRL2 | 15.A2
XT0081:3 | JC | FU0387 | CLIP | --- | 9.A2 | XT0081:2 | JB71 B,PNL CTRL2 | 15.A2
XT0081:3 | JC | FU0387 | CLIP | --- | 9.A2 | XT0081:4 | JB71 B,PNL CTRL2 | 10.A2
XT0081:4 | JC | FU0387 | CLIP | --- | 10.A2 | XT0081:5 | JB71 B,PNL CTRL2 | 16.A2
AF0061:06 | SC | KA013624 | WHT | 20 | 14.D2 | KA0136:24 | JB71 B,PNL CTRL2 | 14.D1
AF0061:08 | SC | SA047222 | WHT | 20 | 17.D7 | SA0472:22 | JB71 B,PNL CTRL2 | 17.D4
AF0061:10 | SC | KA014114 | WHT | 20 | 18.A6 | KA0141:14 | JB71 B,PNL CTRL2 | 18.A5
AF0061:12 | SC | KA0134A1 | WHT | 20 | 14.D4 | KA0134:A1 | JB71 B,PNL CTRL2 | 14.D6
AF0061:13 | SC | 006145 | WHT | 20 | 63.A7 | AF0061:45 | JB71 B,PNL CTRL2 | 63.A7
AF0061:38 | SC | KA013621 | WHT | 20 | 14.D2 | KA0136:21 | JB71 B,PNL CTRL2 | 14.D1
AF0061:40 | SC | SA047221 | WHT | 20 | 17.D7 | SA0472:21 | JB71 B,PNL CTRL2 | 17.D4
AF0061:42 | SC | KA014111 | WHT | 20 | 18.A6 | KA0141:11 | JB71 B,PNL CTRL2 | 18.A5
AF0061:COM | SC | AF0061N | WHT | 16 | 11.B2 | AF0062:COM | JB71 B,PNL CTRL2 | 11.A3
AF0061:COM | SC | AU0060N | WHT | 16 | 11.B2 | AU0060:COM | JB71 B,PNL CTRL2 | 11.A2
AF0061:V+ | SC | AF0061P | WHT | 16 | 11.B2 | AF0062:V+ | JB71 B,PNL CTRL2 | 11.A3
AF0061:V+ | SC | AU0060P | WHT | 16 | 11.B2 | AU0060:V+ | JB71 B,PNL CTRL2 | 11.A2
AF0062:COM | SC | AF0062N | WHT | 16 | 11.A3 | AF0063:COM | JB71 B,PNL CTRL2 | 11.B3
AF0062:SH | SC | AF0062G | GRN | 14 | 11.A3 | AF0063:SH | JB71 B,PNL CTRL2 | 11.B3
AF0062:SH | SC | AU0060G | GRN | 14 | 11.A3 | AU0060:GND | JB71 B,PNL CTRL2 | 11.A2
AF0062:V+ | SC | AF0062P | WHT | 16 | 11.A3 | AF0063:V+ | JB71 B,PNL CTRL2 | 11.B3
AF0063:COM | SC | AF0063N | WHT | 16 | 11.B3 | AF0064:COM | JB71 B,PNL CTRL2 | 11.B4
AF0063:SH | SC | AF0063G | GRN | 14 | 11.B3 | AF0064:SH | JB71 B,PNL CTRL2 | 11.B4
AF0063:V+ | SC | AF0063P | WHT | 16 | 11.B3 | AF0064:V+ | JB71 B,PNL CTRL2 | 11.B4
AF0064:04 | SC | 006404 | WHT | 20 | 4.C7 | XT0087:2 | JB71 B,PNL CTRL2 | 4.C6
AF0064:05 | SC | 0V | WHT | 20 | 4.C7 | XT0087:3 | JB71 B,PNL CTRL2 | 4.C6
AF0064:COM | SC | AF0064N | WHT | 16 | 11.B4 | AF0065:COM | JB71 B,PNL CTRL2 | 11.B5
AF0064:SH | SC | AF0064G | GRN | 14 | 11.B4 | AF0065:SH | JB71 B,PNL CTRL2 | 11.B5
AF0064:V+ | SC | AF0064P | WHT | 16 | 11.B4 | AF0065:V+ | JB71 B,PNL CTRL2 | 11.B5
AF0066:04 | SC | KA038014 | WHT | 20 | 53.B7 | KA0380:14 | JB71 B,PNL CTRL2 | 53.B5
AF0066:14 | SC | KA0133A1 | WHT | 20 | 14.B4 | KA0133:A1 | JB71 B,PNL CTRL2 | 14.B6
AF0066:20 | SC | SV21202 | WHT | 20 | 53.B7 | XT0069:1 | JB71 B,PNL CTRL2 | 53.B5
AF0066:COM | SC | 0V | WHT | 16 | 11.B5 | XT0060:3 | JB71 B,PNL CTRL2 | 11.B1
AF0066:V+ | SC | FU0062 | WHT | 16 | 11.B5 | FU0062:LD | JB71 B,PNL CTRL2 | 11.B1
AF0381:00 | SC | SB75122 | WHT | 20 | 17.B7 | XT0089:15 | JB71 B,PNL CTRL2 | 17.B5
AF0381:01 | SC | 038101 | WHT | 20 | 9.D7 | KA0244:14 | JB71 B,PNL CTRL2 | 9.D6
AF0381:02 | SC | 038102 | WHT | 20 | 9.D7 | KA0249:14 | JB71 B,PNL CTRL2 | 9.D6
AF0381:03 | SC | SB647222 | WHT | 20 | 17.B7 | XT0089:19 | JB71 B,PNL CTRL2 | 17.B5
AF0381:04 | SC | KA013014 | WHT | 20 | 12.C7 | KA0130:14 | JB71 B,PNL CTRL2 | 12.D5
AF0381:20 | SC | UA1200J27 | WHT | 20 | 12.C7 | XT1200:14 | JB71 B,PNL CTRL2 | 12.D4
AF0381:32 | SC | SB7512C1 | WHT | 20 | 17.B7 | XT0089:14 | JB71 B,PNL CTRL2 | 17.B5
AF0381:33 | SC | 038133 | WHT | 20 | 9.D7 | KA0244:11 | JB71 B,PNL CTRL2 | 9.D6
AF0381:34 | SC | 038134 | WHT | 20 | 9.D7 | KA0249:13 | JB71 B,PNL CTRL2 | 9.D6
AF0381:35 | SC | SB647221 | WHT | 20 | 17.B7 | XT0089:18 | JB71 B,PNL CTRL2 | 17.B5
AF0381:36 | SC | KA0130A1 | WHT | 20 | 12.C7 | KA0130:A1 | JB71 B,PNL CTRL2 | 12.C5
AF0381:COM | SC | AF0381N | WHT | 16 | 11.B2 | AF0382:COM | JB71 B,PNL CTRL2 | 11.B3
AF0381:COM | SC | AU0380N | WHT | 16 | 11.B2 | AU0380:COM | JB71 B,PNL CTRL2 | 11.B2
AF0381:V+ | SC | AF0381P | WHT | 16 | 11.B2 | AF0382:V+ | JB71 B,PNL CTRL2 | 11.B3
AF0381:V+ | SC | AU0380P | WHT | 16 | 11.B2 | AU0380:V+ | JB71 B,PNL CTRL2 | 11.B2
AF0382:COM | SC | AF0382N | WHT | 16 | 11.B3 | AF0385:COM | JB71 B,PNL CTRL2 | 11.C5
AF0382:SH | SC | AF0382G | GRN | 14 | 11.B3 | AF0385:SH | JB71 B,PNL CTRL2 | 11.C5
AF0382:SH | SC | AU0380G | GRN | 14 | 11.B3 | AU0380:GND | JB71 B,PNL CTRL2 | 11.B2
AF0382:V+ | SC | AF0382P | WHT | 16 | 11.B3 | AF0385:V+ | JB71 B,PNL CTRL2 | 11.C5
AF0383:00 | SC | KT014615 | WHT | 20 | 18.B6 | KT0146:15 | JB71 B,PNL CTRL2 | 18.B4
AF0383:01 | SC | KA0380A1 | WHT | 20 | 19.A6 | KA0380:A1 | JB71 B,PNL CTRL2 | 19.A5
AF0383:03 | SC | KA0382A1 | WHT | 20 | 19.C6 | KA0382:A1 | JB71 B,PNL CTRL2 | 19.C5
AF0383:05 | SC | KA006314 | WHT | 20 | 57.B7 | KA0063:14 | JB71 B,PNL CTRL2 | 57.B5
AF0383:06 | SC | KA006414 | WHT | 20 | 58.B7 | KA0064:14 | JB71 B,PNL CTRL2 | 58.B5
AF0383:09 | SC | UA1200J14 | WHT | 20 | 12.C7 | XT1200:11 | JB71 B,PNL CTRL2 | 12.C4
AF0383:10 | SC | UA1200J15 | WHT | 20 | 12.C7 | XT1200:12 | JB71 B,PNL CTRL2 | 12.C4
AF0383:17 | SC | KA0380A2 | WHT | 20 | 19.A6 | KA0380:A2 | JB71 B,PNL CTRL2 | 19.A5
AF0383:19 | SC | KA0382A2 | WHT | 20 | 19.C6 | KA0382:A2 | JB71 B,PNL CTRL2 | 19.C5
AF0383:COM | SC | 0V | WHT | 16 | 11.B3 | XT0060:5 | JB71 B,PNL CTRL2 | 11.C1
AF0383:V+ | SC | FU0381 | WHT | 16 | 11.B3 | FU0381:LD | JB71 B,PNL CTRL2 | 11.C1
AF0384:00 | SC | KA013114 | WHT | 20 | 15.C3 | KA0131:14 | JB71 B,PNL CTRL2 | 15.C4
AF0384:14 | SC | KA007014 | WHT | 20 | 53.C7 | KA0070:14 | JB71 B,PNL CTRL2 | 53.C5
AF0384:30 | SC | SV21242 | WHT | 20 | 53.C7 | XT0069:2 | JB71 B,PNL CTRL2 | 53.C5
AF0384:COM | SC | 0V | WHT | 16 | 11.C4 | XT0060:6 | JB71 B,PNL CTRL2 | 11.D1
AF0384:V+ | SC | FU0382 | WHT | 16 | 11.C4 | FU0382:LD | JB71 B,PNL CTRL2 | 11.D1
AU0060:COM | SC | 0V | WHT | 14 | 11.A2 | XT0060:2 | JB71 B,PNL CTRL2 | 11.B1
AU0060:V+ | SC | FU0061 | WHT | 16 | 11.A2 | FU0061:LD | JB71 B,PNL CTRL2 | 11.B1
AU0380:COM | SC | 0V | WHT | 16 | 11.B2 | XT0060:4 | JB71 B,PNL CTRL2 | 11.C1
AU0380:V+ | SC | FU0380 | WHT | 16 | 11.B2 | FU0380:LD | JB71 B,PNL CTRL2 | 11.C1
FU0061:LI | SC | FU0060 | WHT | 14 | 11.B1 | FU0060:LD | JB71 B,PNL CTRL2 | 11.A1
FU0061:LI | SC | FU0060 | WHT | 14 | 11.B1 | FU0062:LI | JB71 B,PNL CTRL2 | 11.B1
FU0062:LI | SC | FU0060 | WHT | 14 | 11.B1 | FU0380:LI | JB71 B,PNL CTRL2 | 11.C1
FU0380:LI | SC | FU0060 | WHT | 14 | 11.C1 | FU0381:LI | JB71 B,PNL CTRL2 | 11.C1
FU0381:LI | SC | FU0060 | WHT | 14 | 11.C1 | FU0382:LI | JB71 B,PNL CTRL2 | 11.D1
FU0382:LI | SC | FU0060 | WHT | 14 | 11.D1 | FU0387:LI | JB71 B,PNL CTRL2 | 11.D1
FU0387:LD | SC | FU0387 | WHT | 16 | 11.D1 | XT0081:1 | JB71 B,PNL CTRL2 | 14.A2
FU0387:LI | SC | FU0060 | WHT | 14 | 11.D1 | FU0388:LI | JB71 B,PNL CTRL2 | 11.D1
FU0388:LD | SC | FU0388 | WHT | 16 | 11.D1 | XT0060:10 | JB71 B,PNL CTRL2 | 11.D2
FU0388:LI | SC | FU0060 | WHT | 14 | 11.D1 | FU0389:LI | JB71 B,PNL CTRL2 | 11.D1
FU0389:LD | SC | FU0389 | WHT | 16 | 11.D1 | KA0248:11 | JB71 B,PNL CTRL2 | 12.C5
FU0389:LD | SC | FU0389 | WHT | 16 | 11.D1 | XT1200:16 | JB71 B,PNL CTRL2 | 12.D4
GR0381: | SC | GR0381 | GRN/YEL | 14 | 11.D5 | FRAME | JB71 B,PNL CTRL2 | 11.D5
GR0382: | SC | GR0382 | GRN/YEL | 14 | 11.D6 | FRAME | JB71 B,PNL CTRL2 | 11.D6
GR0383: | SC | GR0383 | GRN/YEL | 14 | 11.D6 | FRAME | JB71 B,PNL CTRL2 | 11.D7
KA0060:14 | SC | KA006014 | WHT | 20 | 53.B5 | KA0380:11 | JB71 B,PNL CTRL2 | 53.B5
KA0060:A1 | SC | ESTOP | WHT | 20 | 16.B6 | SA0472:12 | JB71 B,PNL CTRL2 | 17.C4
KA0060:A1 | SC | ESTOP | WHT | 20 | 16.B6 | KA0061:A1 | JB71 B,PNL CTRL2 | 16.C6
KA0060:A2 | SC | 0V | WHT | 20 | 16.B6 | KA0061:A2 | JB71 B,PNL CTRL2 | 16.C6
KA0060:A2 | SC | 0V | WHT | 20 | 16.B6 | KA0242:A2 | JB71 B,PNL CTRL2 | 16.B6
KA0061:14 | SC | KA006114 | WHT | 20 | 53.C5 | KA0070:11 | JB71 B,PNL CTRL2 | 53.C5
KA0061:A1 | SC | ESTOP | WHT | 20 | 16.C6 | KA0062:A1 | JB71 B,PNL CTRL2 | 16.C6
KA0061:A2 | SC | 0V | WHT | 20 | 16.C6 | KA0062:A2 | JB71 B,PNL CTRL2 | 16.C6
KA0062:A1 | SC | ESTOP | WHT | 20 | 16.C6 | KA0063:A1 | JB71 B,PNL CTRL2 | 16.C6
KA0062:A2 | SC | 0V | WHT | 20 | 16.C6 | KA0063:A2 | JB71 B,PNL CTRL2 | 16.C6
KA0063:A1 | SC | ESTOP | WHT | 20 | 16.C6 | KA0064:A1 | JB71 B,PNL CTRL2 | 16.C6
KA0063:A2 | SC | 0V | WHT | 20 | 16.C6 | KA0064:A2 | JB71 B,PNL CTRL2 | 16.C6
KA0064:A1 | SC | ESTOP | WHT | 20 | 16.C6 | KA0238:A1 | JB71 B,PNL CTRL2 | 16.C6
KA0064:A2 | SC | 0V | WHT | 20 | 16.C6 | KA0238:A2 | JB71 B,PNL CTRL2 | 16.C6
KA0130:A1 | SC | KA0130A1 | WHT | 20 | 12.C5 | KA0130:11 | JB71 B,PNL CTRL2 | 12.D5
KA0130:A2 | SC | UA1200J26 | WHT | 20 | 12.C5 | XT1200:13 | JB71 B,PNL CTRL2 | 12.C4
KA0131:11 | SC | KA0135A1 | WHT | 20 | 15.C4 | KA0135:A1 | JB71 B,PNL CTRL2 | 15.C6
KA0131:12 | SC | KA013112 | WHT | 20 | 15.C4 | KA0137:24 | JB71 B,PNL CTRL2 | 15.C1
KA0131:21 | SC | KT0146A1 | WHT | 20 | 18.A5 | KA0241:21 | JB71 B,PNL CTRL2 | 18.A5
KA0131:21 | SC | KT0146A1 | WHT | 20 | 18.A5 | KT0146:A1 | JB71 B,PNL CTRL2 | 18.A4
KA0131:24 | SC | FU0071 | WHT | 20 | 18.A5 | KA0241:24 | JB71 B,PNL CTRL2 | 18.A5
KA0131:A1 | SC | KA0131A1 | WHT | 20 | 18.C6 | KA0132:A1 | JB71 B,PNL CTRL2 | 18.C6
KA0131:A1 | SC | KA0131A1 | WHT | 20 | 18.C6 | KA0242:14 | JB71 B,PNL CTRL2 | 18.C4
KA0131:A2 | SC | KA0131A2 | WHT | 20 | 18.C6 | KA0132:A2 | JB71 B,PNL CTRL2 | 18.C6
KA0132:11 | SC | FU0387 | WHT | 20 | 14.A1 | KA0133:11 | JB71 B,PNL CTRL2 | 14.B1
KA0132:11 | SC | FU0387 | WHT | 20 | 14.A1 | XT0081:1 | JB71 B,PNL CTRL2 | 14.A2
KA0132:12 | SC | KT014315 | WHT | 20 | 14.A1 | KT0142:A1 | JB71 B,PNL CTRL2 | 14.A6
KA0132:12 | SC | KT014315 | WHT | 20 | 14.A1 | KA0133:12 | JB71 B,PNL CTRL2 | 14.B1
KA0132:21 | SC | KA0138A1 | WHT | 20 | 14.C3 | KA0138:A1 | JB71 B,PNL CTRL2 | 14.C6
KA0132:22 | SC | KA013222 | WHT | 20 | 14.C3 | KT0141:18 | JB71 B,PNL CTRL2 | 14.C2
KA0132:24 | SC | KA013224 | WHT | 20 | 14.C3 | KA0134:14 | JB71 B,PNL CTRL2 | 14.C1
KA0132:A1 | SC | KA0131A1 | WHT | 20 | 18.C6 | KA0141:A1 | JB71 B,PNL CTRL2 | 18.C6
KA0132:A2 | SC | KA0131A2 | WHT | 20 | 18.C6 | KA0141:A2 | JB71 B,PNL CTRL2 | 18.C6
KA0133:11 | SC | FU0387 | WHT | 20 | 14.B1 | KT0144:A1 | JB71 B,PNL CTRL2 | 14.B6
KA0133:A2 | SC | 0V | WHT | 20 | 14.B6 | KA0136:A2 | JB71 B,PNL CTRL2 | 14.C6
KA0133:A2 | SC | 0V | WHT | 20 | 14.B6 | KT0144:A2 | JB71 B,PNL CTRL2 | 14.B6
KA0134:11 | SC | FU0387 | WHT | 20 | 14.C1 | KT0144:15 | JB71 B,PNL CTRL2 | 14.C1
KA0134:11 | SC | FU0387 | WHT | 20 | 14.C1 | KA0136:11 | JB71 B,PNL CTRL2 | 14.B1
KA0134:A2 | SC | 0V | WHT | 20 | 14.D6 | KT0143:A2 | JB71 B,PNL CTRL2 | 14.C6
KA0135:11 | SC | KA013511 | WHT | 20 | 10.C3 | XT0089:29 | JB71 B,PNL CTRL2 | 10.C2
KA0135:14 | SC | KA013514 | WHT | 20 | 10.C3 | XT0089:30 | JB71 B,PNL CTRL2 | 10.C2
KA0135:21 | SC | KA023212 | WHT | 20 | 10.A2 | KA0249:21 | JB71 B,PNL CTRL2 | 10.A2
KA0135:21 | SC | KA023212 | WHT | 20 | 10.A2 | KA0232:12 | JB71 B,PNL CTRL2 | 10.A1
KA0135:22 | SC | KA0177A1 | WHT | 20 | 10.A2 | KA0176:A1 | JB71 B,PNL CTRL2 | 10.A6
KA0135:22 | SC | KA0177A1 | WHT | 20 | 10.A2 | KA0249:22 | JB71 B,PNL CTRL2 | 10.A2
KA0135:A2 | SC | 0V | WHT | 20 | 15.C6 | KA0137:A2 | JB71 B,PNL CTRL2 | 15.D6
KA0135:A2 | SC | 0V | WHT | 20 | 15.C6 | KT0145:A2 | JB71 B,PNL CTRL2 | 15.B6
KA0136:11 | SC | FU0387 | WHT | 20 | 14.B1 | KT0144:A1 | JB71 B,PNL CTRL2 | 14.B6
KA0136:14 | SC | KA013821 | WHT | 20 | 14.B1 | KA0138:21 | JB71 B,PNL CTRL2 | 14.B2
KA0136:A1 | SC | PS32002 | WHT | 20 | 14.C6 | XT0089:26 | JB71 B,PNL CTRL2 | 59.C5
KA0136:A2 | SC | 0V | WHT | 20 | 14.C6 | KA0138:A2 | JB71 B,PNL CTRL2 | 14.C6
KA0137:11 | SC | FU0387 | WHT | 20 | 14.C1 | KT0140:15 | JB71 B,PNL CTRL2 | 14.C1
KA0137:11 | SC | FU0387 | WHT | 20 | 14.C1 | KT0144:15 | JB71 B,PNL CTRL2 | 14.C1
KA0137:14 | SC | KA013222 | WHT | 20 | 14.C1 | KT0141:18 | JB71 B,PNL CTRL2 | 14.C2
KA0137:14 | SC | KA013222 | WHT | 20 | 14.C1 | KT0144:18 | JB71 B,PNL CTRL2 | 14.C1
KA0137:21 | SC | FU0387 | WHT | 20 | 15.C1 | KA0244:11 | JB71 B,PNL CTRL2 | 15.B1
KA0137:21 | SC | FU0387 | WHT | 20 | 15.C1 | KT0142:15 | JB71 B,PNL CTRL2 | 15.D1
KA0137:24 | SC | KA013112 | WHT | 20 | 15.C1 | AF0061:07 | JB71 B,PNL CTRL2 | 15.B2
KA0137:A1 | SC | KA0137A1 | WHT | 20 | 15.D6 | KT0145:18 | JB71 B,PNL CTRL2 | 15.D1
KA0138:11 | SC | KA013811 | WHT | 16 | 10.C3 | XT0089:31 | JB71 B,PNL CTRL2 | 10.C2
KA0138:14 | SC | FU0388 | WHT | 16 | 10.C3 | XT0060:10 | JB71 B,PNL CTRL2 | 11.D2
KA0138:24 | SC | KT0144B1 | WHT | 20 | 14.B2 | KT0144:B1 | JB71 B,PNL CTRL2 | 14.B6
KA0138:A2 | SC | 0V | WHT | 20 | 14.C6 | KT0143:A2 | JB71 B,PNL CTRL2 | 14.C6
KA0141:A1 | SC | KA0131A1 | WHT | 20 | 18.C6 | KA0231:A1 | JB71 B,PNL CTRL2 | 18.C6
KA0141:A2 | SC | KA0131A2 | WHT | 20 | 18.C6 | KA0231:A2 | JB71 B,PNL CTRL2 | 18.C6
KA0176:A1 | SC | KA0177A1 | WHT | 20 | 10.A6 | KA0177:A1 | JB71 B,PNL CTRL2 | 10.B6
KA0176:A2 | SC | 0V | WHT | 20 | 10.A6 | KA0177:A2 | JB71 B,PNL CTRL2 | 10.B6
KA0176:A2 | SC | 0V | WHT | 20 | 10.A6 | XT0080:4 | JB71 B,PNL CTRL2 | 10.A6
KA0231:24 | SC | KA023124 | WHT | 20 | 16.B2 | KA0245:11 | JB71 B,PNL CTRL2 | 16.B3
KA0231:A1 | SC | KA0131A1 | WHT | 20 | 18.C6 | KA0232:A1 | JB71 B,PNL CTRL2 | 18.C6
KA0231:A2 | SC | KA0131A2 | WHT | 20 | 18.C6 | KA0232:A2 | JB71 B,PNL CTRL2 | 18.C6
KA0232:11 | SC | FU0387 | WHT | 20 | 10.A1 | XT0081:4 | JB71 B,PNL CTRL2 | 10.A2
KA0232:A1 | SC | KA0131A1 | WHT | 20 | 18.C6 | XT0089:21 | JB71 B,PNL CTRL2 | 18.D5
KA0232:A2 | SC | KA0131A2 | WHT | 20 | 18.C6 | XT0089:22 | JB71 B,PNL CTRL2 | 18.D6
KA0235:11 | SC | SB033312 | WHT | 20 | 16.D3 | XT0089:36 | JB71 B,PNL CTRL2 | 16.D2
KA0235:14 | SC | KA023514 | WHT | 20 | 16.D3 | XT0089:37 | JB71 B,PNL CTRL2 | 16.D2
KA0235:A1 | SC | ESTOP | WHT | 20 | 16.D6 | KA0248:A1 | JB71 B,PNL CTRL2 | 16.D6
KA0235:A1 | SC | ESTOP | WHT | 20 | 16.D6 | XT0089:10 | JB71 B,PNL CTRL2 | 16.D5
KA0235:A2 | SC | 0V | WHT | 20 | 16.D6 | XT0089:11 | JB71 B,PNL CTRL2 | 16.D6
KA0235:A2 | SC | 0V | WHT | 20 | 16.D6 | KA0248:A2 | JB71 B,PNL CTRL2 | 16.D6
KA0238:A1 | SC | ESTOP | WHT | 20 | 16.C6 | KA0239:A1 | JB71 B,PNL CTRL2 | 16.D6
KA0238:A2 | SC | 0V | WHT | 20 | 16.C6 | KA0239:A2 | JB71 B,PNL CTRL2 | 16.D6
KA0239:11 | SC | UA1200J21 | WHT | 20 | 16.C2 | KA0241:11 | JB71 B,PNL CTRL2 | 16.B2
KA0239:14 | SC | KA024114 | WHT | 20 | 16.C2 | KA0241:14 | JB71 B,PNL CTRL2 | 16.B2
KA0239:A1 | SC | ESTOP | WHT | 20 | 16.D6 | KA0240:A1 | JB71 B,PNL CTRL2 | 16.D6
KA0239:A2 | SC | 0V | WHT | 20 | 16.D6 | KA0240:A2 | JB71 B,PNL CTRL2 | 16.D6
KA0240:11 | SC | KA024011 | WHT | 20 | 59.C6 | XT0089:34 | JB71 B,PNL CTRL2 | 59.C5
KA0240:14 | SC | PS32004 | WHT | 20 | 59.C6 | XT0089:27 | JB71 B,PNL CTRL2 | 59.C5
KA0240:A1 | SC | ESTOP | WHT | 20 | 16.D6 | KA0248:A1 | JB71 B,PNL CTRL2 | 16.D6
KA0240:A2 | SC | 0V | WHT | 20 | 16.D6 | KA0248:A2 | JB71 B,PNL CTRL2 | 16.D6
KA0241:11 | SC | UA1200J21 | WHT | 20 | 16.B2 | XT1200:15 | JB71 B,PNL CTRL2 | 12.D4
KA0241:14 | SC | KA024114 | WHT | 20 | 16.B2 | KA0231:21 | JB71 B,PNL CTRL2 | 16.B2
KA0241:A1 | SC | KA0241A1 | WHT | 20 | 16.A6 | KA0242:A1 | JB71 B,PNL CTRL2 | 16.B6
KA0241:A2 | SC | 0V | WHT | 20 | 16.A6 | KA0242:A2 | JB71 B,PNL CTRL2 | 16.B6
KA0241:A2 | SC | 0V | WHT | 20 | 16.A6 | XT0080:5 | JB71 B,PNL CTRL2 | 16.A6
KA0242:11 | SC | KT014618 | WHT | 20 | 18.C4 | KA0231:11 | JB71 B,PNL CTRL2 | 18.C4
KA0242:11 | SC | KT014618 | WHT | 20 | 18.C4 | KT0146:18 | JB71 B,PNL CTRL2 | 18.B4
KA0242:14 | SC | KA0131A1 | WHT | 20 | 18.C4 | KA0231:14 | JB71 B,PNL CTRL2 | 18.C4
KA0242:21 | SC | KA024221 | WHT | 20 | 12.C5 | KA0248:12 | JB71 B,PNL CTRL2 | 12.C5
KA0242:24 | SC | UA1200J15 | WHT | 20 | 12.C5 | XT1200:12 | JB71 B,PNL CTRL2 | 12.C4
KA0243:11 | SC | KA024514 | WHT | 20 | 16.B4 | KA0245:14 | JB71 B,PNL CTRL2 | 16.B3
KA0243:14 | SC | ESTOPC | WHT | 20 | 16.B4 | XT0089:12 | JB71 B,PNL CTRL2 | 17.A5
KA0243:A1 | SC | KA0243A1 | WHT | 20 | 9.A6 | KA0244:A1 | JB71 B,PNL CTRL2 | 9.B6
KA0243:A1 | SC | KA0243A1 | WHT | 20 | 9.A6 | XT0089:3 | JB71 B,PNL CTRL2 | 9.A2
KA0243:A2 | SC | 0V | WHT | 20 | 9.A6 | KA0246:A2 | JB71 B,PNL CTRL2 | 9.B6
KA0243:A2 | SC | 0V | WHT | 20 | 9.A6 | XT0080:3 | JB71 B,PNL CTRL2 | 9.A6
KA0244:11 | SC | FU0387 | WHT | 20 | 15.B1 | XT0081:2 | JB71 B,PNL CTRL2 | 15.A2
KA0244:12 | SC | KT0145A1 | WHT | 20 | 15.B1 | KT0145:A1 | JB71 B,PNL CTRL2 | 15.B6
KA0244:A1 | SC | KA0243A1 | WHT | 20 | 9.B6 | KA0246:A1 | JB71 B,PNL CTRL2 | 9.B6
KA0245:A1 | SC | KA0245A1 | WHT | 20 | 9.C6 | KA0249:A1 | JB71 B,PNL CTRL2 | 9.C6
KA0245:A1 | SC | KA0245A1 | WHT | 20 | 9.C6 | XT0089:4 | JB71 B,PNL CTRL2 | 9.C2
KA0245:A2 | SC | 0V | WHT | 20 | 9.C6 | KA0249:A2 | JB71 B,PNL CTRL2 | 9.C6
KA0245:A2 | SC | 0V | WHT | 20 | 9.C6 | KA0246:A2 | JB71 B,PNL CTRL2 | 9.B6
KT0140:16 | SC | KT014115 | WHT | 20 | 14.C1 | KT0141:15 | JB71 B,PNL CTRL2 | 14.C2
KT0140:18 | SC | KT0143A1 | WHT | 20 | 14.C1 | KT0143:A1 | JB71 B,PNL CTRL2 | 14.C6
KT0140:A1 | SC | KT0140A1 | WHT | 20 | 14.A6 | KT0143:16 | JB71 B,PNL CTRL2 | 14.A5
KT0140:A2 | SC | 0V | WHT | 20 | 14.A6 | KT0141:A2 | JB71 B,PNL CTRL2 | 14.A6
KT0140:A2 | SC | 0V | WHT | 20 | 14.A6 | XT0080:1 | JB71 B,PNL CTRL2 | 14.A6
KT0141:A1 | SC | KT014315 | WHT | 20 | 14.A6 | KT0143:15 | JB71 B,PNL CTRL2 | 14.A5
KT0141:A1 | SC | KT014315 | WHT | 20 | 14.A6 | KT0142:A1 | JB71 B,PNL CTRL2 | 14.A6
KT0141:A2 | SC | 0V | WHT | 20 | 14.A6 | KT0142:A2 | JB71 B,PNL CTRL2 | 14.A6
KT0142:15 | SC | FU0387 | WHT | 20 | 15.D1 | KT0145:15 | JB71 B,PNL CTRL2 | 15.D1
KT0142:A2 | SC | 0V | WHT | 20 | 14.A6 | KT0144:A2 | JB71 B,PNL CTRL2 | 14.B6
KT0145:18 | SC | KA0137A1 | WHT | 20 | 15.D1 | KT0142:18 | JB71 B,PNL CTRL2 | 15.D1
KT0145:A2 | SC | 0V | WHT | 20 | 15.B6 | XT0080:2 | JB71 B,PNL CTRL2 | 15.A6
RR0811: -3.01K OHM | SC | FU0136 | LEAD | --- | 4.C5 | XT0087:1 | JB71 B,PNL CTRL2 | 4.C6
RR0811: -3.01K OHM | SC | 006404 | LEAD | --- | 4.C5 | XT0087:2 | JB71 B,PNL CTRL2 | 4.C6
RR0812: -1.0K OHM | SC | 0V | LEAD | --- | 4.C5 | XT0087:3 | JB71 B,PNL CTRL2 | 4.C6
RR0812: -1.0K OHM | SC | 006404 | LEAD | --- | 4.C5 | XT0087:2 | JB71 B,PNL CTRL2 | 4.C6
SA0472:11 | SC | SB047212 | WHT | 20 | 17.C4 | XT0089:20 | JB71 B,PNL CTRL2 | 17.C5
UA1200:J1-10 | SC | FU0389 | WHT | 20 | 12.B3 | XT1200:16 | JB71 B,PNL CTRL2 | 12.D4
UA1200:J1-4 | SC | UA1200J14 | WHT | 20 | 12.B3 | XT1200:11 | JB71 B,PNL CTRL2 | 12.C4
UA1200:J1-5 | SC | UA1200J15 | WHT | 20 | 12.B3 | XT1200:12 | JB71 B,PNL CTRL2 | 12.C4
UA1200:J1-8 | SC | UA1200J | WHT | 20 | 47.A6 | UA1200:J3-5 | JB71 B,PNL CTRL2 | 47.A6
UA1200:J1-9 | SC | 0V | WHT | 20 | 12.B3 | XT1200:17 | JB71 B,PNL CTRL2 | 12.D4
UA1200:J2-1 | SC | UA1200J21 | WHT | 20 | 12.B3 | XT1200:15 | JB71 B,PNL CTRL2 | 12.D4
UA1200:J2-2 | SC | FU0389 | WHT | 20 | 12.B3 | XT1200:16 | JB71 B,PNL CTRL2 | 12.D4
UA1200:J2-6 | SC | UA1200J26 | WHT | 20 | 12.B3 | XT1200:13 | JB71 B,PNL CTRL2 | 12.C4
UA1200:J2-7 | SC | UA1200J27 | WHT | 20 | 12.B3 | XT1200:14 | JB71 B,PNL CTRL2 | 12.D4
UA1200:J3-4 | SC | IEG00101 | GRN | 16 | 12.B3 | XT1200:18 | JB71 B,PNL CTRL2 | 12.D4
UAI6410:14+ | SC | FU0388 | WHT | 20 | 22.A5 | XT0060:10 | JB71 B,PNL CTRL2 | 11.D2
UAI6410:15- | SC | 0V | WHT | 20 | 22.A5 | XT0060:8 | JB71 B,PNL CTRL2 | 11.D1
XT0060:7 | SC | 0V | WHT | 16 | 11.D1 | XT0080:1 | JB71 B,PNL CTRL2 | 14.A6
XT0060:8 | SC | 0V | WHT | 20 | 11.D1 | XT0089:32 | JB71 B,PNL CTRL2 | 10.C2
XT0060:9 | SC | 0V | WHT | 20 | 11.D1 | XT1200:17 | JB71 B,PNL CTRL2 | 12.D4
XT0081:3 | SC | FU0387 | WHT | 20 | 9.A2 | XT0089:1 | JB71 B,PNL CTRL2 | 9.A2
XT0089:13 | SC | ESTOPB | WHT | 20 | 17.A5 | XT0089:16 | JB71 B,PNL CTRL2 | 17.B5
XT0089:2 | SC | 0V | WHT | 20 | 9.A2 | XT0080:3 | JB71 B,PNL CTRL2 | 9.A6
XT0089:25 | SC | FU0387 | WHT | 20 | 59.C5 | XT0081:5 | JB71 B,PNL CTRL2 | 16.A2
XT0089:28 | SC | PS32005 | WHT | 20 | 59.C5 | XT0089:35 | JB71 B,PNL CTRL2 | 59.C5
AU0060:L2 | WC0006 | AU0060L2 | ENET | CABLE | 3.B5 | AU0380:L1 | JB71 B,PNL CTRL2 | 3.B6
UA1200:J1-3 | WC4524 | UA1200J13 | RED | 20 | 12.B3 | XT1200:8 | JB71 B,PNL CTRL2 | 12.B4
UA1200:J1-1 | WC4524 | UA1200J11 | BLK | 20 | 12.B3 | XT1200:9 | JB71 B,PNL CTRL2 | 12.B4
FLOATING | WC4524 | UA1200S | SH | 20 | 12.B3 | XT1200:10 | JB71 B,PNL CTRL2 | 12.B4
AF0382:00 | WC4624 | UA1200J13 | RED | 20 | 12.B7 | XT1200:8 | JB71 B,PNL CTRL2 | 12.B4
AF0382:16 | WC4624 | UA1200J11 | BLK | 20 | 12.B7 | XT1200:9 | JB71 B,PNL CTRL2 | 12.B4
AF0382:48 | WC4624 | UA1200S | SH | 20 | 12.B7 | XT1200:10 | JB71 B,PNL CTRL2 | 12.B4
AF0382:12 | WC4633 | UAI641011 | RED | 20 | 22.A7 | UAI6410:+11 | JB71 B,PNL CTRL2 | 22.A5
AF0382:28 | WC4633 | UAI641010 | BLK | 20 | 22.A7 | UAI6410:-10 | JB71 B,PNL CTRL2 | 22.A5
AF0382:60 | WC4633 | UAI6410S2 | SH | 20 | 22.A7 | FLOATING | JB71 B,PNL CTRL2 | 22.B6
UA1200:J3-1 | WC4657 | SE12611 | RED | 20 | 47.A6 | XT1200:1 | JB71 B,PNL CTRL2 | 47.A5
UA1200:J3-3 | WC4657 | SE12612 | BLK | 20 | 47.A6 | XT1200:2 | JB71 B,PNL CTRL2 | 47.A5
UA1200:J3-2 | WC4657 | SE12613 | SH | 20 | 47.A6 | XT1200:3 | JB71 B,PNL CTRL2 | 47.A5
AF0381:06 | SC | SB047222 | WHT | 20 | 28.B7 | SB0472:22 | JB71 B,DOOR OPR | 28.B1
AF0381:38 | SC | SB047221 | WHT | 20 | 28.B7 | SB0472:21 | JB71 B,DOOR OPR | 28.B1
AF0385:SH | SC | IEG00115 | GRN | 14 | 11.C5 | IEG0011:5 | JB71 B,PNL CTRL1 | 11.C5
KA0070:A1 | SC | KA0070A1 | WHT | 20 | 19.A5 | AF0073:02 | JB71 B,PNL CTRL1 | 19.A6
KA0070:A2 | SC | KA0070A2 | WHT | 20 | 19.A5 | AF0073:18 | JB71 B,PNL CTRL1 | 19.A6
KA0072:13(+) | SC | KA007213 | WHT | 20 | 19.C5 | AF0073:01 | JB71 B,PNL CTRL1 | 19.B6
KA0072:14(-) | SC | KA007214 | WHT | 20 | 19.C5 | AF0073:17 | JB71 B,PNL CTRL1 | 19.B6
KA0131:A2 | SC | KA0131A2 | WHT | 20 | 18.C6 | AF0072:20 | JB71 B,PNL CTRL1 | 18.B6
KA0134:A1 | SC | KA0134A1 | WHT | 20 | 14.D6 | AF0092:12 | JB71 B,PNL CTRL1 | 14.D3
KA0238:11 | SC | KA023811 | WHT | 20 | 16.B5 | AF0072:35 | JB71 B,PNL CTRL1 | 16.B6
KA0238:14 | SC | KA023814 | WHT | 20 | 16.B5 | AF0072:03 | JB71 B,PNL CTRL1 | 16.B6
KA0238:21 | SC | 009234 | WHT | 20 | 16.B3 | AF0092:34 | JB71 B,PNL CTRL1 | 27.C7
KA0238:22 | SC | KA023822 | WHT | 20 | 16.B3 | XT0091:3 | JB71 B,PNL CTRL1 | 27.C5
KA0241:24 | SC | FU0071 | WHT | 16 | 18.A5 | XT0070:4 | JB71 B,PNL CTRL1 | 6.B1
KA0241:A1 | SC | KA0241A1 | WHT | 20 | 16.A6 | XT0091:2 | JB71 B,PNL CTRL1 | 27.B5
KT0146:18 | SC | KT014618 | WHT | 20 | 18.B4 | AF0072:04 | JB71 B,PNL CTRL1 | 18.B6
KT0146:A2 | SC | KT0146A2 | WHT | 20 | 18.A4 | AF0073:20 | JB71 B,PNL CTRL1 | 18.A6
KT0146:B1 | SC | KT0146B1 | WHT | 20 | 18.A4 | AF0073:04 | JB71 B,PNL CTRL1 | 18.A6
XT0081:5 | SC | FU0387 | WHT | 20 | 16.A2 | XT0091:1 | JB71 B,PNL CTRL1 | 27.B5
XT0089:17 | SC | ESTOPA | WHT | 20 | 17.B5 | XT0091:7 | JB71 B,PNL CTRL1 | 28.B5
XT0089:20 | SC | SB047212 | WHT | 20 | 17.C5 | XT0091:8 | JB71 B,PNL CTRL1 | 28.B5
XT0089:21 | SC | KA0131A1 | WHT | 20 | 18.D5 | XT0091:11 | JB71 B,PNL CTRL1 | 7.A5
XT0089:22 | SC | KA0131A2 | WHT | 20 | 18.D6 | XT0091:12 | JB71 B,PNL CTRL1 | 7.A5
XT1200:15 | SC | UA1200J21 | WHT | 20 | 12.D4 | AF0072:05 | JB71 B,PNL CTRL1 | 12.D7
XT6410:1 | SC | PT6400S | GRN | 14 | 22.A5 | IEG0011:13 | JB71 B,PNL CTRL1 | 22.A5
UAI6410:+8 | WC4632 | UAI64108 | RED | 20 | 22.A5 | AF0074:04 | JB71 B,PNL CTRL1 | 22.A7
UAI6410:-7 | WC4632 | UAI64107 | BLK | 20 | 22.A5 | AF0074:20 | JB71 B,PNL CTRL1 | 22.A7
FLOATING | WC4632 | UAI6410S1 | SH | 20 | 22.A6 | AF0074:52 | JB71 B,PNL CTRL1 | 22.A7
AF0061:09 | SC | UJ0131OK2 | WHT | 20 | 4.B7 | UJ0131:OK2 | JB71 B,PNL DC PWR | 4.A4
AF0061:41 | SC | UJ0131OK1 | WHT | 20 | 4.B7 | UJ0131:OK1 | JB71 B,PNL DC PWR | 4.A4
AF0065:SH | SC | IEG00108 | GRN | 14 | 11.B5 | IEG0010:8 | JB71 B,PNL DC PWR | 11.B6
FU0060:LI | SC | FU0136 | WHT | 12 | 11.A1 | XT0002:2 | JB71 B,PNL DC PWR | 2.A4
GR0060: | SC | GR0060 | GRN | 14 | 11.D5 | IEG0010:14 | JB71 B,PNL DC PWR | 11.D5
XT0060:1 | SC | 0V | WHT | 12 | 11.A1 | XT0003:2 | JB71 B,PNL DC PWR | 2.A4
XT0087:1 | SC | FU0136 | WHT | 14 | 4.C6 | XT0002:5 | JB71 B,PNL DC PWR | 2.B4
XT0087:3 | SC | 0V | WHT | 14 | 4.C6 | XT0003:5 | JB71 B,PNL DC PWR | 2.B4
XT1200:18 | SC | IEG00101 | GRN | 14 | 12.D4 | IEG0010:1 | JB71 B,PNL DC PWR | 12.D6
XT0089:36 | SC | SB033312 | WHT | 20 | 16.D2 | XT0121:1 | JB71 B,PNL GEN CTRL | 85.A3
XT0089:37 | SC | KA023514 | WHT | 20 | 16.D2 | XT0121:3 | JB71 B,PNL GEN CTRL | 85.A3
AF0383:11 | SC | KA0381A1 | WHT | 20 | 32.B6 | KA0381:A1 | JB71 C,PNL LIQ FUEL | 32.B5
AF0383:27 | SC | KA0381A2 | WHT | 20 | 32.B6 | KA0381:A2 | JB71 C,PNL LIQ FUEL | 32.B5
XT0089:10 | SC | ESTOP | WHT | 20 | 16.D5 | XT0059:8 | JB71 C,PNL LIQ FUEL | 32.A5
XT0089:11 | SC | 0V | WHT | 14 | 16.D6 | XT0059:7 | JB71 C,PNL LIQ FUEL | 32.A5
AU0060:L1 | WC0035 | AU0350L2 | ENET | CABLE | 3.B5 | AU0350:L2 | JB71 C,PNL LIQ FUEL | 3.B4
SolarTools ver. 24.0.84.24712 (Jul 31, 2025)
Report date: 4/24/2026 12:55 PM

## JB71 B,PNL CUSTOMER
JB71 B,PNL CUSTOMER
Project # | J0340
Project Name | SD KM TEST CELL 11 T130 GS UPGRADE
Revision | A.4
Controls DE | D.GRANT
Phone:
Controls ME
Phone:
From | [5 empty] | To
Device ID | Cable (W) Conductor (SC) Jumper Clip (JC) | Wire No. | Wire ID | Gauge/Size | Page/Zone | Device ID | Location | Page/Zone
XT0180:1 | JC | 0V | CLIP | --- | 31.A1 | XT0180:2 | JB71 B,PNL CUSTOMER | 31.B1
XT0180:2 | JC | 0V | CLIP | --- | 31.B1 | XT0180:3 | JB71 B,PNL CUSTOMER | 31.B1
XT0180:3 | JC | 0V | CLIP | --- | 31.B1 | XT0180:5 | JB71 B,PNL CUSTOMER | 31.C1
XT0180:5 | JC | 0V | CLIP | --- | 31.C1 | XT0180:6 | JB71 B,PNL CUSTOMER | 31.D1
XT0180:6 | JC | 0V | CLIP | --- | 31.D1 | XT0180:7 | JB71 B,PNL CUSTOMER | 31.D1
AF0181:COM | SC | AU0180N | WHT | 16 | 31.B2 | AU0180:COM | JB71 B,PNL CUSTOMER | 31.A2
AF0181:V+ | SC | AU0180P | WHT | 16 | 31.B2 | AU0180:V+ | JB71 B,PNL CUSTOMER | 31.A2
AF0182:COM | SC | 0V | WHT | 16 | 31.B3 | XT0180:2 | JB71 B,PNL CUSTOMER | 31.B1
AF0182:V+ | SC | FU0182 | WHT | 16 | 31.B3 | FU0182:LD | JB71 B,PNL CUSTOMER | 31.B1
AF0183:COM | SC | 0V | WHT | 16 | 31.B3 | XT0180:3 | JB71 B,PNL CUSTOMER | 31.B1
AF0183:SH | SC | AU0180G | GRN | 14 | 31.B3 | AU0180:GND | JB71 B,PNL CUSTOMER | 31.A2
AF0183:V+ | SC | FU0183 | WHT | 16 | 31.B3 | FU0183:LD | JB71 B,PNL CUSTOMER | 31.B1
AF0651:COM | SC | AF0651N | WHT | 16 | 31.C2 | AF0652:COM | JB71 B,PNL CUSTOMER | 31.C3
AF0651:COM | SC | AU0650N | WHT | 16 | 31.C2 | AU0650:COM | JB71 B,PNL CUSTOMER | 31.B2
AF0651:V+ | SC | AF0651P | WHT | 16 | 31.C2 | AF0652:V+ | JB71 B,PNL CUSTOMER | 31.C3
AF0651:V+ | SC | AU0650P | WHT | 16 | 31.C2 | AU0650:V+ | JB71 B,PNL CUSTOMER | 31.B2
AF0652:SH | SC | AF0652G | GRN | 14 | 31.C3 | AF0654:SH | JB71 B,PNL CUSTOMER | 31.C4
AF0652:SH | SC | AU0650G | GRN | 14 | 31.C3 | AU0650:GND | JB71 B,PNL CUSTOMER | 31.B2
AF0653:COM | SC | 0V | WHT | 16 | 31.C3 | XT0180:5 | JB71 B,PNL CUSTOMER | 31.C1
AF0653:V+ | SC | FU0651 | WHT | 16 | 31.C3 | FU0651:LD | JB71 B,PNL CUSTOMER | 31.C1
AF0654:COM | SC | 0V | WHT | 14 | 31.C4 | XT0180:6 | JB71 B,PNL CUSTOMER | 31.D1
AF0654:COM | SC | AF0654N | WHT | 16 | 31.C4 | AF0655:COM | JB71 B,PNL CUSTOMER | 31.B5
AF0654:SH | SC | AF0654G | GRN | 14 | 31.C4 | AF0655:SH | JB71 B,PNL CUSTOMER | 31.B5
AF0654:V+ | SC | FU0652 | WHT | 14 | 31.C4 | FU0652:LD | JB71 B,PNL CUSTOMER | 31.D1
AF0654:V+ | SC | AF0654P | WHT | 16 | 31.C4 | AF0655:V+ | JB71 B,PNL CUSTOMER | 31.B5
AU0180:COM | SC | 0V | WHT | 16 | 31.A2 | XT0180:2 | JB71 B,PNL CUSTOMER | 31.B1
AU0180:V+ | SC | FU0181 | WHT | 16 | 31.A2 | FU0181:LD | JB71 B,PNL CUSTOMER | 31.B1
AU0650:COM | SC | 0V | WHT | 16 | 31.B2 | XT0180:5 | JB71 B,PNL CUSTOMER | 31.C1
AU0650:V+ | SC | FU0650 | WHT | 16 | 31.B2 | FU0650:LD | JB71 B,PNL CUSTOMER | 31.C1
FU0181:LI | SC | FU0180 | WHT | 14 | 31.B1 | FU0180:LD | JB71 B,PNL CUSTOMER | 31.A1
FU0181:LI | SC | FU0180 | WHT | 14 | 31.B1 | FU0182:LI | JB71 B,PNL CUSTOMER | 31.B1
FU0182:LI | SC | FU0180 | WHT | 14 | 31.B1 | FU0183:LI | JB71 B,PNL CUSTOMER | 31.B1
FU0183:LI | SC | FU0180 | WHT | 14 | 31.B1 | FU0650:LI | JB71 B,PNL CUSTOMER | 31.C1
FU0650:LI | SC | FU0180 | WHT | 14 | 31.C1 | FU0651:LI | JB71 B,PNL CUSTOMER | 31.C1
FU0651:LI | SC | FU0180 | WHT | 14 | 31.C1 | FU0652:LI | JB71 B,PNL CUSTOMER | 31.D1
FU0652:LI | SC | FU0180 | WHT | 14 | 31.D1 | FU0659:LI | JB71 B,PNL CUSTOMER | 31.D1
GR0651: | SC | GR0651 | GRN/YEL | 14 | 31.D5 | FGGR0651:1 | JB71 B,PNL CUSTOMER | 31.D6
GR0652: | SC | GR0652 | GRN/YEL | 14 | 31.D6 | FGGR0651:2 | JB71 B,PNL CUSTOMER | 31.D7
AU0180:L2 | WC0180 | AU0180L2 | ENET | CABLE | 3.B2 | AU0650:L1 | JB71 B,PNL CUSTOMER | 3.B3
AF0183:SH | SC | IEG00116 | GRN | 14 | 31.B3 | IEG0011:6 | JB71 B,PNL CTRL1 | 31.B4
AF0655:SH | SC | IEG00117 | GRN | 14 | 31.B5 | IEG0011:7 | JB71 B,PNL CTRL1 | 31.C6
FU0180:LI | SC | FU0136 | WHT | 12 | 31.A1 | XT0002:4 | JB71 B,PNL DC PWR | 2.A4
GR0180: | SC | GR0180 | GRN | 14 | 31.D4 | IEG0010:3 | JB71 B,PNL DC PWR | 31.D4
GR0650: | SC | GR0650 | GRN | 14 | 31.D4 | IEG0010:4 | JB71 B,PNL DC PWR | 31.D5
XT0180:1 | SC | 0V | WHT | 12 | 31.A1 | XT0003:4 | JB71 B,PNL DC PWR | 2.B4
AU0180:L1 | WC0012 | AU0120L2 | ENET | CABLE | 3.B2 | AU0120:L2 | JB71 B,PNL GEN CTRL | 3.B1
AU0650:L2 | WC0065 | AU0650L2 | ENET | CABLE | 3.B3 | AU0050:L1 | JB71 C,PNL LIQ FUEL | 3.B3
SolarTools ver. 24.0.84.24712 (Jul 31, 2025)
Report date: 4/24/2026 12:55 PM

## JB71 B,PNL DC PWR
JB71 B,PNL DC PWR
Project # | J0340
Project Name | SD KM TEST CELL 11 T130 GS UPGRADE
Revision | A.4
Controls DE | D.GRANT
Phone:
Controls ME
Phone:
From | [5 empty] | To
Device ID | Cable (W) Conductor (SC) Jumper Clip (JC) | Wire No. | Wire ID | Gauge/Size | Page/Zone | Device ID | Location | Page/Zone
XT0002:1 | JC | FU0136 | CLIP | --- | 2.A4 | XT0002:2 | JB71 B,PNL DC PWR | 2.A4
XT0002:2 | JC | FU0136 | CLIP | --- | 2.A4 | XT0002:3 | JB71 B,PNL DC PWR | 2.A4
XT0002:3 | JC | FU0136 | CLIP | --- | 2.A4 | XT0002:4 | JB71 B,PNL DC PWR | 2.A4
XT0002:4 | JC | FU0136 | CLIP | --- | 2.A4 | XT0002:5 | JB71 B,PNL DC PWR | 2.B4
XT0002:5 | JC | FU0136 | CLIP | --- | 2.B4 | XT0002:6 | JB71 B,PNL DC PWR | 2.B4
XT0002:6 | JC | FU0136 | CLIP | --- | 2.B4 | XT0002:7 | JB71 B,PNL DC PWR | 2.C4
XT0003:1 | JC | 0V | CLIP | --- | 2.A4 | XT0003:2 | JB71 B,PNL DC PWR | 2.A4
XT0003:2 | JC | 0V | CLIP | --- | 2.A4 | XT0003:3 | JB71 B,PNL DC PWR | 2.A4
XT0003:3 | JC | 0V | CLIP | --- | 2.A4 | XT0003:4 | JB71 B,PNL DC PWR | 2.B4
XT0003:4 | JC | 0V | CLIP | --- | 2.B4 | XT0003:5 | JB71 B,PNL DC PWR | 2.B4
XT0003:5 | JC | 0V | CLIP | --- | 2.B4 | XT0003:6 | JB71 B,PNL DC PWR | 2.B4
XT0003:6 | JC | 0V | CLIP | --- | 2.B4 | XT0003:7 | JB71 B,PNL DC PWR | 2.C4
XT0004:1 | JC | FU0004 | CLIP | --- | 2.C5 | XT0004:2 | JB71 B,PNL DC PWR | 2.C5
XT0004:3 | JC | 0V | CLIP | --- | 2.C5 | XT0004:4 | JB71 B,PNL DC PWR | 2.C5
XT0005:1 | JC | FU0005 | CLIP | --- | 2.C3 | XT0005:2 | JB71 B,PNL DC PWR | 2.C3
XT0005:3 | JC | 0V | CLIP | --- | 2.C3 | XT0005:4 | JB71 B,PNL DC PWR | 2.C3
XT0011:3 | JC | QF7753NEG | CLIP | --- | 4.C3 | XT0011:4 | JB71 B,PNL DC PWR | 4.C3
XT0011:4 | JC | QF7753NEG | CLIP | --- | 4.C3 | XT0011:5 | JB71 B,PNL DC PWR | 4.C3
XT0011:5 | JC | QF7753NEG | CLIP | --- | 4.C3 | XT0011:6 | JB71 B,PNL DC PWR | 4.D3
FU0004:LD | SC | FU0004 | WHT | 14 | 2.C4 | XT0004:1 | JB71 B,PNL DC PWR | 2.C5
FU0004:LI | SC | FU0136 | WHT | 12 | 2.C4 | XT0002:7 | JB71 B,PNL DC PWR | 2.C4
FU0005:LD | SC | FU0005 | WHT | 14 | 2.C3 | XT0005:1 | JB71 B,PNL DC PWR | 2.C3
FU0005:LI | SC | FU0136 | WHT | 12 | 2.C3 | XT0002:7 | JB71 B,PNL DC PWR | 2.C4
FU0011:LD | SC | FU0011 | WHT | 12 | 4.A3 | UJ0131:+ | JB71 B,PNL DC PWR | 4.A4
FU0011:LI | SC | QF7752POS | WHT | 12 | 4.A3 | XT0011:1 | JB71 B,PNL DC PWR | 4.A3
FU0012:LI | SC | QF7753POS | WHT | 12 | 4.C3 | XT0012:1 | JB71 B,PNL DC PWR | 4.C3
FU0012:LI | SC | QF7753POS | --- | BUS | 4.C3 | FU0013:LI | JB71 B,PNL DC PWR | 4.C3
FU0013:LI | SC | QF7753POS | --- | BUS | 4.C3 | FU0014:LI | JB71 B,PNL DC PWR | 4.C3
FU0014:LI | SC | QF7753POS | --- | BUS | 4.C3 | FU0015:LI | JB71 B,PNL DC PWR | 4.C3
FU0136:LD | SC | FU0136 | WHT | 10 | 4.B5 | XT0002:1 | JB71 B,PNL DC PWR | 2.A4
FU0136:LI | SC | 24V | WHT | 10 | 4.B5 | UJ0131:OUT(+) | JB71 B,PNL DC PWR | 4.A4
GR0130: | SC | GR0130 | GRN/YEL | 14 | 4.D4 | FRAME | JB71 B,PNL DC PWR | 4.D5
GR0131: | SC | GR0131 | GRN/YEL | 14 | 4.D5 | FRAME | JB71 B,PNL DC PWR | 4.D5
GR0132: | SC | GR0132 | GRN/YEL | 14 | 4.D6 | FRAME | JB71 B,PNL DC PWR | 4.D6
GR0133: | SC | GR0133 | GRN/YEL | 14 | 4.D6 | FRAME | JB71 B,PNL DC PWR | 4.D7
PEG0130:1 | SC | 0V | GRN/YEL | 8 | 2.B4 | XT0003:6 | JB71 B,PNL DC PWR | 2.B4
UJ0131:- | SC | QF7752NEG | WHT | 12 | 4.A4 | XT0011:2 | JB71 B,PNL DC PWR | 4.B3
UJ0131:G | SC | UJ0131G | GRN/YEL | 12 | 4.A4 | FRAME | JB71 B,PNL DC PWR | 4.B3
UJ0131:OUT(-) | SC | 0V | WHT | 10 | 4.A4 | XT0003:1 | JB71 B,PNL DC PWR | 2.A4
XT0003:7 | SC | 0V | WHT | 12 | 2.C4 | XT0004:3 | JB71 B,PNL DC PWR | 2.C5
XT0005:3 | SC | 0V | WHT | 12 | 2.C3 | XT0003:7 | JB71 B,PNL DC PWR | 2.C4
XT0005:1 | SC | FU0005 | WHT | 16 | 2.C3 | EL0101:1+ | JB71 B,BOX CONTROL | 2.C1
XT0005:2 | SC | FU0005 | WHT | 16 | 2.C3 | EL0100:1+ | JB71 B,BOX CONTROL | 2.C1
XT0005:3 | SC | 0V | WHT | 16 | 2.C3 | EL0101:2- | JB71 B,BOX CONTROL | 2.C1
XT0005:4 | SC | 0V | WHT | 16 | 2.C3 | EL0100:2- | JB71 B,BOX CONTROL | 2.C1
IEG0010:00 | SC | IEG0011G | GRN | 8 | 5.A2 | IEG0011:0 | JB71 B,PNL CTRL1 | 5.A2
UJ0131:IOUT | SC | UJ0131IOUT | WHT | 20 | 4.A4 | AF0096:06 | JB71 B,PNL CTRL1 | 4.A7
UJ0131:VIN | SC | UJ0131VIN | WHT | 20 | 4.A4 | AF0096:04 | JB71 B,PNL CTRL1 | 4.A7
XT0002:2 | SC | FU0136 | WHT | 12 | 2.A4 | XT0070:1 | JB71 B,PNL CTRL1 | 6.A1
XT0003:2 | SC | 0V | WHT | 12 | 2.A4 | XT0070:2 | JB71 B,PNL CTRL1 | 6.A1
XT0004:3 | SC | 0V | WHT | 20 | 2.C5 | AF0096:05 | JB71 B,PNL CTRL1 | 4.A7
XT0004:4 | SC | 0V | WHT | 20 | 2.C5 | AF0096:07 | JB71 B,PNL CTRL1 | 4.A7
IEG0010:1 | SC | IEG00101 | GRN | 14 | 12.D6 | XT1200:18 | JB71 B,PNL CTRL2 | 12.D4
IEG0010:14 | SC | GR0060 | GRN | 14 | 11.D5 | GR0060: | JB71 B,PNL CTRL2 | 11.D5
IEG0010:8 | SC | IEG00108 | GRN | 14 | 11.B6 | AF0065:SH | JB71 B,PNL CTRL2 | 11.B5
UJ0131:OK1 | SC | UJ0131OK1 | WHT | 20 | 4.A4 | AF0061:41 | JB71 B,PNL CTRL2 | 4.B7
UJ0131:OK2 | SC | UJ0131OK2 | WHT | 20 | 4.A4 | AF0061:09 | JB71 B,PNL CTRL2 | 4.B7
XT0002:2 | SC | FU0136 | WHT | 12 | 2.A4 | FU0060:LI | JB71 B,PNL CTRL2 | 11.A1
XT0002:5 | SC | FU0136 | WHT | 14 | 2.B4 | XT0087:1 | JB71 B,PNL CTRL2 | 4.C6
XT0003:2 | SC | 0V | WHT | 12 | 2.A4 | XT0060:1 | JB71 B,PNL CTRL2 | 11.A1
XT0003:5 | SC | 0V | WHT | 14 | 2.B4 | XT0087:3 | JB71 B,PNL CTRL2 | 4.C6
IEG0010:3 | SC | GR0180 | GRN | 14 | 31.D4 | GR0180: | JB71 B,PNL CUSTOMER | 31.D4
IEG0010:4 | SC | GR0650 | GRN | 14 | 31.D5 | GR0650: | JB71 B,PNL CUSTOMER | 31.D4
XT0002:4 | SC | FU0136 | WHT | 12 | 2.A4 | FU0180:LI | JB71 B,PNL CUSTOMER | 31.A1
XT0003:4 | SC | 0V | WHT | 12 | 2.B4 | XT0180:1 | JB71 B,PNL CUSTOMER | 31.A1
IEG0010:11 | SC | IEG001011 | GRN | 14 | 23.B5 | AF0124:SH | JB71 B,PNL GEN CTRL | 23.B4
IEG0010:12 | SC | GR0120 | GRN | 14 | 23.D4 | GR0120: | JB71 B,PNL GEN CTRL | 23.D3
IEG0010:9 | SC | AT0140LSS | GRN | 14 | 23.D2 | XT0140:3 | JB71 B,PNL GEN CTRL | 23.D2
PEG0130:2 | SC | EXCS | GRN/YEL | 14 | 82.B6 | XT0142:3 | JB71 B,PNL GEN CTRL | 82.B5
PEG0130:3 | SC | PMGS | GRN/YEL | 14 | 82.C6 | XT0313:2 | JB71 B,PNL GEN CTRL | 82.C6
XT0002:4 | SC | FU0136 | WHT | 12 | 2.A4 | FU0120:LI | JB71 B,PNL GEN CTRL | 23.A1
XT0003:4 | SC | 0V | WHT | 12 | 2.B4 | XT0120:1 | JB71 B,PNL GEN CTRL | 23.A1
IEG0010:2 | SC | XT04002 | GRN | 14 | 20.C4 | XT0400:2 | JB71 B,PNL VIBRATION | 20.C3
XT0002:3 | SC | FU0136 | WHT | 12 | 2.A4 | FU0400:LI | JB71 B,PNL VIBRATION | 20.C1
XT0003:3 | SC | 0V | WHT | 12 | 2.A4 | XT0401:1 | JB71 B,PNL VIBRATION | 20.C2
IEG0010:13 | SC | GR0050 | GRN | 14 | 33.D6 | GR0050: | JB71 C,PNL LIQ FUEL | 33.D6
IEG0010:5 | SC | IEG00105 | GRN | 14 | 33.B5 | AF0052:SH | JB71 C,PNL LIQ FUEL | 33.B3
IEG0010:6 | SC | IEG00106 | GRN | 14 | 33.C5 | AF0352:SH | JB71 C,PNL LIQ FUEL | 33.C3
IEG0010:7 | SC | GR0350 | GRN | 14 | 33.D5 | GR0350: | JB71 C,PNL LIQ FUEL | 33.D4
XT0002:1 | SC | FU0136 | WHT | 12 | 2.A4 | FU0050:LI | JB71 C,PNL LIQ FUEL | 33.A1
XT0003:1 | SC | 0V | WHT | 12 | 2.A4 | XT0050:1 | JB71 C,PNL LIQ FUEL | 33.A1
SolarTools ver. 24.0.84.24712 (Jul 31, 2025)
Report date: 4/24/2026 12:55 PM

## JB71 B,PNL GEN CTRL
JB71 B,PNL GEN CTRL
Project # | J0340
Project Name | SD KM TEST CELL 11 T130 GS UPGRADE
Revision | A.4
Controls DE | D.GRANT
Phone:
Controls ME
Phone:
From | [5 empty] | To
Device ID | Cable (W) Conductor (SC) Jumper Clip (JC) | Wire No. | Wire ID | Gauge/Size | Page/Zone | Device ID | Location | Page/Zone
XT0120:1 | JC | 0V | CLIP | --- | 23.A1 | XT0120:2 | JB71 B,PNL GEN CTRL | 23.B1
XT0120:2 | JC | 0V | CLIP | --- | 23.B1 | XT0120:3 | JB71 B,PNL GEN CTRL | 23.B1
XT0120:3 | JC | 0V | CLIP | --- | 23.B1 | XT0120:4 | JB71 B,PNL GEN CTRL | 23.C1
XT0120:4 | JC | 0V | CLIP | --- | 23.C1 | XT0120:5 | JB71 B,PNL GEN CTRL | 23.C1
XT0120:5 | JC | 0V | CLIP | --- | 23.C1 | XT0120:6 | JB71 B,PNL GEN CTRL | 23.D1
XT0120:9 | JC | 0V | CLIP | --- | 23.C5 | XT0120:10 | JB71 B,PNL GEN CTRL | 23.C5
XT0782:3 | JC | XT07823 | CLIP | --- | 81.B5 | XT0782:4 | JB71 B,PNL GEN CTRL | 81.B5
XT0782:5 | JC | XT07825 | CLIP | --- | 81.B5 | XT0782:6 | JB71 B,PNL GEN CTRL | 81.C5
AF0121:00 | SC | KA033014 | WHT | 20 | 84.B7 | KA0330:14 | JB71 B,PNL GEN CTRL | 84.B6
AF0121:01 | SC | 012101 | WHT | 20 | 84.C7 | XT0125:5 | JB71 B,PNL GEN CTRL | 84.C4
AF0121:06 | SC | KA031014 | WHT | 20 | 25.C6 | KA0310:14 | JB71 B,PNL GEN CTRL | 25.C6
AF0121:32 | SC | KA033011 | WHT | 20 | 84.B7 | KA0330:11 | JB71 B,PNL GEN CTRL | 84.B6
AF0121:38 | SC | KA031011 | WHT | 20 | 25.C6 | KA0310:11 | JB71 B,PNL GEN CTRL | 25.C6
AF0121:COM | SC | AF0121N | WHT | 16 | 23.B2 | AF0122:COM | JB71 B,PNL GEN CTRL | 23.B3
AF0121:COM | SC | AU0120N | WHT | 16 | 23.B2 | AU0120:COM | JB71 B,PNL GEN CTRL | 23.A2
AF0121:V+ | SC | AF0121P | WHT | 16 | 23.B2 | AF0122:V+ | JB71 B,PNL GEN CTRL | 23.B3
AF0121:V+ | SC | AU0120P | WHT | 16 | 23.B2 | AU0120:V+ | JB71 B,PNL GEN CTRL | 23.A2
AF0123:00 | SC | KA018511 | WHT | 20 | 24.B7 | KA0185:11 | JB71 B,PNL GEN CTRL | 24.B6
AF0123:01 | SC | KA036511 | WHT | 20 | 24.B7 | KA0365:11 | JB71 B,PNL GEN CTRL | 24.B6
AF0123:02 | SC | KA0128A1 | WHT | 20 | 85.B7 | KA0128:A1 | JB71 B,PNL GEN CTRL | 85.B6
AF0123:03 | SC | KA0123A1 | WHT | 20 | 24.A7 | KA0123:A1 | JB71 B,PNL GEN CTRL | 24.A5
AF0123:04 | SC | KA0188A1 | WHT | 16 | 25.B6 | KA0188:A1 | JB71 B,PNL GEN CTRL | 25.B5
AF0123:05 | SC | KA018611 | WHT | 20 | 24.C7 | KA0186:11 | JB71 B,PNL GEN CTRL | 24.C6
AF0123:06 | SC | KA036521 | WHT | 20 | 24.C7 | KA0365:21 | JB71 B,PNL GEN CTRL | 24.C6
AF0123:16 | SC | KA0332A2 | WHT | 20 | 24.B7 | KA0332:A2 | JB71 B,PNL GEN CTRL | 24.B5
AF0123:17 | SC | KA0185A2 | WHT | 20 | 24.B7 | KA0185:A2 | JB71 B,PNL GEN CTRL | 24.B5
AF0123:18 | SC | KA0128A2 | WHT | 20 | 85.B7 | KA0128:A2 | JB71 B,PNL GEN CTRL | 85.B6
AF0123:19 | SC | KA0123A2 | WHT | 20 | 24.A7 | KA0123:A2 | JB71 B,PNL GEN CTRL | 24.A5
AF0123:20 | SC | KA0188A2 | WHT | 16 | 25.B6 | KA0188:A2 | JB71 B,PNL GEN CTRL | 25.B5
AF0123:21 | SC | KA0342A2 | WHT | 20 | 24.C7 | KA0342:A2 | JB71 B,PNL GEN CTRL | 24.C5
AF0123:22 | SC | KA0186A2 | WHT | 20 | 24.C7 | KA0186:A2 | JB71 B,PNL GEN CTRL | 24.C5
AF0123:COM | SC | 0V | WHT | 16 | 23.B3 | XT0120:2 | JB71 B,PNL GEN CTRL | 23.B1
AF0123:V+ | SC | FU0122 | WHT | 16 | 23.B3 | FU0122:LD | JB71 B,PNL GEN CTRL | 23.B1
AF0124:COM | SC | 0V | WHT | 16 | 23.B4 | XT0120:3 | JB71 B,PNL GEN CTRL | 23.B1
AF0124:SH | SC | AU0120G | GRN | 14 | 23.B4 | AU0120:GND | JB71 B,PNL GEN CTRL | 23.A2
AF0124:V+ | SC | FU0123 | WHT | 16 | 23.B4 | FU0123:LD | JB71 B,PNL GEN CTRL | 23.B1
AT0140:13 VGEN-A | SC | XT07825 | RED | 16 | 81.B7 | XT0782:5 | JB71 B,PNL GEN CTRL | 81.B5
AT0140:14 VGEN-B | SC | XT07823 | RED | 16 | 81.B7 | XT0782:3 | JB71 B,PNL GEN CTRL | 81.B5
AT0140:15 VGEN-C | SC | XT07822 | RED | 16 | 81.B7 | XT0782:2 | JB71 B,PNL GEN CTRL | 81.B5
AT0140:16 VGEN-N | SC | XT07827 | RED | 16 | 81.B7 | XT0122:11 | JB71 B,PNL GEN CTRL | 81.B6
AT0140:17 VBUS-A | SC | BUSPTA | RED | 16 | 80.B7 | XT0122:3 | JB71 B,PNL GEN CTRL | 80.B4
AT0140:18 VBUS-B | SC | UTLPTA | RED | 16 | 80.B7 | XT0122:1 | JB71 B,PNL GEN CTRL | 80.A4
AT0140:19 VBUS-C | SC | BUSPTN | RED | 16 | 80.B7 | XT0780:5 | JB71 B,PNL GEN CTRL | 80.B3
AT0140:20 VBUS-N | SC | BUSPTN | RED | 16 | 80.B7 | XT0780:5 | JB71 B,PNL GEN CTRL | 80.B3
AT0140:27 ID RLY | SC | XT01413 | BLU | 12 | 82.A7 | XT0141:3 | JB71 B,PNL GEN CTRL | 82.A5
AT0140:28 ID RLY | SC | XT01411 | BLU | 12 | 82.A7 | XT0141:1 | JB71 B,PNL GEN CTRL | 82.A5
AT0140:29 FLT | SC | KA0310A2 | WHT | 16 | 23.B7 | KA0310:A2 | JB71 B,PNL GEN CTRL | 23.B6
AT0140:3 EX-D(-) | SC | 0V | WHT | 16 | 23.D7 | XT0120:10 | JB71 B,PNL GEN CTRL | 23.C5
AT0140:30 FLT | SC | 0V | WHT | 16 | 23.B7 | AT0140:48 BAT(-) | JB71 B,PNL GEN CTRL | 23.B7
AT0140:30 FLT | SC | 0V | WHT | 16 | 23.B7 | XT0120:9 | JB71 B,PNL GEN CTRL | 23.C5
AT0140:33 ID RES(+) | SC | XT01414 | BLU | 12 | 82.A7 | XT0141:4 | JB71 B,PNL GEN CTRL | 82.A5
AT0140:34 ID RES(-) | SC | AT014034 | WHT | 16 | 82.A7 | AT0140:42 ID(+) | JB71 B,PNL GEN CTRL | 82.A7
AT0140:36 I1(+) | SC | XT07837 | BLU | 12 | 82.D7 | XT0783:7 | JB71 B,PNL GEN CTRL | 82.D5
AT0140:37 I1(-) | SC | XT07833 | BLU | 12 | 82.D7 | XT0783:3 | JB71 B,PNL GEN CTRL | 82.D5
AT0140:38 I2(+) | SC | XT07836 | BLU | 12 | 82.D7 | XT0783:6 | JB71 B,PNL GEN CTRL | 82.D5
AT0140:39 I2(-) | SC | XT07832 | BLU | 12 | 82.D7 | XT0783:2 | JB71 B,PNL GEN CTRL | 82.C5
AT0140:4 EX-D(+) | SC | KA012314 | WHT | 16 | 23.D7 | KA0123:14 | JB71 B,PNL GEN CTRL | 23.C6
AT0140:40 I3(+) | SC | XT07835 | BLU | 12 | 82.D7 | XT0783:5 | JB71 B,PNL GEN CTRL | 82.C5
AT0140:41 I3(-) | SC | XT07831 | BLU | 12 | 82.D7 | XT0783:1 | JB71 B,PNL GEN CTRL | 82.C5
AT0140:43 ID(-) | SC | XT01412 | BLU | 12 | 82.A7 | XT0141:2 | JB71 B,PNL GEN CTRL | 82.A5
AT0140:47 BAT(+) | SC | FU0124 | WHT | 16 | 23.B7 | XT0120:8 | JB71 B,PNL GEN CTRL | 23.B5
AT0140:FG 56 | SC | AT0140G | GRN/YEL | 12 | 23.B7 | FRAME | JB71 B,PNL GEN CTRL | 23.B7
AU0120:COM | SC | 0V | WHT | 16 | 23.A2 | XT0120:2 | JB71 B,PNL GEN CTRL | 23.B1
AU0120:V+ | SC | FU0121 | WHT | 16 | 23.A2 | FU0121:LD | JB71 B,PNL GEN CTRL | 23.B1
FU0121:LI | SC | FU0120 | WHT | 14 | 23.B1 | FU0120:LD | JB71 B,PNL GEN CTRL | 23.A1
FU0121:LI | SC | FU0120 | WHT | 14 | 23.B1 | FU0122:LI | JB71 B,PNL GEN CTRL | 23.B1
FU0122:LI | SC | FU0120 | WHT | 14 | 23.B1 | FU0123:LI | JB71 B,PNL GEN CTRL | 23.B1
FU0123:LI | SC | FU0120 | WHT | 14 | 23.B1 | FU0124:LI | JB71 B,PNL GEN CTRL | 23.B1
FU0124:LD | SC | FU0124 | WHT | 16 | 23.B1 | XT0120:8 | JB71 B,PNL GEN CTRL | 23.B5
FU0124:LI | SC | FU0120 | WHT | 14 | 23.B1 | FU0125:LI | JB71 B,PNL GEN CTRL | 23.C1
FU0125:LD | SC | FU0125 | WHT | 16 | 23.C1 | KA0365:A1 | JB71 B,PNL GEN CTRL | 23.C3
FU0125:LD | SC | FU0125 | WHT | 16 | 23.C1 | XT0121:2 | JB71 B,PNL GEN CTRL | 85.A3
FU0125:LI | SC | FU0120 | WHT | 14 | 23.C1 | FU0126:LI | JB71 B,PNL GEN CTRL | 23.C1
FU0126:LI | SC | FU0120 | WHT | 14 | 23.C1 | FU0127:LI | JB71 B,PNL GEN CTRL | 23.C1
FU0127:LD | SC | FU0127 | WHT | 16 | 23.C1 | XT0120:7 | JB71 B,PNL GEN CTRL | 23.C2
GR0140: | SC | GR0140 | GRN/YEL | 14 | 24.D2 | FRAME | JB71 B,PNL GEN CTRL | 24.D2
GR0141: | SC | GR0141 | GRN/YEL | 14 | 24.D3 | FRAME | JB71 B,PNL GEN CTRL | 24.D3
KA0123:11 | SC | FU0124 | WHT | 16 | 23.C6 | XT0120:8 | JB71 B,PNL GEN CTRL | 23.B5
KA0123:A1 | SC | KA0123A1 | WHT | 20 | 24.A5 | KA0313:A1 | JB71 B,PNL GEN CTRL | 24.A5
KA0123:A2 | SC | KA0123A2 | WHT | 20 | 24.A5 | KA0313:A2 | JB71 B,PNL GEN CTRL | 24.A5
KA0128:11 | SC | KA023514 | WHT | 20 | 85.A6 | XT0121:3 | JB71 B,PNL GEN CTRL | 85.A3
KA0128:12 | SC | KA012812 | WHT | 20 | 85.A6 | KA0310:21 | JB71 B,PNL GEN CTRL | 85.A6
KA0185:14 | SC | KA0332A1 | WHT | 20 | 24.B6 | KA0332:A1 | JB71 B,PNL GEN CTRL | 24.B5
KA0185:A1 | SC | KA0185A1 | WHT | 20 | 24.B5 | KA0365:14 | JB71 B,PNL GEN CTRL | 24.B6
KA0186:14 | SC | KA0342A1 | WHT | 20 | 24.C6 | KA0342:A1 | JB71 B,PNL GEN CTRL | 24.C5
KA0186:A1 | SC | KA0186A1 | WHT | 20 | 24.C5 | KA0365:24 | JB71 B,PNL GEN CTRL | 24.C6
KA0310:22 | SC | KA0333A1 | WHT | 20 | 85.A6 | KA0333:A1 | JB71 B,PNL GEN CTRL | 85.B6
KA0310:A1 | SC | FU0124 | WHT | 16 | 23.B6 | XT0120:8 | JB71 B,PNL GEN CTRL | 23.B5
KA0330:A1 | SC | KA0330A1 | WHT | 20 | 84.B4 | XT0125:3 | JB71 B,PNL GEN CTRL | 84.B4
KA0330:A2 | SC | 0V | WHT | 20 | 84.B4 | XT0120:6 | JB71 B,PNL GEN CTRL | 23.D1
KA0330:A2 | SC | 0V | WHT | 20 | 84.B4 | KA0336:A2 | JB71 B,PNL GEN CTRL | 84.B4
KA0332:13 | SC | XT03375 | WHT | 16 | 85.C5 | XT0337:5 | JB71 B,PNL GEN CTRL | 85.C3
KA0332:14 | SC | KA033214 | WHT | 16 | 85.C5 | KA0332:23 | JB71 B,PNL GEN CTRL | 85.C6
KA0332:24 | SC | XT03376 | WHT | 16 | 85.C6 | XT0337:6 | JB71 B,PNL GEN CTRL | 85.D3
KA0333:13 | SC | XT03373 | WHT | 16 | 85.C5 | XT0337:3 | JB71 B,PNL GEN CTRL | 85.C3
KA0333:14 | SC | KA033314 | WHT | 16 | 85.C5 | KA0333:43 | JB71 B,PNL GEN CTRL | 85.C6
KA0333:21 | SC | XT03371 | WHT | 16 | 85.C5 | XT0337:1 | JB71 B,PNL GEN CTRL | 85.C3
KA0333:22 | SC | KA033322 | WHT | 16 | 85.C5 | KA0333:31 | JB71 B,PNL GEN CTRL | 85.C6
KA0333:32 | SC | XT03372 | WHT | 16 | 85.C6 | XT0337:2 | JB71 B,PNL GEN CTRL | 85.C3
KA0333:44 | SC | XT03374 | WHT | 16 | 85.C6 | XT0337:4 | JB71 B,PNL GEN CTRL | 85.C3
KA0333:A2 | SC | 0V | WHT | 20 | 85.B6 | XT0120:4 | JB71 B,PNL GEN CTRL | 23.C1
KA0336:A1 | SC | KA0336A1 | WHT | 20 | 84.B4 | XT0125:4 | JB71 B,PNL GEN CTRL | 84.B4
KA0342:13 | SC | XT03381 | WHT | 16 | 85.D5 | XT0338:1 | JB71 B,PNL GEN CTRL | 85.D3
KA0342:14 | SC | KA034214 | WHT | 16 | 85.D5 | KA0342:23 | JB71 B,PNL GEN CTRL | 85.D6
KA0342:24 | SC | XT03382 | WHT | 16 | 85.D6 | XT0338:2 | JB71 B,PNL GEN CTRL | 85.D3
KA0365:A2 | SC | 0V | WHT | 20 | 23.C3 | XT0120:4 | JB71 B,PNL GEN CTRL | 23.C1
XT0120:3 | SC | 0V | WHT | 16 | 23.B1 | XT0120:9 | JB71 B,PNL GEN CTRL | 23.C5
XT0122:11 | SC | XT07827 | RED | 16 | 81.B6 | XT0782:7 | JB71 B,PNL GEN CTRL | 81.C5
XT0125:1 | SC | FU0127 | WHT | 16 | 84.A4 | XT0120:7 | JB71 B,PNL GEN CTRL | 23.C2
XT0141:2 | SC | JW01412 | BLU | 12 | 82.A5 | XT0141:1 | JB71 B,PNL GEN CTRL | 82.A5
XT0141:4 | SC | JB01414 | BLU | 12 | 82.A5 | XT0141:3 | JB71 B,PNL GEN CTRL | 82.A5
XT0783:2 | SC | JW70 | CLIP | CLIP | 82.C5 | XT0783:1 | JB71 B,PNL GEN CTRL | 82.C5
XT0783:3 | SC | JW71 | CLIP | CLIP | 82.D5 | XT0783:2 | JB71 B,PNL GEN CTRL | 82.C5
XT0783:4 | SC | JW72 | CLIP | CLIP | 82.D5 | XT0783:3 | JB71 B,PNL GEN CTRL | 82.D5
XT0780:1 | SC | UTLPTA | RED | 16 | 80.A3 | XT0122:1 | JB71 B,PNL GEN CTRL | 80.A4
XT0780:2 | SC | UTLPTB | RED | 16 | 80.A3 | XT0122:2 | JB71 B,PNL GEN CTRL | 80.A4
XT0780:4 | SC | BUSPTN | RED | 16 | 80.A3 | XT0780:5 | JB71 B,PNL GEN CTRL | 80.B3
XT0780:6 | SC | BUSPTA | RED | 16 | 80.B3 | XT0122:3 | JB71 B,PNL GEN CTRL | 80.B4
XT0780:7 | SC | UTLPTB2 | RED | 16 | 80.B3 | XT0122:4 | JB71 B,PNL GEN CTRL | 80.B4
XT0782:1 | SC | XT07827 | RED | 16 | 81.B5 | XT0122:11 | JB71 B,PNL GEN CTRL | 81.B6
AT0140:P2 | WC0014 | AT0140P21 | ENET | CABLE | 3.B2 | AU0120:L1 | JB71 B,PNL GEN CTRL | 3.B1
AT0140:1 LS(+) | WC8009 | AT0140LS(+) | WHT | 16 | 23.D7 | XT0140:1 | JB71 B,PNL GEN CTRL | 23.D2
AT0140:2 LS(-) | WC8009 | AT0140LS(-) | BLK | 16 | 23.D7 | XT0140:2 | JB71 B,PNL GEN CTRL | 23.D2
AT0140:54 EXC(+) | WC8102 | EXC1 | WHT | 12 | 82.B7 | XT0142:1 | JB71 B,PNL GEN CTRL | 82.B5
AT0140:55 EXC(-) | WC8102 | EXC2 | BLK | 12 | 82.B7 | XT0142:2 | JB71 B,PNL GEN CTRL | 82.B5
FWAT0140:1 | WC8102 | EXCS | SH | 12 | 82.B6 | XT0142:3 | JB71 B,PNL GEN CTRL | 82.B5
XT0143:1 | WC8201 | PMG3 | RED | 12 | 82.B5 | XT0313:1 | JB71 B,PNL GEN CTRL | 82.B6
KA0313:14 | WC8201 | PMG1 | WHT | 12 | 82.B6 | XT0143:2 | JB71 B,PNL GEN CTRL | 82.B5
KA0313:24 | WC8201 | PMG2 | BLK | 12 | 82.B6 | XT0143:3 | JB71 B,PNL GEN CTRL | 82.B5
XT0143:4 | WC8201 | PMGS | SH | 12 | 82.C5 | XT0313:2 | JB71 B,PNL GEN CTRL | 82.C6
AT0140:50 PMG-B | WC8301 | PMG3 | RED | 12 | 82.C7 | XT0313:1 | JB71 B,PNL GEN CTRL | 82.B6
AT0140:51 PMG-C | WC8301 | KA031313 | WHT | 12 | 82.C7 | KA0313:13 | JB71 B,PNL GEN CTRL | 82.B6
AT0140:49 PMG-A | WC8301 | KA031323 | BLK | 12 | 82.C7 | KA0313:23 | JB71 B,PNL GEN CTRL | 82.B6
FWAT0140:2 | WC8301 | PMGS | SH | 12 | 82.C6 | XT0313:2 | JB71 B,PNL GEN CTRL | 82.C6
XT0121:1 | SC | SB033312 | WHT | 20 | 85.A3 | XT0091:10 | JB71 B,PNL CTRL1 | 29.A5
XT0121:2 | SC | FU0125 | WHT | 20 | 85.A3 | XT0091:9 | JB71 B,PNL CTRL1 | 29.A5
XT0121:1 | SC | SB033312 | WHT | 20 | 85.A3 | XT0089:36 | JB71 B,PNL CTRL2 | 16.D2
XT0121:3 | SC | KA023514 | WHT | 20 | 85.A3 | XT0089:37 | JB71 B,PNL CTRL2 | 16.D2
AU0120:L2 | WC0012 | AU0120L2 | ENET | CABLE | 3.B1 | AU0180:L1 | JB71 B,PNL CUSTOMER | 3.B2
AF0124:SH | SC | IEG001011 | GRN | 14 | 23.B4 | IEG0010:11 | JB71 B,PNL DC PWR | 23.B5
FU0120:LI | SC | FU0136 | WHT | 12 | 23.A1 | XT0002:4 | JB71 B,PNL DC PWR | 2.A4
GR0120: | SC | GR0120 | GRN | 14 | 23.D3 | IEG0010:12 | JB71 B,PNL DC PWR | 23.D4
XT0120:1 | SC | 0V | WHT | 12 | 23.A1 | XT0003:4 | JB71 B,PNL DC PWR | 2.B4
XT0140:3 | SC | AT0140LSS | GRN | 14 | 23.D2 | IEG0010:9 | JB71 B,PNL DC PWR | 23.D2
XT0142:3 | SC | EXCS | GRN/YEL | 14 | 82.B5 | PEG0130:2 | JB71 B,PNL DC PWR | 82.B6
XT0313:2 | SC | PMGS | GRN/YEL | 14 | 82.C6 | PEG0130:3 | JB71 B,PNL DC PWR | 82.C6
AT0140:P1 | WC0510 | AF0510L2 | ENET | CABLE | 3.B2 | AF0510:L2 | JB71 B,PNL VIBRATION | 3.B4
SolarTools ver. 24.0.84.24712 (Jul 31, 2025)
Report date: 4/24/2026 12:55 PM

## JB71 B,PNL VIBRATION
JB71 B,PNL VIBRATION
Project # | J0340
Project Name | SD KM TEST CELL 11 T130 GS UPGRADE
Revision | A.4
Controls DE | D.GRANT
Phone:
Controls ME
Phone:
From | [5 empty] | To
Device ID | Cable (W) Conductor (SC) Jumper Clip (JC) | Wire No. | Wire ID | Gauge/Size | Page/Zone | Device ID | Location | Page/Zone
XT0401:1 | JC | 0V | CLIP | --- | 20.C2 | XT0401:2 | JB71 B,PNL VIBRATION | 20.C2
XT0401:2 | JC | 0V | CLIP | --- | 20.C2 | XT0401:3 | JB71 B,PNL VIBRATION | 20.D2
XT0401:3 | JC | 0V | CLIP | --- | 20.D2 | XT0401:4 | JB71 B,PNL VIBRATION | 20.D2
XT0401:4 | JC | 0V | CLIP | --- | 20.D2 | XT0401:5 | JB71 B,PNL VIBRATION | 20.D2
AF0400:12 | SC | XT04001 | GRN | 16 | 20.B6 | XT0400:1 | JB71 B,PNL VIBRATION | 20.C5
AF0410:32 | SC | XT04001 | GRN | 16 | 20.B5 | XT0400:1 | JB71 B,PNL VIBRATION | 20.C5
AF0410:53 | SC | 0V | WHT | 16 | 20.B5 | XT0401:1 | JB71 B,PNL VIBRATION | 20.C2
AF0410:54 | SC | AF0410N | WHT | 16 | 20.B5 | AF0420:53 | JB71 B,PNL VIBRATION | 20.B4
AF0410:55 | SC | FU0400 | WHT | 16 | 20.B5 | FU0400:LD | JB71 B,PNL VIBRATION | 20.C1
AF0410:56 | SC | AF0410P | WHT | 16 | 20.B5 | AF0420:55 | JB71 B,PNL VIBRATION | 20.B4
AF0420:32 | SC | XT04001 | GRN | 16 | 20.B4 | XT0400:1 | JB71 B,PNL VIBRATION | 20.C5
AF0420:54 | SC | AF0420N | WHT | 16 | 20.B4 | AF0450:53 | JB71 B,PNL VIBRATION | 20.B3
AF0420:56 | SC | AF0420P | WHT | 16 | 20.B4 | AF0450:55 | JB71 B,PNL VIBRATION | 20.B3
AF0450:32 | SC | XT04002 | GRN | 16 | 20.B3 | XT0400:2 | JB71 B,PNL VIBRATION | 20.C3
AF0450:54 | SC | AF0450N | WHT | 16 | 20.B3 | AF0510:53 | JB71 B,PNL VIBRATION | 20.B2
AF0450:56 | SC | AF0450P | WHT | 16 | 20.B3 | AF0510:55 | JB71 B,PNL VIBRATION | 20.B2
AF0510:32 | SC | XT04002 | GRN | 16 | 20.B2 | XT0400:2 | JB71 B,PNL VIBRATION | 20.C3
FU0400:LI | SC | FU0136 | WHT | 12 | 20.C1 | FU0410:LI | JB71 B,PNL VIBRATION | 20.C1
FU0410:LI | SC | FU0136 | WHT | 12 | 20.C1 | FU0411:LI | JB71 B,PNL VIBRATION | 20.D1
FU0411:LI | SC | FU0136 | WHT | 12 | 20.D1 | FU0412:LI | JB71 B,PNL VIBRATION | 20.D1
FU0412:LI | SC | FU0136 | WHT | 12 | 20.D1 | FU0680:LI | JB71 B,PNL VIBRATION | 20.D1
FU0680:LD | SC | FU0680 | WHT | 14 | 20.D1 | XT0401:6 | JB71 B,PNL VIBRATION | 20.D2
GR0400: | SC | GR0400 | GRN/YEL | 14 | 20.D1 | FRAME | JB71 B,PNL VIBRATION | 20.D2
AF0410:L2 | WC0410 | AF0410L2 | ENET | CABLE | 3.B6 | AF0420:L1 | JB71 B,PNL VIBRATION | 3.B5
AF0420:L2 | WC0420 | AF0420L2 | ENET | CABLE | 3.B5 | AF0450:L1 | JB71 B,PNL VIBRATION | 3.B5
AF0450:L2 | WC0450 | AF0450L2 | ENET | CABLE | 3.B5 | AF0510:L1 | JB71 B,PNL VIBRATION | 3.B4
AF0450:05 | WC4749 | UA15201 | RED | 20 | 50.A7 | UA1520:+24 | JB71 B,PNL VIBRATION | 50.A5
AF0450:06 | WC4749 | UA15202 | WHT | 20 | 50.A7 | UA1520:OUT | JB71 B,PNL VIBRATION | 50.A5
AF0450:08 | WC4749 | UA15203 | BLK | 20 | 50.A7 | UA1520:COM | JB71 B,PNL VIBRATION | 50.A5
AF0450:23 | WC4749 | PE1520S | SH | 20 | 50.A7 | XT1521:1 | JB71 B,PNL VIBRATION | 50.A5
AF0400:LBUS | WC8040 | AF0410RBUS | BUS | CABLE | 20.B6 | AF0410:RBUS | JB71 B,PNL VIBRATION | 20.B5
AF0410:LBUS | WC8041 | AF0410LBUS | BUS | CABLE | 20.B5 | AF0420:RBUS | JB71 B,PNL VIBRATION | 20.B4
AF0420:LBUS | WC8042 | AF0420LBUS | BUS | CABLE | 20.B4 | AF0450:RBUS | JB71 B,PNL VIBRATION | 20.B3
AF0450:LBUS | WC8150 | AF0450LBUS | BUS | CABLE | 20.B3 | AF0510:RBUS | JB71 B,PNL VIBRATION | 20.B2
AF0410:L1 | WC0009 | AU0090L2 | ENET | CABLE | 3.B6 | AU0090:L2 | JB71 B,PNL CTRL1 | 3.A5
FU0400:LI | SC | FU0136 | WHT | 12 | 20.C1 | XT0002:3 | JB71 B,PNL DC PWR | 2.A4
XT0400:2 | SC | XT04002 | GRN | 14 | 20.C3 | IEG0010:2 | JB71 B,PNL DC PWR | 20.C4
XT0401:1 | SC | 0V | WHT | 12 | 20.C2 | XT0003:3 | JB71 B,PNL DC PWR | 2.A4
AF0510:L2 | WC0510 | AF0510L2 | ENET | CABLE | 3.B4 | AT0140:P1 | JB71 B,PNL GEN CTRL | 3.B2
SolarTools ver. 24.0.84.24712 (Jul 31, 2025)
Report date: 4/24/2026 12:55 PM

## JB71 C,PNL LIQ FUEL
JB71 C,PNL LIQ FUEL
Project # | J0340
Project Name | SD KM TEST CELL 11 T130 GS UPGRADE
Revision | A.4
Controls DE | D.GRANT
Phone:
Controls ME
Phone:
From | [5 empty] | To
Device ID | Cable (W) Conductor (SC) Jumper Clip (JC) | Wire No. | Wire ID | Gauge/Size | Page/Zone | Device ID | Location | Page/Zone
XT0050:1 | JC | 0V | CLIP | --- | 33.A1 | XT0050:2 | JB71 C,PNL LIQ FUEL | 33.B1
XT0050:2 | JC | 0V | CLIP | --- | 33.B1 | XT0050:3 | JB71 C,PNL LIQ FUEL | 33.B1
XT0050:3 | JC | 0V | CLIP | --- | 33.B1 | XT0050:4 | JB71 C,PNL LIQ FUEL | 33.C1
XT0050:4 | JC | 0V | CLIP | --- | 33.C1 | XT0050:5 | JB71 C,PNL LIQ FUEL | 33.C1
XT0050:5 | JC | 0V | CLIP | --- | 33.C1 | XT0050:6 | JB71 C,PNL LIQ FUEL | 33.C1
XT0050:6 | JC | 0V | CLIP | --- | 33.C1 | XT0050:7 | JB71 C,PNL LIQ FUEL | 33.D1
XT0050:7 | JC | 0V | CLIP | --- | 33.D1 | XT0050:8 | JB71 C,PNL LIQ FUEL | 33.D1
XT0050:8 | JC | 0V | CLIP | --- | 33.D1 | XT0050:9 | JB71 C,PNL LIQ FUEL | 33.D1
XT0050:9 | JC | 0V | CLIP | --- | 33.D1 | XT0050:10 | JB71 C,PNL LIQ FUEL | 33.D1
AF0051:10 | SC | KA005014 | WHT | 20 | 65.B7 | KA0050:14 | JB71 C,PNL LIQ FUEL | 65.B6
AF0051:COM | SC | 0V | WHT | 16 | 33.B2 | XT0050:3 | JB71 C,PNL LIQ FUEL | 33.B1
AF0051:V+ | SC | FU0052 | WHT | 14 | 33.B2 | FU0052:LD | JB71 C,PNL LIQ FUEL | 33.B1
AF0052:COM | SC | AF0052N | WHT | 16 | 33.B3 | AF0053:COM | JB71 C,PNL LIQ FUEL | 33.B3
AF0052:COM | SC | AU0050N | WHT | 16 | 33.B3 | AU0050:COM | JB71 C,PNL LIQ FUEL | 33.A2
AF0052:SH | SC | AU0050G | GRN | 14 | 33.B3 | AU0050:GND | JB71 C,PNL LIQ FUEL | 33.A2
AF0052:V+ | SC | AF0052P | WHT | 16 | 33.B3 | AF0053:V+ | JB71 C,PNL LIQ FUEL | 33.B3
AF0052:V+ | SC | AU0050P | WHT | 16 | 33.B3 | AU0050:V+ | JB71 C,PNL LIQ FUEL | 33.A2
AF0351:00 | SC | KA005114 | WHT | 20 | 67.B7 | KA0051:14 | JB71 C,PNL LIQ FUEL | 67.B6
AF0351:COM | SC | 0V | WHT | 16 | 33.C2 | XT0050:5 | JB71 C,PNL LIQ FUEL | 33.C1
AF0351:V+ | SC | FU0351 | WHT | 16 | 33.C2 | FU0351:LD | JB71 C,PNL LIQ FUEL | 33.C1
AF0352:COM | SC | AU0350N | WHT | 16 | 33.C3 | AU0350:COM | JB71 C,PNL LIQ FUEL | 33.B2
AF0352:SH | SC | AU0350G | GRN | 14 | 33.C3 | AU0350:GND | JB71 C,PNL LIQ FUEL | 33.B2
AF0352:V+ | SC | AU0350P | WHT | 16 | 33.C3 | AU0350:V+ | JB71 C,PNL LIQ FUEL | 33.B2
AU0050:COM | SC | 0V | WHT | 16 | 33.A2 | XT0050:2 | JB71 C,PNL LIQ FUEL | 33.B1
AU0050:V+ | SC | FU0051 | WHT | 16 | 33.A2 | FU0051:LD | JB71 C,PNL LIQ FUEL | 33.B1
AU0350:COM | SC | 0V | WHT | 16 | 33.B2 | XT0050:4 | JB71 C,PNL LIQ FUEL | 33.C1
AU0350:V+ | SC | FU0350 | WHT | 16 | 33.B2 | FU0350:LD | JB71 C,PNL LIQ FUEL | 33.C1
FU0051:LI | SC | FU0050 | WHT | 14 | 33.B1 | FU0050:LD | JB71 C,PNL LIQ FUEL | 33.A1
FU0051:LI | SC | FU0050 | WHT | 14 | 33.B1 | FU0052:LI | JB71 C,PNL LIQ FUEL | 33.B1
FU0052:LI | SC | FU0050 | WHT | 14 | 33.B1 | FU0350:LI | JB71 C,PNL LIQ FUEL | 33.C1
FU0214:LD | SC | FU0214 | WHT | 14 | 33.D1 | XT0050:11 | JB71 C,PNL LIQ FUEL | 33.D2
FU0214:LI | SC | FU0050 | WHT | 14 | 33.D1 | FU2220:LI | JB71 C,PNL LIQ FUEL | 33.D1
FU0214:LI | SC | FU0050 | WHT | 14 | 33.D1 | FU0351:LI | JB71 C,PNL LIQ FUEL | 33.C1
FU0350:LI | SC | FU0050 | WHT | 14 | 33.C1 | FU0351:LI | JB71 C,PNL LIQ FUEL | 33.C1
FU2220:LD | SC | FU2220 | WHT | 14 | 33.D1 | XT0050:16 | JB71 C,PNL LIQ FUEL | 33.D2
FU2220:LI | SC | FU0050 | WHT | 14 | 33.D1 | FU2228:LI | JB71 C,PNL LIQ FUEL | 33.D1
FU2228:LD | SC | FU2228 | WHT | 14 | 33.D1 | XT0050:17 | JB71 C,PNL LIQ FUEL | 33.D2
GR0051: | SC | GR0051 | GRN/YEL | 14 | 33.D5 | FRAME | JB71 C,PNL LIQ FUEL | 33.D5
KA0050:11 | SC | KA038114 | WHT | 20 | 65.B6 | KA0381:14 | JB71 C,PNL LIQ FUEL | 65.B5
KA0050:A1 | SC | ESTOP | WHT | 20 | 32.A6 | KA0051:A1 | JB71 C,PNL LIQ FUEL | 32.A6
KA0050:A1 | SC | ESTOP | WHT | 20 | 32.A6 | XT0059:8 | JB71 C,PNL LIQ FUEL | 32.A5
KA0050:A2 | SC | 0V | WHT | 20 | 32.A6 | KA0051:A2 | JB71 C,PNL LIQ FUEL | 32.A6
KA0050:A2 | SC | 0V | WHT | 20 | 32.A6 | XT0059:7 | JB71 C,PNL LIQ FUEL | 32.A5
KA0051:11 | SC | KA007114 | WHT | 20 | 67.B6 | KA0071:14 | JB71 C,PNL LIQ FUEL | 67.B5
KA0051:A1 | SC | ESTOP | WHT | 20 | 32.A6 | KA0052:A2 | JB71 C,PNL LIQ FUEL | 32.B6
KA0051:A2 | SC | 0V | WHT | 20 | 32.A6 | KA0052:A1 | JB71 C,PNL LIQ FUEL | 32.B6
KA0381:A1 | SC | KA0381A1 | WHT | 20 | 32.B5 | KA0383:A1 | JB71 C,PNL LIQ FUEL | 32.C5
KA0381:A2 | SC | KA0381A2 | WHT | 20 | 32.B5 | KA0383:A2 | JB71 C,PNL LIQ FUEL | 32.C5
KA0383:11 | SC | UF22204 | WHT | 20 | 32.A6 | XT0059:10 | JB71 C,PNL LIQ FUEL | 32.A5
AU0050:L2 | WC0005 | AU0050L2 | ENET | CABLE | 3.B3 | AU0350:L1 | JB71 C,PNL LIQ FUEL | 3.B4
AF0352:02 | WC4601 | FT22401 | RED | 20 | 69.C7 | XT0050:14 | JB71 C,PNL LIQ FUEL | 69.C5
AF0352:18 | WC4601 | 0V | BLK | 20 | 69.C7 | XT0050:7 | JB71 C,PNL LIQ FUEL | 33.D1
AF0352:50 | WC4601 | FT2240S | SH | 20 | 69.C7 | XT0050:15 | JB71 C,PNL LIQ FUEL | 69.C5
AF0052:12 | WC4700 | FT22202 | RED | 20 | 68.A7 | XT0050:12 | JB71 C,PNL LIQ FUEL | 68.A5
AF0052:28 | WC4700 | 0V | BLK | 20 | 68.A7 | XT0050:9 | JB71 C,PNL LIQ FUEL | 33.D1
AF0052:60 | WC4700 | FT2220S | SH | 20 | 68.A7 | XT0050:13 | JB71 C,PNL LIQ FUEL | 68.A5
AF0051:12 | SC | 005112 | WHT | 20 | 34.B7 | PC0471:INP_A | JB71 B,PNL CTRL1 | 34.B5
AF0051:14 | SC | 005114 | WHT | 20 | 34.B7 | PC0471:INP_B | JB71 B,PNL CTRL1 | 34.B5
AF0051:28 | SC | 005128 | WHT | 20 | 34.B7 | PC0471:-PWR | JB71 B,PNL CTRL1 | 34.B5
AF0051:44 | SC | 005144 | WHT | 20 | 34.B7 | PC0471:+PWR | JB71 B,PNL CTRL1 | 34.B5
KA0071:A1 | SC | KA0071A1 | WHT | 20 | 32.C5 | AF0073:03 | JB71 B,PNL CTRL1 | 32.C6
KA0071:A2 | SC | KA0071A2 | WHT | 20 | 32.C5 | AF0073:19 | JB71 B,PNL CTRL1 | 32.C6
KA0381:A1 | SC | KA0381A1 | WHT | 20 | 32.B5 | AF0383:11 | JB71 B,PNL CTRL2 | 32.B6
KA0381:A2 | SC | KA0381A2 | WHT | 20 | 32.B5 | AF0383:27 | JB71 B,PNL CTRL2 | 32.B6
XT0059:7 | SC | 0V | WHT | 14 | 32.A5 | XT0089:11 | JB71 B,PNL CTRL2 | 16.D6
XT0059:8 | SC | ESTOP | WHT | 20 | 32.A5 | XT0089:10 | JB71 B,PNL CTRL2 | 16.D5
AU0350:L2 | WC0035 | AU0350L2 | ENET | CABLE | 3.B4 | AU0060:L1 | JB71 B,PNL CTRL2 | 3.B5
AU0050:L1 | WC0065 | AU0650L2 | ENET | CABLE | 3.B3 | AU0650:L2 | JB71 B,PNL CUSTOMER | 3.B3
AF0052:SH | SC | IEG00105 | GRN | 14 | 33.B3 | IEG0010:5 | JB71 B,PNL DC PWR | 33.B5
AF0352:SH | SC | IEG00106 | GRN | 14 | 33.C3 | IEG0010:6 | JB71 B,PNL DC PWR | 33.C5
FU0050:LI | SC | FU0136 | WHT | 12 | 33.A1 | XT0002:1 | JB71 B,PNL DC PWR | 2.A4
GR0050: | SC | GR0050 | GRN | 14 | 33.D6 | IEG0010:13 | JB71 B,PNL DC PWR | 33.D6
GR0350: | SC | GR0350 | GRN | 14 | 33.D4 | IEG0010:7 | JB71 B,PNL DC PWR | 33.D5
XT0050:1 | SC | 0V | WHT | 12 | 33.A1 | XT0003:1 | JB71 B,PNL DC PWR | 2.A4
SolarTools ver. 24.0.84.24712 (Jul 31, 2025)
Report date: 4/24/2026 12:55 PM

## PNL,JB5 PROBE DRIVER
PNL,JB5 PROBE DRIVER
Project # | J0340
Project Name | SD KM TEST CELL 11 T130 GS UPGRADE
Revision | A.4
Controls DE | D.GRANT
Phone:
Controls ME
Phone:
From | [5 empty] | To
Device ID | Cable (W) Conductor (SC) Jumper Clip (JC) | Wire No. | Wire ID | Gauge/Size | Page/Zone | Device ID | Location | Page/Zone
GR1110: | SC | GR1110 | GRN/YEL | 14 | 51.D3 | FRAME | PNL,JB5 PROBE DRIVER | 51.D3
Report date: 4/24/2026 12:55 PM |  |  |  |  | SolarTools ver. 24.0.84.24712 (Jul 31, 2025)

## Panel Errors
Panel Errors
Project # | J0340
Project Name | SD KM TEST CELL 11 T130 GS UPGRADE
Revision | A.4
Controls DE | D.GRANT
Phone:
Controls ME
Phone:
From | [6 empty] | To
Device ID | Location | Cable (W) Conductor (SC) Jumper Clip (JC) | Wire ID | Wire No. | Gauge/Size | Page/Zone | Device ID | Location | Page/Zone
XT0140:3 | JB71 B,PNL GEN CTRL | WC8009 | SH | AT0140LSS | 16 | 23.D2 | FWAT0140:3 | PANEL | 23.D6
SolarTools ver. 24.0.84.24712 (Jul 31, 2025)
Report date: 4/24/2026 12:55 PM

## Cable Part Numbers
Cable Part Numbers |  |  | SolarTools ver. 24.0.84.24712 (Jul 31, 2025)
Project # | J0340
Report date: 4/24/2026 12:55 PM
Project Name | SD KM TEST CELL 11 T130 GS UPGRADE
Revision | A.4
Controls DE | D.GRANT
Phone:
Controls ME
Phone:
Device ID |  | Part Number |  | Description
WC8046 |  | 1051931-23 |  | CABLE, SYTSTEM FUNCTION
WC0001 |  | 1302073-36 |  | CABLE, ETHERNET - 36 INCHES
WC0003 |  | 1302073-36 |  | CABLE, ETHERNET - 36 INCHES
WC0005 |  | 1302073-36 |  | CABLE, ETHERNET - 36 INCHES
WC0006 |  | 1302073-36 |  | CABLE, ETHERNET - 36 INCHES
WC0007 |  | 1302073-36 |  | CABLE, ETHERNET - 36 INCHES
WC0009 |  | 1302073-36 |  | CABLE, ETHERNET - 36 INCHES
WC0011 |  | 1302073-36 |  | CABLE, ETHERNET - 36 INCHES
WC0012 |  | 1302073-36 |  | CABLE, ETHERNET - 36 INCHES
WC0014 |  | 1302073-36 |  | CABLE, ETHERNET - 36 INCHES
WC0035 |  | 1302073-36 |  | CABLE, ETHERNET - 36 INCHES
WC0065 |  | 1302073-36 |  | CABLE, ETHERNET - 36 INCHES
WC0180 |  | 1302073-36 |  | CABLE, ETHERNET - 36 INCHES
WC0410 |  | 1302073-36 |  | CABLE, ETHERNET - 36 INCHES
WC0420 |  | 1302073-36 |  | CABLE, ETHERNET - 36 INCHES
WC0450 |  | 1302073-36 |  | CABLE, ETHERNET - 36 INCHES
WC0510 |  | 1302073-36 |  | CABLE, ETHERNET - 36 INCHES
WC4524 |  | 1022941-12 |  | TPE, 1 PAIR TWISTED SHIELDED
WC4601 |  | 1022941-12 |  | TPE, 1 PAIR TWISTED SHIELDED
WC4624 |  | 1022941-12 |  | TPE, 1 PAIR TWISTED SHIELDED
WC4632 |  | 1022941-12 |  | TPE, 1 PAIR TWISTED SHIELDED
WC4633 |  | 1022941-12 |  | TPE, 1 PAIR TWISTED SHIELDED
WC4657 |  | 1022941-12 |  | TPE, 1 PAIR TWISTED SHIELDED
WC4700 |  | 1022941-12 |  | TPE, 1 PAIR TWISTED SHIELDED
WC4749 |  | 1022941-13 |  | TPE, 1 TRIAD TWISTED SHIELDED
WC8009 |  | 1022941-22 |  | TPE, 1 PAIR TWISTED SHIELDED
WC8040 |  | 1322418-90 |  | CABLE, SYTSTEM FUNCTION
WC8041 |  | 1322418-90 |  | CABLE, SUPPLIED BY OTHERS
WC8042 |  | 1322418-90 |  | CABLE, SUPPLIED BY OTHERS
WC8102 |  | 1022941-33 |  | TPE, 1 TRIAD TWISTED SHIELDED
WC8150 |  | 1322418-90 |  | CABLE, SYTSTEM FUNCTION
WC8201 |  | 1022941-33 |  | TPE, 1 TRIAD TWISTED SHIELDED
WC8301 |  | 1022941-33 |  | TPE, 1 TRIAD TWISTED SHIELDED

## Part Number List
Part Number List |  | SolarTools ver. 24.0.84.24712 (Jul 31, 2025)
Project # | J0340
Report date: 4/24/2026 12:55 PM
Project Name | SD KM TEST CELL 11 T130 GS UPGRADE
Revision | A.4
Controls DE | D.GRANT
Phone:
Controls ME
Phone:
Device ID | Part Number | Description | Location
EL0100 | 2403630-1 | LIGHT, LED, CONTROL BOX, WHITE | JB71 B,BOX CONTROL
EL0101 | 2403630-1 | LIGHT, LED, CONTROL BOX, WHITE | JB71 B,BOX CONTROL
AT1100 | 1577354-5100 | WORKSTATION, PANEL COMPUTER, TT4000 | JB71 B,DOOR CTRL
AT1100K | 1068334 | KEYBOARD, TYPING INTERFACE | JB71 B,DOOR CTRL
HA0472 | 1483682-18 | HORN, CONTROL SYSTEM ALARM | JB71 B,DOOR OPR
SA0471 | 1483682-14 | 3-POSITION SWITCH, SPEED/LOAD | JB71 B,DOOR OPR
SA0473 | 1483682-37,1483682-38 | SELECTOR SWITCH, OFF/LOCAL/AUXILIARY | JB71 B,DOOR OPR
SA0475 | 1483682-14 | 3-POSITION SWITCH, VOLTAGE | JB71 B,DOOR OPR
SB0333 | 1483682-20,1483682-32 | PUSHBUTTON SWITCH, OPEN GENERATOR CB | JB71 B,DOOR OPR
SB0471 | 1483682-6 | PUSHBUTTON SWITCH, HORN SILENCE | JB71 B,DOOR OPR
SB0472 | 1483682-31,1483682-33 | PUSHBUTTON SWITCH, EMERGENCY STOP | JB71 B,DOOR OPR
SB0473 | 1483682-6 | PUSHBUTTON SWITCH, ACKNOWLEDGE | JB71 B,DOOR OPR
SB0474 | 1483682-6 | PUSHBUTTON SWITCH, RESET | JB71 B,DOOR OPR
SH0470 | 1483682-10 | LIGHTED PUSHBUTTON SWITCH, STOP/STOPPING, RED | JB71 B,DOOR OPR
SH0471 | 1483682-11 | LIGHTED PUSHBUTTON SWITCH, START/STARTING, GREEN | JB71 B,DOOR OPR
SH0472 | 1483682-12 | LIGHTED PUSHBUTTON SWITCH, BACKUP SYSTEM ACTIVE/RESET, YELLOW | JB71 B,DOOR OPR
AF0071 | 2684693-18,2684693-27 | 5094-OF8IHXT, 8 ANALOG OUTPUT, ISOLATED | JB71 B,PNL CTRL1
AF0072 | 2684693-18,2684693-28 | 5094-IB16SXT, 16 DISCRETE INPUT, S | JB71 B,PNL CTRL1
AF0073 | 2684693-18,2684693-55 | 5094-OB16SXT, 16 DISCRETE OUTPUT, S | JB71 B,PNL CTRL1
AF0074 | 2684693-18,2684693-30 | 5094-IF4IHSXT, 4 ANALOG INPUT, S | JB71 B,PNL CTRL1
AF0075 | 2684693-21,2684693-36 | 5094-IRT8SXT, 8 RTD/TC ANALOG INPUT, S | JB71 B,PNL CTRL1
AF0091 | 2684693-17,2684693-23 | 5094-IB16XT, 16 DISCRETE INPUT | JB71 B,PNL CTRL1
AF0092 | 2684693-17,2684693-24 | 5094-OB16XT, 16 DISCRETE OUTPUT | JB71 B,PNL CTRL1
AF0093 | 2684693-18,2684693-56 | 5094-IF8IHXT, 8 ANALOG INPUT, ISOLATED | JB71 B,PNL CTRL1
AF0094 | 2684693-18,2684693-32 | 5094-IJ2ISXT, 2 FAST COUNTER INPUT, S | JB71 B,PNL CTRL1
AF0095 | 2684693-21,2684693-36 | 5094-IRT8SXT, 8 RTD/TC ANALOG INPUT, S | JB71 B,PNL CTRL1
AF0096 | 2684693-19,2684693-33 | 5094-IY8XT, 8 ANALOG INPUT, TC/RTD/ I&V | JB71 B,PNL CTRL1
AP0601 | 1089241-20 | MODULE, BLANK FILLER | JB71 B,PNL CTRL1
AP0602 | 1089241-40 | 1756-EN2TRXT, ETHERNET | JB71 B,PNL CTRL1
AP0603 | 1089241-40 | 1756-EN2TRXT, ETHERNET | JB71 B,PNL CTRL1
AP0604 | 1089241-36 | 1756-EN2TXT, ETHERNET | JB71 B,PNL CTRL1
AP0605 | 1089241-40 | 1756-EN2TRXT, ETHERNET | JB71 B,PNL CTRL1
AP0606 | 1089241-40 | 1756-EN2TRXT, ETHERNET | JB71 B,PNL CTRL1
AR0600 | 1057900,1059465,1089241-29,1089241-42,1103759,19298R1,22652R1 | RACK CHASSIS, 1756-A7XT (7 SLOT) | JB71 B,PNL CTRL1
AT0600 | 1089241-43 | 1756-L83EXTS, CONTROLLER^GUARDLOGIX | JB71 B,PNL CTRL1
AU0070 | 2684693-22 | 5094-AENTRXT, FLEX 5000 I/O | JB71 B,PNL CTRL1
AU0090 | 2684693-22 | 5094-AENTRXT, FLEX 5000 I/O | JB71 B,PNL CTRL1
FU0010 | 1043265-1,1043265-5 | FUSE, 10A | JB71 B,PNL CTRL1
FU0070 | 1043265-1,1043265-5 | FUSE, 10A | JB71 B,PNL CTRL1
FU0071 | 1043265-1,1043265-5 | FUSE, 10A | JB71 B,PNL CTRL1
FU0072 | 1043265-1,1043265-5 | FUSE, 10A | JB71 B,PNL CTRL1
FU0091 | 1043265-1,1043265-5 | FUSE, 10A | JB71 B,PNL CTRL1
FU0092 | 1043265-1,1043265-5 | FUSE, 10A | JB71 B,PNL CTRL1
FU0093 | 1043265-1,1043265-5 | FUSE, 10A | JB71 B,PNL CTRL1
FU0094 | 1043265-1,1043265-3 | FUSE, 2A | JB71 B,PNL CTRL1
FU0099 | 1043265-1,1043265-3 | FUSE, 2A | JB71 B,PNL CTRL1
FU0100 | 1043265-1,1043265-4 | FUSE, 5A | JB71 B,PNL CTRL1
FU0210 | 1043265-1,1043265-6,1043265-7 | FUSE, 15A | JB71 B,PNL CTRL1
FU1100 | 1043265-1,1043265-5 | FUSE, 10A | JB71 B,PNL CTRL1
GR0070 | 903842C1 | RAIL LUG, DINRAIL GROUNDING | JB71 B,PNL CTRL1
GR0071 | 903842C1 | RAIL LUG, DINRAIL GROUNDING | JB71 B,PNL CTRL1
GR0090 | 903842C1 | RAIL LUG, DINRAIL GROUNDING | JB71 B,PNL CTRL1
GR0091 | 903842C1 | RAIL LUG, DINRAIL GROUNDING | JB71 B,PNL CTRL1
IEG0011 | 232941-300 | BUS BAR, TURBINE CNTRL1 PANEL - INSTRUMENT EARTH GROUNDING | JB71 B,PNL CTRL1
KA0233 | 1061979-1 | RELAY, CONTROLLER ACTIVE | JB71 B,PNL CTRL1
KA0234 | 1061979-1 | RELAY, CONTROLLER ACTIVE | JB71 B,PNL CTRL1
KA0875 | 1061979-1 | RELAY, LOCAL HORN CONTROL (PLC) | JB71 B,PNL CTRL1
KA1020 | 1061979-1 | RELAY, IGNITION START | JB71 B,PNL CTRL1
KA3220 | 1061979-1 | RELAY, SPARE | JB71 B,PNL CTRL1
PC0470 | 2271605-1 | TIMER/COUNTER, ENGINE HOUR / START COUNTER | JB71 B,PNL CTRL1
PC0471 | 2271605-1 | TIMER/COUNTER, LIQUID FUEL COUNTER HOUR/START | JB71 B,PNL CTRL1
RR0700 | 953048C1 | RESISTOR, 20K OHM | JB71 B,PNL CTRL1
UV0600 | 1089241-28 | POWER SUPPLY, RSLOGIX CHASSIS | JB71 B,PNL CTRL1
WC8046 | 1051931-23 |  | JB71 B,PNL CTRL1
XT0070 | 1066730-7,1066730-8,1067996-4 | TERMINAL BLOCK, SPRING, 4 CONDUCTOR,30-12 AWG (0.05-3.31 MM2),NON-IS | JB71 B,PNL CTRL1
XT0091 | 1066730-7 | TERMINAL BLOCK, SPRING, 4 CONDUCTOR,30-12 AWG (0.05-3.31 MM2),NON-IS | JB71 B,PNL CTRL1
AF0061 | 2684693-17,2684693-23 | 5094-IB16XT, 16 DISCRETE INPUT | JB71 B,PNL CTRL2
AF0062 | 2684693-18,2684693-30 | 5094-IF4IHSXT, 4 ANALOG INPUT, S | JB71 B,PNL CTRL2
AF0063 | 2684693-19,2684693-33 | 5094-IY8XT, 8 ANALOG INPUT, TC/RTD/ I&V | JB71 B,PNL CTRL2
AF0064 | 2684693-19,2684693-33 | 5094-IY8XT, 8 ANALOG INPUT, TC/RTD/ I&V | JB71 B,PNL CTRL2
AF0065 | 2684693-18,2684693-27 | 5094-OF8IHXT, 8 ANALOG OUTPUT, ISOLATED | JB71 B,PNL CTRL2
AF0066 | 2684693-17,2684693-25 | 5094-OB8XT, 8 DISCRETE OUTPUT | JB71 B,PNL CTRL2
AF0381 | 2684693-18,2684693-28 | 5094-IB16SXT, 16 DISCRETE INPUT, S | JB71 B,PNL CTRL2
AF0382 | 2684693-18,2684693-30 | 5094-IF4IHSXT, 4 ANALOG INPUT, S | JB71 B,PNL CTRL2
AF0383 | 2684693-18,2684693-55 | 5094-OB16SXT, 16 DISCRETE OUTPUT, S | JB71 B,PNL CTRL2
AF0384 | 2684693-17,2684693-25 | 5094-OB8XT, 8 DISCRETE OUTPUT | JB71 B,PNL CTRL2
AF0385 | 2684693-18,2684693-56 | 5094-IF8IHXT, 8 ANALOG INPUT, ISOLATED | JB71 B,PNL CTRL2
AU0060 | 2684693-22 | 5094-AENTRXT, FLEX 5000 I/O | JB71 B,PNL CTRL2
AU0380 | 2684693-22 | 5094-AENTRXT, FLEX 5000 I/O | JB71 B,PNL CTRL2
FU0060 | 1043265-1,1043265-5,1043265-6 | FUSE, 15A | JB71 B,PNL CTRL2
FU0061 | 1043265-1,1043265-5 | FUSE, 10A | JB71 B,PNL CTRL2
FU0062 | 1043265-1,1043265-5 | FUSE, 10A | JB71 B,PNL CTRL2
FU0380 | 1043265-1,1043265-5 | FUSE, 10A | JB71 B,PNL CTRL2
FU0381 | 1043265-1,1043265-5 | FUSE, 10A | JB71 B,PNL CTRL2
FU0382 | 1043265-1,1043265-5 | FUSE, 10A | JB71 B,PNL CTRL2
FU0387 | 1043265-1,1043265-4 | FUSE, 5A | JB71 B,PNL CTRL2
FU0388 | 1043265-1,1043265-4 | FUSE, 5A | JB71 B,PNL CTRL2
FU0389 | 1043265-1,1043265-3 | FUSE, 2A | JB71 B,PNL CTRL2
GR0060 | 903842C1 | RAIL LUG, DINRAIL GROUNDING | JB71 B,PNL CTRL2
GR0381 | 903842C1 | RAIL LUG, DINRAIL GROUNDING | JB71 B,PNL CTRL2
GR0382 | 903842C1 | RAIL LUG, DINRAIL GROUNDING | JB71 B,PNL CTRL2
GR0383 | 903842C1 | RAIL LUG, DINRAIL GROUNDING | JB71 B,PNL CTRL2
KA0060 | 1061979-1 | RELAY, NO EMERGENCY^SHUTDOWN SUMMARY | JB71 B,PNL CTRL2
KA0061 | 1061979-1 | RELAY, NO EMERGENCY^SHUTDOWN SUMMARY | JB71 B,PNL CTRL2
KA0062 | [2]1061979-1 | RELAY, NO EMERGENCY SHUTDOWN SUMMARY | JB71 B,PNL CTRL2
KA0063 | 1061979-1 | RELAY, NO EMERGENCY SHUTDOWN SUMMARY | JB71 B,PNL CTRL2
KA0064 | 1061979-1 | RELAY, NO EMERGENCY SHUTDOWN SUMMARY | JB71 B,PNL CTRL2
KA0070 | 1061979-1 | RELAY, GF SECONDARY S.O. | JB71 B,PNL CTRL2
KA0072 | 1096409-1 | RELAY SAFETY MODULE, OFFSKID GAS VENT | JB71 B,PNL CTRL2
KA0130 | 1061979-1 | RELAY, LOWSPEED/OPEN PROBE SETPOINT | JB71 B,PNL CTRL2
KA0131 | 1061979-1 | RELAY, CONTROLLER ACTIVE | JB71 B,PNL CTRL2
KA0132 | 1061979-1 | RELAY, CONTROLLER ACTIVE | JB71 B,PNL CTRL2
KA0133 | 1061979-1 | RELAY, POST LUBE NOT REQUIRED | JB71 B,PNL CTRL2
KA0134 | 1061979-1 | RELAY, BACKUP COMMAND OFF | JB71 B,PNL CTRL2
KA0135 | 1061979-1 | RELAY, AC PRE/POST PUMP DRIVE | JB71 B,PNL CTRL2
KA0136 | 1061979-1 | RELAY, LUBE OIL HEADER^PRESSURE HIGH | JB71 B,PNL CTRL2
KA0137 | 1061979-1 | RELAY, LUBE PUMP INHIBIT | JB71 B,PNL CTRL2
KA0138 | 1061979-1 | RELAY, BACKUP LUBE OIL PUMP OFF | JB71 B,PNL CTRL2
KA0141 | 1061979-1 | RELAY, CONTROLLER ACTIVE | JB71 B,PNL CTRL2
KA0176 | 1061979-1 | RELAY, VENTILATION REQUIRED | JB71 B,PNL CTRL2
KA0177 | 1061979-1 | RELAY, VENTILATION REQUIRED | JB71 B,PNL CTRL2
KA0231 | 1061979-1 | RELAY, CONTROLLER ACTIVE | JB71 B,PNL CTRL2
KA0232 | 1061979-1 | RELAY, CONTROLLER ACTIVE | JB71 B,PNL CTRL2
KA0235 | 1061979-1 | RELAY, NO EMERGENCY SHUTDOWN SUMMARY | JB71 B,PNL CTRL2
KA0238 | 1061979-1 | RELAY, NO EMERGENCY SHUTDOWN SUMMARY | JB71 B,PNL CTRL2
KA0239 | 1061979-1 | RELAY, NO EMERGENCY SHUTDOWN SUMMARY | JB71 B,PNL CTRL2
KA0240 | 1061979-1 | RELAY, NO EMERGENCY SHUTDOWN SUMMARY | JB71 B,PNL CTRL2
KA0241 | 1061979-1 | RELAY, BACKUP SYSTEM RESET | JB71 B,PNL CTRL2
KA0242 | 1061979-1 | RELAY, BACKUP SYSTEM RESET | JB71 B,PNL CTRL2
KA0243 | 1061979-1 | RELAY, NO FIRE DETECTED | JB71 B,PNL CTRL2
KA0244 | 1061979-1 | RELAY, NO FIRE DETECTED | JB71 B,PNL CTRL2
KA0245 | 1061979-1 | RELAY, NO GAS DETECTED | JB71 B,PNL CTRL2
KA0246 | 1061979-1 | RELAY, NO FIRE DETECTED | JB71 B,PNL CTRL2
KA0248 | 1061979-1 | RELAY, NO EMERGENCY SHUTDOWN SUMMARY | JB71 B,PNL CTRL2
KA0249 | 1061979-1 | RELAY, NO GAS DETECTED | JB71 B,PNL CTRL2
KA0380 | 1061979-1 | RELAY, GF PRIMARY S.O. | JB71 B,PNL CTRL2
KA0382 | 1061979-1 | RELAY, OFFSKID PRIMARY S.O. | JB71 B,PNL CTRL2
KT0140 | 2651077-1 | TIMER RELAY, BACKUP PUMP^POST LUBE OFF CYCLE | JB71 B,PNL CTRL2
KT0141 | 2651077-1 | TIMER RELAY, BACKUP POST LUBE CONTINUOUS | JB71 B,PNL CTRL2
KT0142 | 2651077-1 | TIMER RELAY, TOTAL POST LUBE | JB71 B,PNL CTRL2
KT0143 | 2651077-1 | TIMER RELAY, BACKUP PUMP POST LUBE ON CYCLE | JB71 B,PNL CTRL2
KT0144 | 2651077-1 | TIMER RELAY, HEADER PRESSURE HIGH^BACKUP PUMP OFF | JB71 B,PNL CTRL2
KT0145 | 2651077-1 | TIMER RELAY, FIRE DETECTED ROLLDOWN LUBE | JB71 B,PNL CTRL2
KT0146 | 2651077-3 | TIMER RELAY, WATCHDOG | JB71 B,PNL CTRL2
RR0811 | 981090C1 | RESISTOR, 3.01K OHM | JB71 B,PNL CTRL2
RR0812 | 981089C1 | RESISTOR, 1.0K OHM | JB71 B,PNL CTRL2
SA0472 | 1483682-24,1483682-30 | SWITCH, TURBINE OPERATION | JB71 B,PNL CTRL2
UA1200 | 1053834-11 | BUOS MODULE, BACKUP OVERSPEED | JB71 B,PNL CTRL2
UAI6410 | 1053038-49,1053038-53 | ISOLATOR, ANALOG SPLITTER | JB71 B,PNL CTRL2
XT0060 | 1066730-7,1066730-8,1067996-4 | TERMINAL BLOCK, SPRING, 4 CONDUCTOR,30-12 AWG (0.05-3.31 MM2),NON-IS | JB71 B,PNL CTRL2
XT0069 | 1066730-7 | TERMINAL BLOCK, SPRING, 4 CONDUCTOR,30-12 AWG (0.05-3.31 MM2),NON-IS | JB71 B,PNL CTRL2
XT0080 | 1066730-7,1066730-8,1067996-4 | TERMINAL BLOCK, SPRING, 4 CONDUCTOR,30-12 AWG (0.05-3.31 MM2),NON-IS | JB71 B,PNL CTRL2
XT0081 | 1066730-4,1066730-7,1066730-8 | TERMINAL BLOCK, SPRING, 4 CONDUCTOR,30-12 AWG (0.05-3.31 MM2),NON-IS | JB71 B,PNL CTRL2
XT0087 | 1066730-7 | TERMINAL BLOCK, SPRING, 4 CONDUCTOR,30-12 AWG (0.05-3.31 MM2),NON-IS | JB71 B,PNL CTRL2
XT0089 | 1066730-7 | TERMINAL BLOCK, SPRING, 4 CONDUCTOR,30-12 AWG (0.05-3.31 MM2),NON-IS | JB71 B,PNL CTRL2
XT1200 | 1066730-7 | TERMINAL BLOCK, SPRING, 4 CONDUCTOR,30-12 AWG (0.05-3.31 MM2),NON-IS | JB71 B,PNL CTRL2
XT6410 | 1066730-7,1066730-8 | TERMINAL BLOCK, SPRING, 4 CONDUCTOR,30-12 AWG (0.05-3.31 MM2),NON-IS | JB71 B,PNL CTRL2
AF0181 | 2684693-17,2684693-23 | 5094-IB16XT, 16 DISCRETE INPUT | JB71 B,PNL CUSTOMER
AF0182 | 2684693-17,2684693-24 | 5094-OB16XT, 16 DISCRETE OUTPUT | JB71 B,PNL CUSTOMER
AF0183 | 2684693-18,2684693-56 | 5094-IF8IHXT, 8 ANALOG INPUT, ISOLATED | JB71 B,PNL CUSTOMER
AF0651 | 2684693-17,2684693-23 | 5094-IB16XT, 16 DISCRETE INPUT | JB71 B,PNL CUSTOMER
AF0652 | 2684693-18,2684693-27 | 5094-OF8IHXT, 8 ANALOG OUTPUT, ISOLATED | JB71 B,PNL CUSTOMER
AF0653 | 2684693-17,2684693-25 | 5094-OB8XT, 8 DISCRETE OUTPUT | JB71 B,PNL CUSTOMER
AF0654 | 2684693-18,2684693-56 | 5094-IF8IHXT, 8 ANALOG INPUT, ISOLATED | JB71 B,PNL CUSTOMER
AF0655 | 2684693-18,2684693-30 | 5094-IF4IHSXT, 4 ANALOG INPUT, S | JB71 B,PNL CUSTOMER
AU0180 | 2684693-22 | 5094-AENTRXT, FLEX 5000 I/O | JB71 B,PNL CUSTOMER
AU0650 | 2684693-22 | 5094-AENTRXT, FLEX 5000 I/O | JB71 B,PNL CUSTOMER
FU0180 | 1043265-1,1043265-6 | FUSE, 15A | JB71 B,PNL CUSTOMER
FU0181 | 1043265-1,1043265-5 | FUSE, 10A | JB71 B,PNL CUSTOMER
FU0182 | 1043265-1,1043265-5 | FUSE, 10A | JB71 B,PNL CUSTOMER
FU0183 | 1043265-1,1043265-5 | FUSE, 10A | JB71 B,PNL CUSTOMER
FU0650 | 1043265-1,1043265-5 | FUSE, 10A | JB71 B,PNL CUSTOMER
FU0651 | 1043265-1,1043265-5 | FUSE, 10A | JB71 B,PNL CUSTOMER
FU0652 | 1043265-1,1043265-5 | FUSE, 10A | JB71 B,PNL CUSTOMER
FU0659 | 1043265-1,1043265-3 | FUSE, 2A | JB71 B,PNL CUSTOMER
GR0180 | 903842C1 | RAIL LUG, DINRAIL GROUNDING | JB71 B,PNL CUSTOMER
GR0650 | 903842C1 | RAIL LUG, DINRAIL GROUNDING | JB71 B,PNL CUSTOMER
GR0651 | 903842C1 | RAIL LUG, DINRAIL GROUNDING | JB71 B,PNL CUSTOMER
GR0652 | 903842C1 | RAIL LUG, DINRAIL GROUNDING | JB71 B,PNL CUSTOMER
XT0180 | 1066730-4,1066730-7,1066730-8 | TERMINAL BLOCK, SPRING, 4 CONDUCTOR,30-12 AWG (0.05-3.31 MM2),NON-IS | JB71 B,PNL CUSTOMER
FU0004 | 1043265-1,1043265-3 | FUSE, 2A | JB71 B,PNL DC PWR
FU0005 | 1043265-1,1043265-3 | FUSE, 2A | JB71 B,PNL DC PWR
FU0011 | 1043265-1,1043265-7 | FUSE, 20A | JB71 B,PNL DC PWR
FU0012 | 1043265-1,1043265-5 | FUSE, 10A | JB71 B,PNL DC PWR
FU0013 | 1043265-1,1043265-5 | FUSE, 10A | JB71 B,PNL DC PWR
FU0014 | 1043265-1,1043265-5 | FUSE, 10A | JB71 B,PNL DC PWR
FU0015 | 1043265-1,1043265-5 | FUSE, 10A | JB71 B,PNL DC PWR
FU0136 | 1043265-1,1043265-9 | FUSE, 30A | JB71 B,PNL DC PWR
GR0130 | 903842C1 | RAIL LUG, DINRAIL GROUNDING | JB71 B,PNL DC PWR
GR0131 | 903842C1,903849C1 | RAIL LUG, DINRAIL GROUNDING | JB71 B,PNL DC PWR
GR0132 | 903842C1,903849C1 | RAIL LUG, DINRAIL GROUNDING | JB71 B,PNL DC PWR
GR0133 | 903842C1,903849C1 | RAIL LUG, DINRAIL GROUNDING | JB71 B,PNL DC PWR
IEG0010 | 232941-300 | BUS BAR, MARSHALLING BUS BAR - INSTRUMENT EARTH GROUNDING | JB71 B,PNL DC PWR
PEG0130 | 232941-110 | BUS BAR, POWER DISTRIBUTION PANEL - POWER EARTH GROUNDING | JB71 B,PNL DC PWR
UJ0131 | 1286570-1 | POWER CONVERTER, AC/DC INPUT TO 28V DC OUTPUT | JB71 B,PNL DC PWR
XT0002 | 1066730-16 | TERMINAL STRIP, 2 CONDUCTOR | JB71 B,PNL DC PWR
XT0003 | 1066730-16 | TERMINAL STRIP, 2 CONDUCTOR | JB71 B,PNL DC PWR
XT0004 | 1066730-7 | TERMINAL BLOCK, SPRING, 4 CONDUCTOR,30-12 AWG (0.05-3.31 MM2),NON-IS | JB71 B,PNL DC PWR
XT0005 | 1066730-7 | TERMINAL BLOCK, SPRING, 4 CONDUCTOR,30-12 AWG (0.05-3.31 MM2),NON-IS | JB71 B,PNL DC PWR
XT0011 | 1066730-16,1066730-17,1066730-18 | TERMINAL STRIP, 2 CONDUCTOR | JB71 B,PNL DC PWR
XT0012 | 1247052-1 | BUS BAR, SYSTEM FUNCTION (USE) | JB71 B,PNL DC PWR
XT0781 | 1066730-7 | TERMINAL BLOCK, SPRING, 4 CONDUCTOR,30-12 AWG (0.05-3.31 MM2),NON-IS | JB71 B,PNL DC PWR
XTFG06 | 1066730-1 | TERMINAL STRIP, 4 CONDUCTOR | JB71 B,PNL DC PWR
XTFG08 | 1066730-1 | TERMINAL STRIP, 4 CONDUCTOR | JB71 B,PNL DC PWR
XTFG78 | 1066730-1,1066730-2 | TERMINAL STRIP, 4 CONDUCTOR | JB71 B,PNL DC PWR
AF0121 | 2684693-17,2684693-23 | 5094-IB16XT, 16 DISCRETE INPUT | JB71 B,PNL GEN CTRL
AF0122 | 2684693-17,2684693-23 | 5094-IB16XT, 16 DISCRETE INPUT | JB71 B,PNL GEN CTRL
AF0123 | 2684693-17,2684693-24 | 5094-OB16XT, 16 DISCRETE OUTPUT | JB71 B,PNL GEN CTRL
AF0124 | 2684693-19,2684693-33 | 5094-IY8XT, 8 ANALOG INPUT, TC/RTD/ I&V | JB71 B,PNL GEN CTRL
AT0140 | 2769310-1,2769310-4 | MODULE, DECS-250 | JB71 B,PNL GEN CTRL
AU0120 | 2684693-22 | 5094-AENTRXT, FLEX 5000 I/O | JB71 B,PNL GEN CTRL
FU0120 | 1043265-1,1043265-7 | FUSE, 20A | JB71 B,PNL GEN CTRL
FU0121 | 1043265-1,1043265-5 | FUSE, 10A | JB71 B,PNL GEN CTRL
FU0122 | 1043265-1,1043265-5 | FUSE, 10A | JB71 B,PNL GEN CTRL
FU0123 | 1043265-1,1043265-5 | FUSE, 10A | JB71 B,PNL GEN CTRL
FU0124 | 1043265-1,1043265-4 | FUSE, 5A | JB71 B,PNL GEN CTRL
FU0125 | 1043265-1,1043265-4 | FUSE, 5A | JB71 B,PNL GEN CTRL
FU0126 | 1043265-1,1043265-4 | FUSE, 5A | JB71 B,PNL GEN CTRL
FU0127 | 1043265-1,1043265-4 | FUSE, 5A | JB71 B,PNL GEN CTRL
GR0120 | 903849C1 | RAIL GROUND, DIN RAIL GROUNDING | JB71 B,PNL GEN CTRL
GR0140 | 903849C1 | RAIL GROUND, DIN RAIL GROUNDING | JB71 B,PNL GEN CTRL
GR0141 | 903849C1 | RAIL GROUND, DIN RAIL GROUNDING | JB71 B,PNL GEN CTRL
KA0123 | 1061979-1 | RELAY, CGCM #1 ENABLE | JB71 B,PNL GEN CTRL
KA0128 | 1061979-1 | RELAY, GEN TRIP SUMMARY BREAKER | JB71 B,PNL GEN CTRL
KA0185 | 1061979-1 | RELAY, PERMISSIVE CLOSE CONTROL BREAKER | JB71 B,PNL GEN CTRL
KA0186 | 1061979-1 | RELAY, PERMISSIVE CLOSE UTILITY BREAKER | JB71 B,PNL GEN CTRL
KA0188 | 1503049-2,1503049-4 | RELAY, NORMAL SYNC | JB71 B,PNL GEN CTRL
KA0310 | 1061979-1 | RELAY, CGCM #1 FAULT | JB71 B,PNL GEN CTRL
KA0313 | 1503049-1 | RELAY, PMG INPUT #1 | JB71 B,PNL GEN CTRL
KA0330 | 1061979-1 | RELAY, GEN CB CLOSED | JB71 B,PNL GEN CTRL
KA0332 | 1503049-2 | RELAY, CLOSE CONTROL BREAKER | JB71 B,PNL GEN CTRL
KA0333 | 1503049-3 | RELAY, TRIP CONTROL BREAKER | JB71 B,PNL GEN CTRL
KA0336 | 1061979-1 | RELAY, GEN CB OPEN | JB71 B,PNL GEN CTRL
KA0342 | 1503049-2 | RELAY, CLOSE UTILITY BREAKER | JB71 B,PNL GEN CTRL
KA0365 | 1061979-1 | RELAY, SYNCHRONIZATION OK | JB71 B,PNL GEN CTRL
XT0120 | 1066730-7 | TERMINAL BLOCK, SPRING, 4 CONDUCTOR,30-12 AWG (0.05-3.31 MM2),NON-IS | JB71 B,PNL GEN CTRL
XT0121 | 1066730-7 | TERMINAL BLOCK, SPRING, 4 CONDUCTOR,30-12 AWG (0.05-3.31 MM2),NON-IS | JB71 B,PNL GEN CTRL
XT0122 | 1066730-7 | TERMINAL BLOCK, SPRING, 4 CONDUCTOR,30-12 AWG (0.05-3.31 MM2),NON-IS | JB71 B,PNL GEN CTRL
XT0125 | 1066730-7 | TERMINAL BLOCK, SPRING, 4 CONDUCTOR,30-12 AWG (0.05-3.31 MM2),NON-IS | JB71 B,PNL GEN CTRL
XT0140 | 1066730-7 | TERMINAL BLOCK, SPRING, 4 CONDUCTOR,30-12 AWG (0.05-3.31 MM2),NON-IS | JB71 B,PNL GEN CTRL
XT0141 | 1066730-7 | TERMINAL BLOCK, SPRING, 4 CONDUCTOR,30-12 AWG (0.05-3.31 MM2),NON-IS | JB71 B,PNL GEN CTRL
XT0142 | 1066730-7 | TERMINAL BLOCK, SPRING, 4 CONDUCTOR,30-12 AWG (0.05-3.31 MM2),NON-IS | JB71 B,PNL GEN CTRL
XT0143 | 1066730-7 | TERMINAL BLOCK, SPRING, 4 CONDUCTOR,30-12 AWG (0.05-3.31 MM2),NON-IS | JB71 B,PNL GEN CTRL
XT0313 | 1066730-7 | TERMINAL BLOCK, SPRING, 4 CONDUCTOR,30-12 AWG (0.05-3.31 MM2),NON-IS | JB71 B,PNL GEN CTRL
XT0337 | 1066730-62,1066730-79 | TERMINAL BLOCK, SPRING, 3 CONDUCTOR,22-8 AWG (0.3-6 MM2),NON-IS | JB71 B,PNL GEN CTRL
XT0338 | 1066730-62,1066730-79 | TERMINAL BLOCK, SPRING, 3 CONDUCTOR,22-8 AWG (0.3-6 MM2),NON-IS | JB71 B,PNL GEN CTRL
XT0780 | 1066730-7 | TERMINAL BLOCK, SPRING, 4 CONDUCTOR,30-12 AWG (0.05-3.31 MM2),NON-IS | JB71 B,PNL GEN CTRL
XT0782 | 1066730-7,1503051-2 | TERMINAL BLOCK, SPRING, 4 CONDUCTOR,30-12 AWG (0.05-3.31 MM2),NON-IS | JB71 B,PNL GEN CTRL
XT0783 | 1066730-7,1503051-2 | TERMINAL BLOCK, SPRING, 4 CONDUCTOR,30-12 AWG (0.05-3.31 MM2),NON-IS | JB71 B,PNL GEN CTRL
XTFG12 | 1066730-1,1066730-2 | TERMINAL STRIP, 4 CONDUCTOR | JB71 B,PNL GEN CTRL
AF0400 | 1322418-31,1322418-40,1322418-72,1322418-73 | 1444-TSCX02-02RB, 2-CH TACHOMETER INPUT^DYNAMIX 1444 VIBRATION | JB71 B,PNL VIBRATION
AF0410 | 1322418-11,1322418-20,1322418-70,1322418-71 | 1444-DYN04-01RA, 4-CH VIBRATION INPUT^DYNAMIX 1444 VIBRATION | JB71 B,PNL VIBRATION
AF0420 | 1322418-11,1322418-20,1322418-70,1322418-71 | 1444-DYN04-01RA, 4-CH VIBRATION INPUT^DYNAMIX 1444 VIBRATION | JB71 B,PNL VIBRATION
AF0450 | 1322418-11,1322418-20,1322418-70,1322418-71 | 1444-DYN04-01RA, 4-CH VIBRATION INPUT^DYNAMIX 1444 VIBRATION | JB71 B,PNL VIBRATION
AF0510 | 1322418-11,1322418-20,1322418-70,1322418-71 | 1444-DYN04-01RA, 4-CH VIBRATION INPUT^DYNAMIX 1444 VIBRATION | JB71 B,PNL VIBRATION
FU0400 | 1043265-1,1043265-4 | FUSE, 5A | JB71 B,PNL VIBRATION
FU0410 | 1043265-1,1043265-3 | FUSE, 2A | JB71 B,PNL VIBRATION
FU0411 | 1043265-1,1043265-3 | FUSE, 2A | JB71 B,PNL VIBRATION
FU0412 | 1043265-1,1043265-3 | FUSE, 2A | JB71 B,PNL VIBRATION
FU0680 | 1043265-1,1043265-4 | FUSE, 5A | JB71 B,PNL VIBRATION
GR0400 | 903842C1 | RAIL LUG, DINRAIL GROUNDING | JB71 B,PNL VIBRATION
UA1520 | 1105411-11 | SIGNAL CONVERTER, BAM 2 SIGNAL CONDITIONER | JB71 B,PNL VIBRATION
XT0400 | 1066730-1,1066730-2 | TERMINAL STRIP, 4 CONDUCTOR | JB71 B,PNL VIBRATION
XT0401 | 1066730-7,1066730-8 | TERMINAL BLOCK, SPRING, 4 CONDUCTOR,30-12 AWG (0.05-3.31 MM2),NON-IS | JB71 B,PNL VIBRATION
XT1520 | 1066730-1,1066730-2 | TERMINAL STRIP, 4 CONDUCTOR | JB71 B,PNL VIBRATION
XT1521 | 1066730-7,1066730-8 | TERMINAL BLOCK, SPRING, 4 CONDUCTOR,30-12 AWG (0.05-3.31 MM2),NON-IS | JB71 B,PNL VIBRATION
AF0051 | 2684693-17,2684693-25 | 5094-OB8XT, 8 DISCRETE OUTPUT | JB71 C,PNL LIQ FUEL
AF0052 | 2684693-18,2684693-56 | 5094-IF8IHXT, 8 ANALOG INPUT, ISOLATED | JB71 C,PNL LIQ FUEL
AF0053 | 2684693-17,2684693-23 | 5094-IB16XT, 16 DISCRETE INPUT | JB71 C,PNL LIQ FUEL
AF0351 | 2684693-17,2684693-25 | 5094-OB8XT, 8 DISCRETE OUTPUT | JB71 C,PNL LIQ FUEL
AF0352 | 2684693-18,2684693-56 | 5094-IF8IHXT, 8 ANALOG INPUT, ISOLATED | JB71 C,PNL LIQ FUEL
AU0050 | 2684693-22 | 5094-AENTRXT, FLEX 5000 I/O | JB71 C,PNL LIQ FUEL
AU0350 | 2684693-22 | 5094-AENTRXT, FLEX 5000 I/O | JB71 C,PNL LIQ FUEL
FU0050 | 1043265-1,1043265-7 | FUSE, 20A | JB71 C,PNL LIQ FUEL
FU0051 | 1043265-1,1043265-5 | FUSE, 10A | JB71 C,PNL LIQ FUEL
FU0052 | 1043265-1,1043265-5 | FUSE, 10A | JB71 C,PNL LIQ FUEL
FU0214 | 1043265-1,1043265-4 | FUSE, 5A | JB71 C,PNL LIQ FUEL
FU0350 | 1043265-1,1043265-5 | FUSE, 10A | JB71 C,PNL LIQ FUEL
FU0351 | 1043265-1,1043265-5 | FUSE, 10A | JB71 C,PNL LIQ FUEL
FU2220 | 1043265-1,1043265-4 | FUSE, 5A | JB71 C,PNL LIQ FUEL
FU2228 | 1043265-1,1043265-5 | FUSE, 10A | JB71 C,PNL LIQ FUEL
GR0050 | 903849C1 | RAIL GROUND, DIN RAIL GROUNDING | JB71 C,PNL LIQ FUEL
GR0051 | 903849C1 | RAIL GROUND, DIN RAIL GROUNDING | JB71 C,PNL LIQ FUEL
GR0350 | 903849C1 | RAIL GROUND, DIN RAIL GROUNDING | JB71 C,PNL LIQ FUEL
KA0050 | 1061979-1 | RELAY, NO EMERGENCY^SHUTDOWN SUMMARY | JB71 C,PNL LIQ FUEL
KA0051 | 1061979-1 | RELAY, NO EMERGENCY^SHUTDOWN SUMMARY | JB71 C,PNL LIQ FUEL
KA0052 | 1061979-1 | RELAY, NO EMERGENCY^SHUTDOWN SUMMARY | JB71 C,PNL LIQ FUEL
KA0071 | 1061979-1 | RELAY, LF SECONDARY SO | JB71 C,PNL LIQ FUEL
KA0381 | 1061979-1 | RELAY, LF PRIMARY SO | JB71 C,PNL LIQ FUEL
KA0383 | 1061979-1 | RELAY, LF VFD ENABLE | JB71 C,PNL LIQ FUEL
XT0050 | 1066730-7,1066730-8 | TERMINAL BLOCK, SPRING, 4 CONDUCTOR,30-12 AWG (0.05-3.31 MM2),NON-IS | JB71 C,PNL LIQ FUEL
XT0059 | 1066730-7,1067996-4 | TERMINAL BLOCK, SPRING, 4 CONDUCTOR,30-12 AWG (0.05-3.31 MM2),NON-IS | JB71 C,PNL LIQ FUEL
AU1? | < no partnumber assigned > | 5094-AEN2TRXT, FLEX 5000 I/O | PANEL
BUOSM | DRIVER COMMON |  | PANEL
CCFGJB75FG2 | CUSTOMER DEFINED | CUSTOMER GROUNDING, CONTROL CONSOLE FRAME | PANEL
JB71FG1 | FRAME_GROUND | BOSS, GROUNDING | PANEL
JB71FG2 | FRAME_GROUND | BOSS, GROUNDING | PANEL
LZ1020 | 1901583-1 | EXCITER, TORCH EXCITER | PANEL