## Blue Labels
(SHT 1) TURBINE DOOR | (SHT 2) TURBINE PANEL | (SHT 3) GEN DOOR | (SHT 4) GEN PANEL | (SHT 5) FIRE BOX | (SHT 6) FIRE PANEL | (SHT 7) PROX BOX | (SHT 8) JB100 DRIVER BOX | (SHT 9) JB55
UA1200 | AT0680 | AU0180 | UJ0131 | XT0174 | FU0170 | UA1263 | WC0060 | XT1855
PEG0130 | UJ0291 | AF0181 | XT0011 | XT0170 | KA0172 | UA1211 | AF0067 | GR5501
PC0471 | BA1100 | AF0182 | FU0011 | GR0170 | KA0174 | UA1210 | AF0066
XT0680 | XT0233 | AF0183 | FU0012 | HL0171 | KA6510 | UA1221 | AF0065
FU1100 | XT0235 | AF0184 | FU0013 | HL0172 | KA6511 | UA1220 | AF0064
FU1101 | XT0236 | FU0180 | FU0014 | HL0173 | XT0172 | UA1231 | AF0063
FU1102 | XT0237 | FU0181 | FU0015 | SA0170 | GR0172 | UA1230 | AF0062
FU0680 | XT0240 | XT0180 | FU0017 | SB0170 | AT0170 | UA1262 | AF0061
PC0470 | FU0210 | XT0085 | GR0234 | AT0178 | UV0170 | GR0404 | AU0060
GR1101 | FU0212 | GR0141 | WC0050 | AT0176 |  |  | GR0101
GR0232 | FU0700 | AU0120 | AF0054 | AT0175 |  |  | FU0060
AT1100 | FU0139 | AF0121 | AF0053 | GR0171 |  |  | FU0061
SB0471 | XT0138 | AF0122 | AF0052 |  |  |  | FU0062
SB0473 | XT0139 | AF0123 | AF0051 |  |  |  | FU0063
SB0474 | XT0134 | FU0120 | AU0050 |  |  |  | FU0070
SA0471 | XT0135 | FU0121 | GR0143 |  |  |  | FU0071
SA0472 | FU0137 | XT0120 | XT0014 |  |  |  | FU0072
GR0133 | FU0136 | KA0121 | XT0500 |  |  |  | FU0100
SA047300 | KA0176 | KA0123 | GR0144 |  |  |  | XT0060
SH0471 | XT0171 | KA0128 | KA0310 |  |  |  | XT0070
SH0470 | KA0130 | KA0180 | KA0330 |  |  |  | XT1100
SH0472 | KA0131 | KA0185 | KA0331 |  |  |  | XT1101
HA0472 | KA0132 | GR0142 | KA0332 |  |  |  | XT1102
SB0472 | KA0141 | XT0050 | KA0333 |  |  |  | XT1110
GR1100 | KA0133 | FU0050 | KA0335 |  |  |  | KA0221
| KA0134 | FU0051 | KA0336 |  |  |  | KA0222
| KA0144 | FU0052 | FU0330 |  |  |  | KA0260
| KA0136 | FU0053 | FU0332 |  |  |  | KA0261
| KA0137 | FU0054 | FU0333 |  |  |  | KA0262
| KA0138 | FU0055 | FU0334 |  |  |  | KA0270
| KA2160 | FU0056 | FU0335 |  |  |  | KA0271
| KA2161 | UA1520 | XT0334 |  |  |  | KA1710
| KA0178 | XT1521 | XT0332 |  |  |  | KA1020
| XT0147 | XTFGH | XT0335 |  |  |  | KA0298
| KT0140 | GR0140 | XT0336 |  |  |  | KA0299
| KT0141 | PEG0140 | XT0337 |  |  |  | FU0211
| KT0142 | IEG0130 | XT0338 |  |  |  | FU2240
| KT0143 |  | GR0145 |  |  |  | AF0078
| KT0144 |  | AF0055 |  |  |  | GR0102
| KT0145 |  | AF0056 |  |  |  | IEG0100
| KT0146 |  | XT0130 |  |  |  | AF0068
| GR0131 |  | FU0113 |  |  |  | AU0070
| WC0082 |  | XT0110 |  |  |  | AF0071
| AF0086 |  | AF0400 |  |  |  | AF0072
| AF0085 |  | AF0410 |  |  |  | AF0073
| AF0084 |  | AF0420 |  |  |  | AF0074
| AF0083 |  | AF0450 |  |  |  | AF0075
| AF0082 |  | XT0400 |  |  |  | AF0076
| AF0081 |  | AT0140 |  |  |  | AF0077
| AU0080 |  | XT0313 |  |  |  | GR0103
| FU0080 |  | FU0314 |  |  |  | WC0070
| FU0081 |  | FU0313
| FU0082 |  | XT0360
| XT0080 |  | XT0370
| GR0134 |  | XT0351
| AT0600 |  | XT0352
| UV0600 |  | XT0350
| AP0601 |  | KA2200
| AP0602 |  | KA3103
| AP0603 |  | KA4100
| AP0604 |  | KA6211
| AP0605 |  | GR0146
| AP0606 |  | KA0313
AR0600
IEG0230
AF0087
FU0095
XT0136
XT0137
KA0231
KA0232
KA0233
KA0234
KA0235
KA0236
KA0237
KA0238
KA0239
KA0240
KA0248
KA0250
KA0241
KA0242
KA0243
KA0244
KA0246
KA0247
KA0245
KA0249
KA7512
KA0875
XT7512
KA0135
GR0233
KA0181
KA0182
FU0090
KA0183
FU0091
FU0092
FU0093
FU0094
XT0090
AU0090
AF0091
AF0092
AF0093
AF0094
AF0095
AF0096
GR0231

## White Labels
(SHT 5) FIRE BOX | (SHT 6) FIRE PANEL | (SHT 3) GEN DOOR | (SHT 3) GEN DOOR - (SHT 4) GEN PANEL | (SHT 3) GEN DOOR - JB70 | (SHT 4) GEN PANEL | (SHT 4) GEN PANEL - (SHT 2) TURBINE PANEL | (SHT 8) JB100 DRIVER BOX | (SHT 1) TURBINE DOOR | (SHT 1) TURBINE DOOR - (SHT 2) TURBINE PANEL | (SHT 2) TURBINE PANEL
GR0170 | GR0172 | AF0183G | AT0140LS(S) | IEG01302 | AF0052G | WC8012 | AF0064G | PEG01304 | IEG02307 | 0V
GR0171 |  | AU0120G | EXCS |  | AF0055G |  | AF0065G |  |  | AF0083G
|  | AU0180G | GR0144 |  | AF0056G |  | AF0066G |  |  | AF0084G
|  | GR0140 | IEG01308 |  | AU0050G |  | AF0071G |  |  | AF0085G
|  | GR0141 | PEG01405 |  | GR0145 |  | AF0072G |  |  | AF0095G
|  | IEG01304 | PMGS |  | GR0146 |  | AF0073G |  |  | AU0080G
|  | IEG01305 |  |  | GR0234 |  | AF0074G |  |  | AU0090G
|  | IEG01306 |  |  | VBUSN |  | AF0075G |  |  | GR0131
[5 empty] | WC8101 |  | AF0076G |  |  | IEG023010
[5 empty] | WC8102 |  | AU0060G |  |  | IEG02302
[5 empty] | WC8201 |  | AU0070G |  |  | IEG02306
[5 empty] | WC8301 |  | IEG010001 |  |  | IEG02309
[5 empty] | XT04001 |  | IEG010003 |  |  | IEG07021
[5 empty] | XT04002 |  | IEG01002 |  |  | UV0600G

## Heat Shrink Labels
(SHT 5) FIRE BOX | (SHT 5) FIRE BOX - (SHT 6) FIRE PANEL | (SHT 6) FIRE PANEL | (SHT 3) GEN DOOR - (SHT 4) GEN PANEL | (SHT 4) GEN PANEL
WC8066 | WC5500 | WC5018 | WC4749 | WC8009
WC8067 | WC8069

## FIRE BOX
FIRE BOX
JB10
Project # | J0360
Project Name | BIOGEN
Revision | A.7
Controls DE | A.DOMINGUEZ
Phone:
Controls ME | A.GAMEZ
Phone:
From | [5 empty] | To
Device ID | Cable (W) Conductor (SC) Jumper Clip (JC) | Wire No. | Wire ID | Gauge/Size | Page/Zone | Device ID | Location | Page/Zone
XT0170:1 | JC | FU0170 | CLIP | --- | 12.A2 | XT0170:2 | FIRE BOX | 12.A2
XT0170:3 | JC | 0V | CLIP | --- | 12.A2 | XT0170:4 | FIRE BOX | 12.A2
AT0175:14 | SC | AT017514 | LEAD | --- | 94.A6 | RR0175S5: -10K OHM | FIRE BOX | 94.A6
AT0175:15 | SC | AT017515 | LEAD | --- | 94.A6 | RR0175S5: -10K OHM | FIRE BOX | 94.A6
AT0175:17 | SC | VD0175A | WHT | 20 | 27.B6 | XT0174:4 | FIRE BOX | 27.B3
AT0175:18 | SC | HL01712 | WHT | 20 | 27.B6 | XT0174:5 | FIRE BOX | 27.B3
AT0175:2 | SC | SB017023 | WHT | 20 | 27.B6 | XT0174:1 | FIRE BOX | 27.B3
AT0175:20 | SC | VD0175I | WHT | 20 | 27.C6 | XT0174:7 | FIRE BOX | 27.C3
AT0175:21 | SC | HL01722 | WHT | 20 | 27.C6 | XT0174:8 | FIRE BOX | 27.C3
AT0175:23 | SC | VD0175D | WHT | 20 | 27.C6 | XT0174:10 | FIRE BOX | 27.C3
AT0175:24 | SC | HL01732 | WHT | 20 | 27.C6 | XT0174:11 | FIRE BOX | 27.C3
AT0175:3 | SC | SB017024 | WHT | 20 | 27.B6 | XT0174:2 | FIRE BOX | 27.B3
AT0175:4P1 | SC | AT01754P1 | WHT | 20 | 12.B5 | SA0170:24 | FIRE BOX | 27.A1
AT0175:GND | SC | AT0175G | GRN/YEL | 14 | 12.B5 | FRAME | FIRE BOX | 12.C6
AT0176:11 | SC | AT017611 | LEAD | --- | 96.A6 | RR0853: -10K OHM | FIRE BOX | 96.A6
AT0176:12 | SC | AT017612 | LEAD | --- | 96.A6 | RR0853: -10K OHM | FIRE BOX | 96.A6
AT0176:14 | SC | AT017614 | LEAD | --- | 94.D6 | RR0176S5: -10K OHM | FIRE BOX | 94.D6
AT0176:15 | SC | AT017615 | LEAD | --- | 94.D6 | RR0176S5: -10K OHM | FIRE BOX | 94.D6
AT0176:17 | SC | AT017617 | LEAD | --- | 94.C6 | RR0176S6: -10K OHM | FIRE BOX | 94.C6
AT0176:18 | SC | AT017618 | LEAD | --- | 94.C6 | RR0176S6: -10K OHM | FIRE BOX | 94.C6
AT0176:20 | SC | AT017620 | LEAD | --- | 94.C6 | RR0176S7: -10K OHM | FIRE BOX | 94.C6
AT0176:21 | SC | AT017621 | LEAD | --- | 94.C6 | RR0176S7: -10K OHM | FIRE BOX | 94.C6
AT0176:4P1 | SC | AT01764P1 | WHT | 14 | 12.C5 | AT0178:1P1 | FIRE BOX | 12.D5
AT0176:5P1 | SC | AT01765P1 | WHT | 14 | 12.C5 | AT0178:2P1 | FIRE BOX | 12.D5
AT0176:8 | SC | AT01768 | LEAD | --- | 92.B6 | RR0176S3: -10K OHM | FIRE BOX | 92.B6
AT0176:9 | SC | AT01769 | LEAD | --- | 92.B6 | RR0176S3: -10K OHM | FIRE BOX | 92.B6
AT0176:GND | SC | AT0176G | GRN/YEL | 14 | 12.C5 | FRAME | FIRE BOX | 12.C6
AT0178:20 | SC | AT017820 | LEAD | --- | 97.D6 | RR0178S7: -10K OHM | FIRE BOX | 97.D6
AT0178:21 | SC | AT017821 | LEAD | --- | 97.D6 | RR0178S7: -10K OHM | FIRE BOX | 97.D6
AT0178:23 | SC | VD0178 | WHT | 20 | 27.D6 | XT0170:17 | FIRE BOX | 27.D6
AT0178:24 | SC | KA0178A2 | WHT | 20 | 27.D6 | XT0170:18 | FIRE BOX | 27.D6
AT0178:GND | SC | AT0178G | GRN/YEL | 14 | 12.D5 | FRAME | FIRE BOX | 12.D6
GR0170: | SC | GR0170 | GRN/YEL | 14 | 5.A3 | FGJB10:1 | FIRE BOX | 5.A3
GR0171: | SC | GR0171 | GRN/YEL | 14 | 5.A3 | FGJB10:2 | FIRE BOX | 5.A3
HL0171:1 | SC | HL01711 | WHT | 20 | 27.B1 | XT0174:3 | FIRE BOX | 27.B2
HL0171:2 | SC | HL01712 | WHT | 20 | 27.B1 | XT0174:5 | FIRE BOX | 27.B3
HL0172:1 | SC | HL01721 | WHT | 20 | 27.C1 | XT0174:6 | FIRE BOX | 27.C2
HL0172:2 | SC | HL01722 | WHT | 20 | 27.C1 | XT0174:8 | FIRE BOX | 27.C3
HL0173:1 | SC | HL01731 | WHT | 20 | 27.C1 | XT0174:9 | FIRE BOX | 27.C2
HL0173:2 | SC | HL01732 | WHT | 20 | 27.C1 | XT0174:11 | FIRE BOX | 27.C3
RR0175A: -10K OHM | SC | VD0175A | LEAD | --- | 27.B3 | XT0174:4 | FIRE BOX | 27.B3
RR0175A: -10K OHM | SC | HL01712 | LEAD | --- | 27.B3 | XT0174:5 | FIRE BOX | 27.B3
RR0175D: -10K OHM | SC | VD0175D | LEAD | --- | 27.C3 | XT0174:10 | FIRE BOX | 27.C3
RR0175D: -10K OHM | SC | HL01732 | LEAD | --- | 27.C3 | XT0174:11 | FIRE BOX | 27.C3
RR0175I: -10K OHM | SC | VD0175I | LEAD | --- | 27.C3 | XT0174:7 | FIRE BOX | 27.C3
RR0175I: -10K OHM | SC | HL01722 | LEAD | --- | 27.C3 | XT0174:8 | FIRE BOX | 27.C3
RR0175M: -10K OHM | SC | SB017023 | LEAD | --- | 27.B3 | XT0174:1 | FIRE BOX | 27.B3
RR0175M: -10K OHM | SC | SB017024 | LEAD | --- | 27.B3 | XT0174:2 | FIRE BOX | 27.B3
RR0178: -10K OHM | SC | VD0178 | LEAD | --- | 27.D6 | XT0170:17 | FIRE BOX | 27.D6
RR0178: -10K OHM | SC | KA0178A2 | LEAD | --- | 27.D6 | XT0170:18 | FIRE BOX | 27.D6
SA0170:13 | SC | SA017013 | WHT | 20 | 27.A1 | XT0170:12 | FIRE BOX | 27.A6
SA0170:14 | SC | SA017014 | WHT | 20 | 27.A1 | XT0170:11 | FIRE BOX | 27.A6
SB0170:23 | SC | SB017023 | WHT | 20 | 27.B1 | XT0174:1 | FIRE BOX | 27.B3
SB0170:24 | SC | SB017024 | WHT | 20 | 27.B1 | XT0174:2 | FIRE BOX | 27.B3
VD0175A:--1N4007 | SC | HL01711 | LEAD | --- | 27.B2 | XT0174:3 | FIRE BOX | 27.B2
VD0175A:+-1N4007 | SC | VD0175A | LEAD | --- | 27.B2 | XT0174:4 | FIRE BOX | 27.B3
VD0175D:--1N4007 | SC | HL01731 | LEAD | --- | 27.C2 | XT0174:9 | FIRE BOX | 27.C2
VD0175D:+-1N4007 | SC | VD0175D | LEAD | --- | 27.C2 | XT0174:10 | FIRE BOX | 27.C3
VD0175I:--1N4007 | SC | HL01721 | LEAD | --- | 27.C2 | XT0174:6 | FIRE BOX | 27.C2
VD0175I:+-1N4007 | SC | VD0175I | LEAD | --- | 27.C2 | XT0174:7 | FIRE BOX | 27.C3
VD0178:--1N4007 | SC | KA0178A1 | LEAD | --- | 27.D6 | XT0170:16 | FIRE BOX | 27.D5
VD0178:+-1N4007 | SC | VD0178 | LEAD | --- | 27.D6 | XT0170:17 | FIRE BOX | 27.D6
AT0175:1P2 | WC8066 | AT01751P2 | WHT | 16 | 12.C7 | AT0176:4P2 | FIRE BOX | 12.C7
AT0175:2P2 | WC8066 | AT01752P2 | BLK | 16 | 12.C7 | AT0176:5P2 | FIRE BOX | 12.C7
AT0175:3P2 | WC8066 | AT01753P2 | SH | 16 | 12.C7 | AT0176:6P2 | FIRE BOX | 12.C7
AT0176:1P2 | WC8067 | AT01761P2 | WHT | 16 | 12.D7 | AT0178:4P2 | FIRE BOX | 12.D7
AT0176:2P2 | WC8067 | AT01762P2 | BLK | 16 | 12.D7 | AT0178:5P2 | FIRE BOX | 12.D7
AT0176:3P2 | WC8067 | AT01763P2 | SH | 16 | 12.D7 | AT0178:6P2 | FIRE BOX | 12.D7
AT0175:11 | SC | KA651012 | WHT | 20 | 94.A6 | KA6510:12 | FIRE PANEL | 94.A6
AT0175:1P1 | SC | UV01709 | WHT | 14 | 12.B5 | UV0170:9(+) | FIRE PANEL | 12.A3
AT0175:2P1 | SC | UV017010 | WHT | 14 | 12.B5 | UV0170:10(-) | FIRE PANEL | 12.A3
AT0175:5P1 | SC | KA6510A2 | WHT | 20 | 12.B5 | KA6510:A2 | FIRE PANEL | 27.A5
AT0176:1P1 | SC | UV017011 | WHT | 14 | 12.C5 | UV0170:11(+) | FIRE PANEL | 12.A3
AT0176:2P1 | SC | UV017012 | WHT | 14 | 12.C5 | UV0170:12(-) | FIRE PANEL | 12.A3
SA0170:23 | SC | KA6510A1 | WHT | 20 | 27.A1 | KA6510:A1 | FIRE PANEL | 27.A5
XT0170:1 | SC | FU0170 | WHT | 14 | 12.A2 | XT0172:4 | FIRE PANEL | 91.A6
XT0170:10 | SC | KA017412 | WHT | 20 | 90.D5 | KA0174:12 | FIRE PANEL | 90.D6
XT0170:11 | SC | SA017014 | WHT | 20 | 27.A6 | AT0170:11 | FIRE PANEL | 27.A6
XT0170:12 | SC | SA017013 | WHT | 20 | 27.A6 | AT0170:12 | FIRE PANEL | 27.A6
XT0170:13 | SC | FU0139 | WHT | 20 | 12.B3 | AT0170:24 | FIRE PANEL | 12.B3
XT0170:13 | SC | FU0139 | WHT | 20 | 12.B3 | AT0170:30 | FIRE PANEL | 12.C3
XT0170:14 | SC | KA0243A1 | WHT | 20 | 12.B3 | AT0170:26 | FIRE PANEL | 12.B3
XT0170:15 | SC | KA0245A1 | WHT | 20 | 12.C3 | AT0170:32 | FIRE PANEL | 12.C3
XT0170:19 | SC | LON0P | WHT | 14 | 93.A6 | UV0170:13(+) | FIRE PANEL | 93.B7
XT0170:2 | SC | FU0170 | WHT | 14 | 12.A2 | FU0170:LD | FIRE PANEL | 12.A2
XT0170:2 | SC | FU0170 | WHT | 14 | 12.A2 | UV0170:1(+) | FIRE PANEL | 12.A3
XT0170:2 | SC | FU0170 | WHT | 14 | 12.A2 | UV0170:3(+) | FIRE PANEL | 12.A3
XT0170:20 | SC | LON0N | WHT | 14 | 93.A6 | UV0170:14(-) | FIRE PANEL | 93.B7
XT0170:22 | SC | LON2P | WHT | 14 | 93.D6 | UV0170:15(+) | FIRE PANEL | 93.B7
XT0170:23 | SC | LON2N | WHT | 14 | 93.D6 | UV0170:16(-) | FIRE PANEL | 93.B7
XT0170:29 | SC | KA017221 | WHT | 20 | 90.D5 | KA0172:21 | FIRE PANEL | 90.D6
XT0170:3 | SC | 0V | WHT | 14 | 12.A2 | UV0170:2(-) | FIRE PANEL | 12.A3
XT0170:3 | SC | 0V | WHT | 14 | 12.A2 | UV0170:4(-) | FIRE PANEL | 12.A3
XT0170:30 | SC | KA017222 | WHT | 20 | 90.D5 | KA0172:22 | FIRE PANEL | 90.D6
XT0170:4 | SC | 0V | WHT | 14 | 12.A2 | XT0172:5 | FIRE PANEL | 91.A6
XT0170:4 | SC | 0V | WHT | 20 | 12.A2 | KA0172:A2 | FIRE PANEL | 12.B2
XT0170:5 | SC | AT017045 | WHT | 20 | 90.C5 | AT0170:45 | FIRE PANEL | 90.C6
XT0170:6 | SC | AT017046 | WHT | 20 | 90.C5 | AT0170:46 | FIRE PANEL | 90.C6
XT0170:7 | SC | KA017211 | WHT | 20 | 90.C5 | KA0172:11 | FIRE PANEL | 90.C6
XT0170:8 | SC | KA017212 | WHT | 20 | 90.D5 | KA0172:12 | FIRE PANEL | 90.C6
XT0170:9 | SC | KA017411 | WHT | 20 | 90.D5 | KA0174:11 | FIRE PANEL | 90.D6
AT0178:1P2 | WC5500 | LON1A | WHT | 16 | 91.A6 | XT0172:1 | FIRE PANEL | 91.A6
AT0178:2P2 | WC5500 | LON1B | BLK | 16 | 91.A6 | XT0172:2 | FIRE PANEL | 91.A6
AT0178:3P2 | WC5500 | LON1S1 | SH | 16 | 91.A6 | XT0172:3 | FIRE PANEL | 91.A6
AT0175:4P2 | WC8069 | AT017050 | WHT | 16 | 12.A7 | AT0170:50 | FIRE PANEL | 12.A7
AT0175:5P2 | WC8069 | AT017049 | BLK | 16 | 12.A7 | AT0170:49 | FIRE PANEL | 12.A7
AT0175:6P2 | WC8069 | AT017048 | SH | 16 | 12.A7 | AT0170:48 | FIRE PANEL | 12.A7
XT0170:1 | SC | FU0170 | WHT | 20 | 12.A2 | KA0875:14 | TURBINE PANEL | 27.D6
XT0170:3 | SC | 0V | WHT | 14 | 12.A2 | XT0134:2 | TURBINE PANEL | 14.B3
XT0170:4 | SC | 0V | WHT | 14 | 12.A2 | XT0147:2 | TURBINE PANEL | 27.D5
XT0170:16 | WC5096 | KA0178A1 | 1 | 16 | 27.D5 | XT0147:3 | TURBINE PANEL | 27.D3
XT0170:18 | WC5096 | KA0178A2 | 2 | 16 | 27.D6 | XT0147:4 | TURBINE PANEL | 27.D3
XT0170:13 | WC8013 | FU0139 | 1 | 16 | 12.B3 | XT0240:12 | TURBINE PANEL | 16.C4
XT0170:14 | WC8013 | KA0243A1 | 2 | 16 | 12.B3 | XT0240:7 | TURBINE PANEL | 16.C3
XT0170:15 | WC8013 | KA0245A1 | 3 | 16 | 12.C3 | XT0240:8 | TURBINE PANEL | 16.D3
SolarTools ver. 24.0.84.24712 (Jul 31, 2025)
Report date: 2/12/2026 10:26 AM

## FIRE PANEL
FIRE PANEL
JB10
Project # | J0360
Project Name | BIOGEN
Revision | A.7
Controls DE | A.DOMINGUEZ
Phone:
Controls ME | A.GAMEZ
Phone:
From | [5 empty] | To
Device ID | Cable (W) Conductor (SC) Jumper Clip (JC) | Wire No. | Wire ID | Gauge/Size | Page/Zone | Device ID | Location | Page/Zone
AT0170:1 | SC | UV01705 | WHT | 14 | 12.A5 | UV0170:5(+) | FIRE PANEL | 12.A3
AT0170:2 | SC | UV01706 | WHT | 14 | 12.A5 | UV0170:6(-) | FIRE PANEL | 12.A3
AT0170:25 | SC | AT017025 | WHT | 20 | 12.B3 | KA0172:A1 | FIRE PANEL | 12.B2
AT0170:3 | SC | UV01707 | WHT | 14 | 12.A5 | UV0170:7(+) | FIRE PANEL | 12.A3
AT0170:31 | SC | AT017031 | WHT | 20 | 12.C3 | KA0174:A1 | FIRE PANEL | 12.C2
AT0170:4 | SC | UV01708 | WHT | 14 | 12.A5 | UV0170:8(-) | FIRE PANEL | 12.A3
AT0170:GND | SC | AT0170G | GRN/YEL | 14 | 12.A5 | FRAME | FIRE PANEL | 12.B6
GR0172: | SC | GR0172 | GRN/YEL | 14 | 5.A4 | FGJB10:3 | FIRE PANEL | 5.A4
KA0172:A2 | SC | 0V | WHT | 20 | 12.B2 | KA0174:A2 | FIRE PANEL | 12.C2
KA6510:A1 | SC | KA6510A1 | WHT | 20 | 27.A5 | KA6511:A1 | FIRE PANEL | 27.A5
KA6510:A2 | SC | KA6510A2 | WHT | 20 | 27.A5 | KA6511:A2 | FIRE PANEL | 27.A5
UV0170:GND | SC | UV0170G | GRN/YEL | 14 | 12.A3 | FRAME | FIRE PANEL | 12.B4
XT0172:16 | SC | FU0170 | WHT | 14 | 91.B6 | XT0172:7 | FIRE PANEL | 91.D6
XT0172:17 | SC | 0V | WHT | 14 | 91.B6 | XT0172:8 | FIRE PANEL | 91.D6
XT0172:18 | SC | LON1S2 | WHT | 14 | 91.B6 | XT0172:9 | FIRE PANEL | 91.D6
XT0172:4 | SC | FU0170 | WHT | 14 | 91.A6 | XT0172:16 | FIRE PANEL | 91.B6
XT0172:5 | SC | 0V | WHT | 14 | 91.A6 | XT0172:17 | FIRE PANEL | 91.B6
XT0172:6 | SC | LON1S2 | WHT | 16 | 91.A6 | XT0172:18 | FIRE PANEL | 91.B6
AT0170:53 | WC5018 | LON2A | WHT | 16 | 93.D6 | XT0172:22 | FIRE PANEL | 93.D6
AT0170:52 | WC5018 | LON2B | BLK | 16 | 93.D6 | XT0172:23 | FIRE PANEL | 93.D6
AT0170:51 | WC5018 | LON2S1 | SH | 16 | 93.D6 | XT0172:24 | FIRE PANEL | 93.D6
AT0170:11 | SC | SA017014 | WHT | 20 | 27.A6 | XT0170:11 | FIRE BOX | 27.A6
AT0170:12 | SC | SA017013 | WHT | 20 | 27.A6 | XT0170:12 | FIRE BOX | 27.A6
AT0170:24 | SC | FU0139 | WHT | 20 | 12.B3 | XT0170:13 | FIRE BOX | 12.B3
AT0170:26 | SC | KA0243A1 | WHT | 20 | 12.B3 | XT0170:14 | FIRE BOX | 12.B3
AT0170:30 | SC | FU0139 | WHT | 20 | 12.C3 | XT0170:13 | FIRE BOX | 12.B3
AT0170:32 | SC | KA0245A1 | WHT | 20 | 12.C3 | XT0170:15 | FIRE BOX | 12.C3
AT0170:45 | SC | AT017045 | WHT | 20 | 90.C6 | XT0170:5 | FIRE BOX | 90.C5
AT0170:46 | SC | AT017046 | WHT | 20 | 90.C6 | XT0170:6 | FIRE BOX | 90.C5
FU0170:LD | SC | FU0170 | WHT | 14 | 12.A2 | XT0170:2 | FIRE BOX | 12.A2
KA0172:11 | SC | KA017211 | WHT | 20 | 90.C6 | XT0170:7 | FIRE BOX | 90.C5
KA0172:12 | SC | KA017212 | WHT | 20 | 90.C6 | XT0170:8 | FIRE BOX | 90.D5
KA0172:21 | SC | KA017221 | WHT | 20 | 90.D6 | XT0170:29 | FIRE BOX | 90.D5
KA0172:22 | SC | KA017222 | WHT | 20 | 90.D6 | XT0170:30 | FIRE BOX | 90.D5
KA0172:A2 | SC | 0V | WHT | 20 | 12.B2 | XT0170:4 | FIRE BOX | 12.A2
KA0174:11 | SC | KA017411 | WHT | 20 | 90.D6 | XT0170:9 | FIRE BOX | 90.D5
KA0174:12 | SC | KA017412 | WHT | 20 | 90.D6 | XT0170:10 | FIRE BOX | 90.D5
KA6510:12 | SC | KA651012 | WHT | 20 | 94.A6 | AT0175:11 | FIRE BOX | 94.A6
KA6510:A1 | SC | KA6510A1 | WHT | 20 | 27.A5 | SA0170:23 | FIRE BOX | 27.A1
KA6510:A2 | SC | KA6510A2 | WHT | 20 | 27.A5 | AT0175:5P1 | FIRE BOX | 12.B5
UV0170:1(+) | SC | FU0170 | WHT | 14 | 12.A3 | XT0170:2 | FIRE BOX | 12.A2
UV0170:10(-) | SC | UV017010 | WHT | 14 | 12.A3 | AT0175:2P1 | FIRE BOX | 12.B5
UV0170:11(+) | SC | UV017011 | WHT | 14 | 12.A3 | AT0176:1P1 | FIRE BOX | 12.C5
UV0170:12(-) | SC | UV017012 | WHT | 14 | 12.A3 | AT0176:2P1 | FIRE BOX | 12.C5
UV0170:13(+) | SC | LON0P | WHT | 14 | 93.B7 | XT0170:19 | FIRE BOX | 93.A6
UV0170:14(-) | SC | LON0N | WHT | 14 | 93.B7 | XT0170:20 | FIRE BOX | 93.A6
UV0170:15(+) | SC | LON2P | WHT | 14 | 93.B7 | XT0170:22 | FIRE BOX | 93.D6
UV0170:16(-) | SC | LON2N | WHT | 14 | 93.B7 | XT0170:23 | FIRE BOX | 93.D6
UV0170:2(-) | SC | 0V | WHT | 14 | 12.A3 | XT0170:3 | FIRE BOX | 12.A2
UV0170:3(+) | SC | FU0170 | WHT | 14 | 12.A3 | XT0170:2 | FIRE BOX | 12.A2
UV0170:4(-) | SC | 0V | WHT | 14 | 12.A3 | XT0170:3 | FIRE BOX | 12.A2
UV0170:9(+) | SC | UV01709 | WHT | 14 | 12.A3 | AT0175:1P1 | FIRE BOX | 12.B5
XT0172:4 | SC | FU0170 | WHT | 14 | 91.A6 | XT0170:1 | FIRE BOX | 12.A2
XT0172:5 | SC | 0V | WHT | 14 | 91.A6 | XT0170:4 | FIRE BOX | 12.A2
XT0172:1 | WC5500 | LON1A | WHT | 16 | 91.A6 | AT0178:1P2 | FIRE BOX | 91.A6
XT0172:2 | WC5500 | LON1B | BLK | 16 | 91.A6 | AT0178:2P2 | FIRE BOX | 91.A6
XT0172:3 | WC5500 | LON1S1 | SH | 16 | 91.A6 | AT0178:3P2 | FIRE BOX | 91.A6
AT0170:50 | WC8069 | AT017050 | WHT | 16 | 12.A7 | AT0175:4P2 | FIRE BOX | 12.A7
AT0170:49 | WC8069 | AT017049 | BLK | 16 | 12.A7 | AT0175:5P2 | FIRE BOX | 12.A7
AT0170:48 | WC8069 | AT017048 | SH | 16 | 12.A7 | AT0175:6P2 | FIRE BOX | 12.A7
AT0170:L1 | SC | BA1100L2 |  |  | 2.C1 | BA1100:L2 | TURBINE PANEL | 2.B2
AT0170:L2 | SC | AT0170L2 |  |  | 2.C1 | AP0602:L1 | TURBINE PANEL | 2.A2
FU0170:LI | SC | FU0136 | WHT | 12 | 12.A2 | XT0138:2 | TURBINE PANEL | 14.A3
SolarTools ver. 24.0.84.24712 (Jul 31, 2025)
Report date: 2/12/2026 10:26 AM

## GEN DOOR
GEN DOOR
JB72
Project # | J0360
Project Name | BIOGEN
Revision | A.7
Controls DE | A.DOMINGUEZ
Phone:
Controls ME | A.GAMEZ
Phone:
From | [5 empty] | To
Device ID | Cable (W) Conductor (SC) Jumper Clip (JC) | Wire No. | Wire ID | Gauge/Size | Page/Zone | Device ID | Location | Page/Zone
XT0050:1 | JC | 0V | CLIP | --- | 11.B1 | XT0050:2 | GEN DOOR | 11.B1
XT0050:2 | JC | 0V | CLIP | --- | 11.B1 | XT0050:3 | GEN DOOR | 11.B1
XT0050:3 | JC | 0V | CLIP | --- | 11.B1 | XT0050:4 | GEN DOOR | 11.B1
XT0050:4 | JC | 0V | CLIP | --- | 11.B1 | XT0050:5 | GEN DOOR | 11.B1
XT0050:5 | JC | 0V | CLIP | --- | 11.B1 | XT0050:6 | GEN DOOR | 11.C1
XT0050:6 | JC | 0V | CLIP | --- | 11.C1 | XT0050:7 | GEN DOOR | 11.C1
XT0120:1 | JC | 0V | CLIP | --- | 21.D1 | XT0120:2 | GEN DOOR | 21.D1
XT0180:1 | JC | 0V | CLIP | --- | 22.B1 | XT0180:2 | GEN DOOR | 22.B1
AF0122:07 | SC | JP1 | VIO | 20 | 25.C7 | AF0122:39 | GEN DOOR | 25.C7
AF0121:01 | SC | 012101 | WHT | 20 | 23.A7 | KA0121:A1 | GEN DOOR | 23.A5
AF0121:03 | SC | 012103 | WHT | 20 | 23.A7 | KA0123:A1 | GEN DOOR | 23.B5
AF0121:08 | SC | 012108 | WHT | 20 | 23.B7 | KA0128:A1 | GEN DOOR | 23.B5
AF0121:17 | SC | 012117 | WHT | 20 | 23.A7 | KA0121:A2 | GEN DOOR | 23.A5
AF0121:19 | SC | 012119 | WHT | 20 | 23.A7 | KA0123:A2 | GEN DOOR | 23.B5
AF0121:24 | SC | 012124 | WHT | 20 | 23.B7 | KA0128:A2 | GEN DOOR | 23.B5
AF0121:COM | SC | 0V | WHT | 14 | 21.D2 | XT0120:2 | GEN DOOR | 21.D1
AF0121:J | SC | * |  |  | 21.D2 | AF0122:P | GEN DOOR | 21.D3
AF0121:V+ | SC | FU0121 | WHT | 14 | 21.D2 | FU0121:LD | GEN DOOR | 21.D1
AF0122:COM | SC | AF0122N | WHT | 20 | 21.D3 | AF0123:COM | GEN DOOR | 21.D3
AF0122:COM | SC | AU0120N | WHT | 20 | 21.D3 | AU0120:COM | GEN DOOR | 21.C1
AF0122:J | SC | * |  |  | 21.D3 | AF0123:P | GEN DOOR | 21.D3
AF0122:V+ | SC | AF0122P | WHT | 20 | 21.D3 | AF0123:V+ | GEN DOOR | 21.D3
AF0122:V+ | SC | AU0120P | WHT | 20 | 21.D3 | AU0120:V+ | GEN DOOR | 21.C1
AF0123:SH | SC | IEG01304 | GRN | 14 | 21.D3 | IEG0130:4 | GEN DOOR | 21.D4
AF0123:SH | SC | AU0120G | GRN | 14 | 21.D3 | AU0120:GND | GEN DOOR | 21.C1
AF0181:00 | SC | 018100 | WHT | 20 | 25.B7 | KA0180:A1 | GEN DOOR | 25.B5
AF0181:10 | SC | 018110 | WHT | 20 | 26.A7 | KA0185:A1 | GEN DOOR | 26.A5
AF0181:16 | SC | 018116 | WHT | 20 | 25.B7 | KA0180:A2 | GEN DOOR | 25.B5
AF0181:COM | SC | 0V | WHT | 14 | 22.B2 | XT0180:2 | GEN DOOR | 22.B1
AF0181:J | SC | * |  |  | 22.B2 | AF0182:P | GEN DOOR | 22.B3
AF0181:V+ | SC | FU0181 | WHT | 14 | 22.B2 | FU0181:LD | GEN DOOR | 22.B1
AF0182:COM | SC | AF0182N | WHT | 20 | 22.B3 | AF0183:COM | GEN DOOR | 22.A3
AF0182:COM | SC | AU0180N | WHT | 20 | 22.B3 | AU0180:COM | GEN DOOR | 22.A2
AF0182:J | SC | * |  |  | 22.B3 | AF0183:P | GEN DOOR | 22.A3
AF0182:V+ | SC | AF0182P | WHT | 20 | 22.B3 | AF0183:V+ | GEN DOOR | 22.A3
AF0182:V+ | SC | AU0180P | WHT | 20 | 22.B3 | AU0180:V+ | GEN DOOR | 22.A2
AF0183:COM | SC | AF0183N | WHT | 20 | 22.A3 | AF0184:COM | GEN DOOR | 22.B4
AF0183:J | SC | * |  |  | 22.A3 | AF0184:P | GEN DOOR | 22.B4
AF0183:SH | SC | AF0183G | GRN | 14 | 22.A3 | AF0184:SH | GEN DOOR | 22.B4
AF0183:SH | SC | AU0180G | GRN | 14 | 22.A3 | AU0180:GND | GEN DOOR | 22.A2
AF0183:V+ | SC | AF0183P | WHT | 20 | 22.A3 | AF0184:V+ | GEN DOOR | 22.B4
AF0184:00 | SC | 018400 | WHT | 20 | 13.C7 | XT0085:2 | GEN DOOR | 13.C6
AF0184:01 | SC | 0V | WHT | 20 | 13.C7 | AF0184:07 | GEN DOOR | 13.B7
AF0184:01 | SC | 0V | WHT | 20 | 13.C7 | XT0085:3 | GEN DOOR | 13.C6
AF0184:01 | SC | 0V | WHT | 20 | 13.C7 | AF0184:03 | GEN DOOR | 13.A7
AF0184:SH | SC | IEG01305 | GRN | 14 | 22.B4 | IEG0130:5 | GEN DOOR | 22.B5
AU0120:COM | SC | 0V | WHT | 14 | 21.C1 | XT0120:1 | GEN DOOR | 21.D1
AU0120:V+ | SC | FU0120 | WHT | 14 | 21.C1 | FU0120:LD | GEN DOOR | 21.D1
AU0180:COM | SC | 0V | WHT | 14 | 22.A2 | XT0180:1 | GEN DOOR | 22.B1
AU0180:V+ | SC | FU0180 | WHT | 14 | 22.A2 | FU0180:LD | GEN DOOR | 22.B1
FU0050:LI | SC | FU0335 | WHT | 14 | 11.B1 | FU0052:LI | GEN DOOR | 11.B1
FU0052:LI | SC | FU0335 | WHT | 14 | 11.B1 | FU0053:LI | GEN DOOR | 11.B1
FU0053:LI | SC | FU0335 | WHT | 14 | 11.B1 | FU0054:LI | GEN DOOR | 11.B1
FU0054:LI | SC | FU0335 | WHT | 14 | 11.B1 | FU0055:LI | GEN DOOR | 11.B1
FU0055:LI | SC | FU0335 | WHT | 14 | 11.B1 | FU0056:LI | GEN DOOR | 11.C1
FU0056:LD | SC | FU0056 | WHT | 14 | 11.C1 | XT0050:8 | GEN DOOR | 62.C5
FU0120:LI | SC | FU0332 | WHT | 14 | 21.D1 | FU0121:LI | GEN DOOR | 21.D1
FU0180:LI | SC | FU0332 | WHT | 14 | 22.B1 | FU0181:LI | GEN DOOR | 22.B1
GR0140: | SC | GR0140 | GRN/YEL | 14 | 5.A5 | FGJB72:7 | GEN DOOR | 5.A4
GR0141: | SC | GR0141 | GRN | 14 | 5.A3 | IEG0130:3 | GEN DOOR | 5.A3
GR0142: | SC | IEG01306 | GRN | 14 | 5.A3 | IEG0130:6 | GEN DOOR | 5.A3
RR0851: -3.01K OHM | SC | FU0335 | LEAD | --- | 13.C6 | XT0085:1 | GEN DOOR | 13.C6
RR0851: -3.01K OHM | SC | 018400 | LEAD | --- | 13.C6 | XT0085:2 | GEN DOOR | 13.C6
RR0852: -1.0K OHM | SC | 0V | LEAD | --- | 13.C6 | XT0085:3 | GEN DOOR | 13.C6
RR0852: -1.0K OHM | SC | 018400 | LEAD | --- | 13.C6 | XT0085:2 | GEN DOOR | 13.C6
XT0050:9 | SC | 0V | WHT | 14 | 62.C5 | XT0050:6 | GEN DOOR | 11.C1
IEG0130:2 | SC | IEG01302 | GRN | 14 | 18.C6 | XT0400:3 | JB70 | 18.C6
AF0121:00 | SC | 009208 | WHT | 20 | 82.A7 | KA3103:A1 | GEN PANEL | 82.A5
AF0121:14 | SC | KA033611 | WHT | 20 | 74.A6 | KA0336:11 | GEN PANEL | 74.A5
AF0121:16 | SC | 009224 | WHT | 20 | 82.A7 | KA3103:A2 | GEN PANEL | 82.A5
AF0121:30 | SC | KA4100A2 | WHT | 20 | 74.A6 | KA4100:A2 | GEN PANEL | 74.B6
AF0122:00 | SC | 012200 | WHT | 20 | 25.A7 | KA0330:11 | GEN PANEL | 25.A6
AF0122:01 | SC | 012201 | WHT | 20 | 25.A7 | KA0331:11 | GEN PANEL | 25.A6
AF0122:02 | SC | 012202 | WHT | 20 | 25.B7 | KA0310:11 | GEN PANEL | 25.B6
AF0122:08 | SC | UJ0131OK2 | WHT | 20 | 13.B7 | UJ0131:OK2 | GEN PANEL | 13.B4
AF0122:32 | SC | 012232 | WHT | 20 | 25.A7 | KA0330:14 | GEN PANEL | 25.A6
AF0122:33 | SC | 012233 | WHT | 20 | 25.A7 | KA0331:14 | GEN PANEL | 25.A6
AF0122:34 | SC | 012234 | WHT | 20 | 25.B7 | KA0310:14 | GEN PANEL | 25.B6
AF0122:40 | SC | UJ0131OK1 | WHT | 20 | 13.B7 | UJ0131:OK1 | GEN PANEL | 13.B4
AF0181:26 | SC | 018126 | WHT | 20 | 26.A7 | XT0338:2 | GEN PANEL | 26.B5
AF0184:02 | SC | UJ0131VIN | WHT | 20 | 13.A7 | UJ0131:VIN | GEN PANEL | 13.B4
AF0184:06 | SC | UJ0131IOUT | WHT | 14 | 13.B7 | UJ0131:IOUT | GEN PANEL | 13.B4
FU0050:LD | SC | FU0050 | WHT | 14 | 11.B1 | AU0050:V+ | GEN PANEL | 11.A2
FU0050:LI | SC | FU0335 | WHT | 14 | 11.B1 | XT0335:3 | GEN PANEL | 19.A4
FU0052:LD | SC | FU0052 | WHT | 14 | 11.B1 | AF0053:V+ | GEN PANEL | 11.B3
FU0053:LD | SC | FU0053 | WHT | 14 | 11.B1 | AF0054:V+ | GEN PANEL | 11.B4
FU0054:LD | SC | FU0054 | WHT | 14 | 11.B1 | AF0051:V+ | GEN PANEL | 11.B2
FU0055:LD | SC | FU0055 | WHT | 14 | 11.B1 | AF0052:V+ | GEN PANEL | 11.B3
FU0120:LI | SC | FU0332 | WHT | 14 | 21.D1 | XT0130:1 | GEN PANEL | 21.A5
FU0180:LI | SC | FU0332 | WHT | 14 | 22.B1 | XT0130:1 | GEN PANEL | 21.A5
IEG0130:1 | SC | GR0144 | GRN | 14 | 5.A3 | GR0144: | GEN PANEL | 5.A3
IEG0130:7 | SC | AT0140LS(S) | GRN | 14 | 89.C6 | XT0337:20 | GEN PANEL | 89.C4
IEG0130:8 | SC | IEG01308 | GRN | 14 | 5.A4 | GR0143: | GEN PANEL | 5.A4
KA0121:11 | SC | KA012111 | WHT | 20 | 24.C4 | XT0337:15 | GEN PANEL | 24.C3
KA0121:14 | SC | FU0333 | WHT | 20 | 24.C4 | XT0337:14 | GEN PANEL | 24.C3
KA0123:11 | SC | FU0334 | WHT | 20 | 19.B5 | XT0335:2 | GEN PANEL | 19.B4
KA0123:14 | SC | KA012314 | WHT | 16 | 19.B5 | AT0140:4 EX-D(+) | GEN PANEL | 89.C7
KA0123:A1 | SC | 012103 | WHT | 20 | 23.B5 | KA0313:7 | GEN PANEL | 23.A5
KA0123:A2 | SC | 012119 | WHT | 20 | 23.B5 | KA0313:2 | GEN PANEL | 23.A5
KA0128:11 | SC | KA0333A1 | WHT | 20 | 24.B4 | KA0335:21 | GEN PANEL | 24.B4
KA0128:14 | SC | FU0333 | WHT | 20 | 24.B4 | KA0335:22 | GEN PANEL | 24.B4
KA0128:14 | SC | FU0333 | WHT | 20 | 24.B4 | XT0337:9 | GEN PANEL | 24.B3
KA0128:21 | SC | KA012821 | WHT | 20 | 25.C6 | XT0337:1 | GEN PANEL | 25.C5
KA0128:24 | SC | CC75802 | WHT | 20 | 25.C6 | XT0337:2 | GEN PANEL | 25.C5
KA0180:11 | SC | CC75801 | WHT | 20 | 25.C5 | XT0337:4 | GEN PANEL | 25.C5
KA0180:14 | SC | CC75802 | WHT | 20 | 25.C5 | XT0337:3 | GEN PANEL | 25.C5
KA0185:11 | SC | KA012111 | WHT | 20 | 24.C3 | XT0337:15 | GEN PANEL | 24.C3
KA0185:14 | SC | KA0332A1 | WHT | 20 | 24.C3 | XT0337:16 | GEN PANEL | 24.C3
KA0185:A2 | SC | KA0185A2 | WHT | 20 | 26.A5 | XT0338:1 | GEN PANEL | 26.A5
PEG0140:1 | SC | PMGS | GRN/YEL | 12 | 87.A6 | XT0313:1 | GEN PANEL | 87.A6
PEG0140:2 | SC | EXCS | GRN/YEL | 12 | 87.C6 | XT0370:6 | GEN PANEL | 87.C5
PEG0140:5 | SC | PEG01405 | GRN/YEL | 12 | 88.B5 | XT0352:7 | GEN PANEL | 88.B4
XT0050:1 | SC | 0V | WHT | 14 | 11.B1 | AU0050:COM | GEN PANEL | 11.A2
XT0050:1 | SC | 0V | WHT | 14 | 11.B1 | XT0336:5 | GEN PANEL | 19.D4
XT0050:2 | SC | 0V | WHT | 14 | 11.B1 | AF0053:COM | GEN PANEL | 11.B3
XT0050:3 | SC | 0V | WHT | 14 | 11.B1 | AF0054:COM | GEN PANEL | 11.B4
XT0050:4 | SC | 0V | WHT | 14 | 11.B1 | AF0051:COM | GEN PANEL | 11.B2
XT0050:5 | SC | 0V | WHT | 14 | 11.B1 | AF0052:COM | GEN PANEL | 11.B3
XT0085:1 | SC | FU0335 | WHT | 14 | 13.C6 | FU0335:LD | GEN PANEL | 19.A3
XT0085:3 | SC | 0V | WHT | 14 | 13.C6 | XT0334:2 | GEN PANEL | 19.C2
XT0120:1 | SC | 0V | WHT | 14 | 21.D1 | XT0130:2 | GEN PANEL | 21.A5
XT0180:1 | SC | 0V | WHT | 14 | 22.B1 | XT0130:3 | GEN PANEL | 21.A5
AU0120:L2 | WC0012 | AU0120L2 | ENET | CABLE | 2.B3 | AT0140:P1 | GEN PANEL | 2.B4
AU0120:L1 | WC0045 | AF0450L2 | ENET | CABLE | 2.B3 | AF0450:L2 | GEN PANEL | 2.A5
AU0180:L1 | WC0114 | AT0140P2 | ENET | CABLE | 2.B4 | AT0140:P2 | GEN PANEL | 2.B4
UA1520:+24 | WC4749 | UA15201 | RED | 20 | 42.A5 | AF0450:05 | GEN PANEL | 42.A7
UA1520:OUT | WC4749 | UA15202 | CLR | 20 | 42.A5 | AF0450:06 | GEN PANEL | 42.A7
UA1520:COM | WC4749 | UA15203 | BLK | 20 | 42.A5 | AF0450:08 | GEN PANEL | 42.A7
XT1521:1 | WC4749 | PE1520S | SH | 20 | 42.A5 | AF0450:23 | GEN PANEL | 42.A7
SolarTools ver. 24.0.84.24712 (Jul 31, 2025)
Report date: 2/12/2026 10:26 AM

## GEN PANEL
GEN PANEL
JB72
Project # | J0360
Project Name | BIOGEN
Revision | A.7
Controls DE | A.DOMINGUEZ
Phone:
Controls ME | A.GAMEZ
Phone:
From | [5 empty] | To
Device ID | Cable (W) Conductor (SC) Jumper Clip (JC) | Wire No. | Wire ID | Gauge/Size | Page/Zone | Device ID | Location | Page/Zone
XT0011:1 | JC | 523NEG | CLIP | --- | 13.C3 | XT0011:2 | GEN PANEL | 13.C3
XT0011:2 | JC | 523NEG | CLIP | --- | 13.C3 | XT0011:3 | GEN PANEL | 13.C3
XT0011:3 | JC | 523NEG | CLIP | --- | 13.C3 | XT0011:4 | GEN PANEL | 13.C3
XT0130:3 | JC | 0V | CLIP | --- | 21.A5 | XT0130:2 | GEN PANEL | 21.A5
XT0332:1 | JC | FU0330 | CLIP | --- | 19.B2 | XT0332:2 | GEN PANEL | 19.C2
XT0334:1 | JC | 0V | CLIP | --- | 19.C2 | XT0334:2 | GEN PANEL | 19.C2
XT0336:2 | JC | 0V | CLIP | --- | 19.C4 | XT0336:3 | GEN PANEL | 19.C4
XT0336:3 | JC | 0V | CLIP | --- | 19.C4 | XT0336:4 | GEN PANEL | 19.D4
XT0336:4 | JC | 0V | CLIP | --- | 19.D4 | XT0336:5 | GEN PANEL | 19.D4
XT0337:3 | JC | CC75802 | CLIP | --- | 25.C5 | XT0337:2 | GEN PANEL | 25.C5
XT0337:5 | JC | KA033211 | CLIP | --- | 25.D5 | XT0337:7 | GEN PANEL | 25.D5
XT0350:2 | JC | CCT1(+) | CLIP | --- | 88.A4 | XT0350:1 | GEN PANEL | 88.A4
XT0350:4 | JC | CCT1(-) | CLIP | --- | 88.A4 | XT0350:3 | GEN PANEL | 88.A4
XT0351:1 | JC | VBUSA | CLIP | --- | 86.B4 | XT0351:2 | GEN PANEL | 86.B4
XT0351:11 | JC | VGENB | CLIP | --- | 86.D4 | XT0351:12 | GEN PANEL | 86.D4
XT0351:13 | JC | VGENC | CLIP | --- | 86.D4 | XT0351:14 | GEN PANEL | 86.D4
XT0351:3 | JC | VBUSB | CLIP | --- | 86.B4 | XT0351:4 | GEN PANEL | 86.B4
XT0351:5 | JC | VBUSC | CLIP | --- | 86.B4 | XT0351:6 | GEN PANEL | 86.B4
XT0351:7 | JC | VBUSN | CLIP | --- | 86.B4 | XT0351:8 | GEN PANEL | 86.B4
XT0351:9 | JC | VGENA | CLIP | --- | 86.D4 | XT0351:10 | GEN PANEL | 86.D4
XT0370:1 | JC | EXC1 | CLIP | --- | 87.C4 | XT0370:2 | GEN PANEL | 87.C5
XT0370:4 | JC | EXC2 | CLIP | --- | 87.C4 | XT0370:3 | GEN PANEL | 87.C5
XT0370:5 | JC | EXCS | CLIP | --- | 87.C4 | XT0370:6 | GEN PANEL | 87.C5
AF0051:00 | SC | KA2200A1 | WHT | 20 | 54.A7 | KA2200:A1 | GEN PANEL | 54.A5
AF0051:16 | SC | KA2200A2 | WHT | 20 | 54.A7 | KA2200:A2 | GEN PANEL | 54.A5
AF0051:J | SC | * |  |  | 11.B2 | AF0052:P | GEN PANEL | 11.B3
AF0052:J | SC | * |  |  | 11.B3 | AF0053:P | GEN PANEL | 11.B3
AF0052:SH | SC | AF0052G | GRN | 14 | 11.B3 | AF0055:SH | GEN PANEL | 11.B5
AF0052:SH | SC | AU0050G | GRN | 14 | 11.B3 | AU0050:GND | GEN PANEL | 11.A2
AF0053:J | SC | * |  |  | 11.B3 | AF0054:P | GEN PANEL | 11.B4
AF0054:COM | SC | AF0054N | WHT | 20 | 11.B4 | AF0055:COM | GEN PANEL | 11.B5
AF0054:V+ | SC | AF0054P | WHT | 20 | 11.B4 | AF0055:V+ | GEN PANEL | 11.B5
AF0055:COM | SC | AF0055N | WHT | 20 | 11.B5 | AF0056:COM | GEN PANEL | 11.B6
AF0055:J | SC | * |  |  | 11.B5 | AF0056:P | GEN PANEL | 11.B6
AF0055:SH | SC | AF0055G | GRN | 14 | 11.B5 | AF0056:SH | GEN PANEL | 11.B6
AF0055:V+ | SC | AF0055P | WHT | 20 | 11.B5 | AF0056:V+ | GEN PANEL | 11.B6
AF0056:SH | SC | AF0056G | GRN | 14 | 11.B6 | XT0500:1 | GEN PANEL | 11.B7
XT0352:4 | SC | JW70 | CLIP | -- | 88.B4 | XT0352:5 | GEN PANEL | 88.B4
XT0352:5 | SC | JW71 | CLIP | -- | 88.B4 | XT0352:6 | GEN PANEL | 88.B4
XT0352:6 | SC | JW72 | CLIP | -- | 88.B4 | XT0352:7 | GEN PANEL | 88.B4
AF0400:12 | SC | XT04001 | GRN | 16 | 18.B6 | XT0400:1 | GEN PANEL | 18.C6
AF0410:32 | SC | XT04001 | GRN | 16 | 18.B5 | XT0400:1 | GEN PANEL | 18.C6
AF0410:53 | SC | 0V | WHT | 16 | 18.B5 | XT0110:2 | GEN PANEL | 18.A5
AF0410:54 | SC | AF0410N | WHT | 14 | 18.B5 | AF0420:53 | GEN PANEL | 18.B5
AF0410:55 | SC | FU0113 | WHT | 16 | 18.B5 | FU0113:LD | GEN PANEL | 18.A4
AF0410:56 | SC | AF0410P | WHT | 16 | 18.B5 | AF0420:55 | GEN PANEL | 18.B5
AF0420:32 | SC | XT04001 | GRN | 16 | 18.B5 | XT0400:1 | GEN PANEL | 18.C6
AF0420:54 | SC | AF0420N | WHT | 16 | 18.B5 | AF0450:53 | GEN PANEL | 18.B3
AF0420:56 | SC | AF0420P | WHT | 16 | 18.B5 | AF0450:55 | GEN PANEL | 18.B3
AF0450:32 | SC | XT04002 | GRN | 16 | 18.B3 | XT0400:2 | GEN PANEL | 18.C3
AT0140:13 VGEN-A | SC | VGENA | RED | 16 | 86.D7 | XT0351:9 | GEN PANEL | 86.D4
AT0140:14 VGEN-B | SC | VGENB | RED | 16 | 86.D7 | XT0351:11 | GEN PANEL | 86.D4
AT0140:15 VGEN-C | SC | VGENC | RED | 16 | 86.D7 | XT0351:13 | GEN PANEL | 86.D4
AT0140:16 VGEN-N | SC | VBUSN | GRN/YEL | 12 | 86.D7 | XT0351:7 | GEN PANEL | 86.B4
AT0140:17 VBUS-A | SC | VBUSA | RED | 16 | 86.B7 | XT0351:2 | GEN PANEL | 86.B4
AT0140:18 VBUS-B | SC | VBUSB | RED | 16 | 86.B7 | XT0351:3 | GEN PANEL | 86.B4
AT0140:19 VBUS-C | SC | VBUSC | RED | 16 | 86.B7 | XT0351:5 | GEN PANEL | 86.B4
AT0140:20 VBUS-N | SC | VBUSN | GRN/YEL | 14 | 86.B7 | XT0351:7 | GEN PANEL | 86.B4
AT0140:27 ID RLY | SC | CCT1(+) | BLU | 12 | 88.A7 | XT0350:2 | GEN PANEL | 88.A4
AT0140:28 ID RLY | SC | CCT1(-) | BLU | 12 | 88.A7 | XT0350:4 | GEN PANEL | 88.A4
AT0140:3 EX-D(-) | SC | 0V | WHT | 14 | 89.C7 | XT0336:4 | GEN PANEL | 19.D4
AT0140:33 ID RES(+) | SC | CCT1(+) | BLU | 12 | 88.A7 | XT0350:1 | GEN PANEL | 88.A4
AT0140:34 ID RES(-) | SC | AT014034 | WHT | 16 | 88.A7 | AT0140:42 ID(+) | GEN PANEL | 88.A7
AT0140:36 I1(+) | SC | MCTA | BLU | 12 | 88.B7 | XT0352:1 | GEN PANEL | 88.B4
AT0140:37 I1(-) | SC | MCTAN | BLU | 12 | 88.B7 | XT0352:6 | GEN PANEL | 88.B4
AT0140:38 I2(+) | SC | MCTB | BLU | 12 | 88.B7 | XT0352:2 | GEN PANEL | 88.B4
AT0140:39 I2(-) | SC | MCTBN | BLU | 12 | 88.B7 | XT0352:5 | GEN PANEL | 88.B4
AT0140:40 I3(+) | SC | MCTC | BLU | 12 | 88.B7 | XT0352:3 | GEN PANEL | 88.B4
AT0140:41 I3(-) | SC | MCTN | BLU | 12 | 88.B7 | XT0352:4 | GEN PANEL | 88.B4
AT0140:43 ID(-) | SC | CCT1(-) | BLU | 12 | 88.A7 | XT0350:3 | GEN PANEL | 88.A4
AT0140:56 FG | SC | AT0140G | GRN/YEL | 12 | 21.D5 | FRAME | GEN PANEL | 21.D4
AT0140:BAT(-) 48 | SC | 0V | WHT | 14 | 21.D5 | XT0336:4 | GEN PANEL | 19.D4
AT0140:BAT(+) 47 | SC | FU0334 | WHT | 16 | 21.D5 | XT0335:2 | GEN PANEL | 19.B4
AT0140:FLT 29 | SC | KA0310A2 | WHT | 20 | 21.D5 | KA0310:A2 | GEN PANEL | 19.B5
AT0140:FLT 30 | SC | 0V | WHT | 14 | 21.D5 | XT0336:4 | GEN PANEL | 19.D4
FU0011:LD | SC | UJ0131P | WHT | 12 | 13.B3 | UJ0131:+ | GEN PANEL | 13.B4
FU0012:LI | SC | 523POS | --- | BUS | 13.B3 | FU0013:LI | GEN PANEL | 13.B3
FU0012:LI | SC | 523POS | --- | BUS | 13.B3 | XT0014:1 | GEN PANEL | 13.B2
FU0013:LI | SC | 523POS | --- | BUS | 13.B3 | FU0014:LI | GEN PANEL | 13.C3
FU0014:LI | SC | 523POS | --- | BUS | 13.C3 | FU0015:LI | GEN PANEL | 13.C3
FU0015:LI | SC | 523POS | --- | BUS | 13.C3 | FU0017:LI | GEN PANEL | 13.C3
FU0113:LI | SC | FU0332 | WHT | 14 | 18.A4 | XT0110:1 | GEN PANEL | 18.A5
FU0330:LD | SC | FU0330 | WHT | 12 | 19.B2 | XT0332:1 | GEN PANEL | 19.B2
FU0330:LI | SC | 24V | WHT | 10 | 19.B2 | UJ0131:OUT(+) | GEN PANEL | 13.B4
FU0332:LD | SC | FU0332 | WHT | 14 | 19.B3 | XT0130:1 | GEN PANEL | 21.A5
FU0332:LD | SC | FU0332 | WHT | 14 | 19.B3 | FU0333:LI | GEN PANEL | 19.B3
FU0332:LI | SC | FU0330 | WHT | 14 | 19.B3 | XT0332:1 | GEN PANEL | 19.B2
FU0333:LD | SC | FU0333 | WHT | 16 | 19.B3 | XT0335:1 | GEN PANEL | 19.B4
FU0333:LI | SC | FU0332 | WHT | 14 | 19.B3 | FU0334:LI | GEN PANEL | 19.B3
FU0334:LD | SC | FU0334 | WHT | 14 | 19.B3 | XT0335:2 | GEN PANEL | 19.B4
FU0334:LI | SC | FU0332 | WHT | 14 | 19.B3 | FU0335:LI | GEN PANEL | 19.A3
FU0335:LD | SC | FU0335 | WHT | 14 | 19.A3 | XT0335:3 | GEN PANEL | 19.A4
FU0335:LI | SC | FU0332 | WHT | 14 | 19.A3 | XT0110:1 | GEN PANEL | 18.A5
GR0145: | SC | GR0145 | GRN/YEL | 14 | 5.A3 | FGJB72:6 | GEN PANEL | 5.A3
GR0146: | SC | GR0146 | GRN/YEL | 14 | 5.A4 | FGJB72:8 | GEN PANEL | 5.A4
GR0234: | SC | GR0234 | GRN/YEL | 14 | 5.A4 | FGJB72:5 | GEN PANEL | 5.A4
KA0310:21 | SC | KA0333A1 | WHT | 20 | 24.B4 | KA0335:21 | GEN PANEL | 24.B4
KA0310:21 | SC | KA0333A1 | WHT | 20 | 24.B4 | XT0337:10 | GEN PANEL | 24.B3
KA0310:24 | SC | FU0333 | WHT | 20 | 24.B4 | KA0335:22 | GEN PANEL | 24.B4
KA0310:A1 | SC | FU0334 | WHT | 20 | 19.B5 | XT0335:2 | GEN PANEL | 19.B4
KA0330:A1 | SC | KA0330A1 | WHT | 20 | 24.B6 | XT0337:11 | GEN PANEL | 24.B3
KA0330:A2 | SC | 0V | WHT | 20 | 24.B6 | KA0333:A2 | GEN PANEL | 24.B6
KA0330:A2 | SC | 0V | WHT | 20 | 24.B6 | KA0331:A2 | GEN PANEL | 24.C6
KA0331:A1 | SC | KA0331A1 | WHT | 20 | 24.C6 | XT0337:13 | GEN PANEL | 24.C3
KA0331:A2 | SC | 0V | WHT | 20 | 24.C6 | KA0332:A2 | GEN PANEL | 24.C6
KA0332:11 | SC | KA033211 | WHT | 20 | 25.D6 | XT0337:5 | GEN PANEL | 25.D5
KA0332:14 | SC | KA033214 | WHT | 20 | 25.D6 | XT0337:6 | GEN PANEL | 25.D5
KA0332:A1 | SC | KA0332A1 | WHT | 20 | 24.C6 | XT0337:16 | GEN PANEL | 24.C3
KA0332:A2 | SC | 0V | WHT | 20 | 24.C6 | XT0337:17 | GEN PANEL | 24.D3
KA0333:11 | SC | KA033211 | WHT | 20 | 25.D6 | KA0335:11 | GEN PANEL | 25.D6
KA0333:11 | SC | KA033211 | WHT | 20 | 25.D6 | XT0337:7 | GEN PANEL | 25.D5
KA0333:14 | SC | KA033314 | WHT | 20 | 25.D6 | KA0335:12 | GEN PANEL | 25.D6
KA0333:14 | SC | KA033314 | WHT | 20 | 25.D6 | XT0337:8 | GEN PANEL | 25.D5
KA0333:A1 | SC | KA0333A1 | WHT | 20 | 24.B6 | XT0337:10 | GEN PANEL | 24.B3
KA0335:A1 | SC | ESTOP | WHT | 20 | 19.C5 | XT0336:1 | GEN PANEL | 19.C4
KA0335:A2 | SC | 0V | WHT | 20 | 19.C5 | XT0336:2 | GEN PANEL | 19.C4
KA0336:14 | SC | KA033614 | WHT | 20 | 74.A5 | KA4100:A1 | GEN PANEL | 74.B6
KA0336:A1 | SC | KA0234A1 | WHT | 14 | 19.C3 | XT0334:3 | GEN PANEL | 19.C2
KA0336:A2 | SC | 0V | WHT | 14 | 19.C3 | XT0336:2 | GEN PANEL | 19.C4
UJ0131:- | SC | 521NEG | WHT | 12 | 13.B4 | XT0011:5 | GEN PANEL | 13.B3
UJ0131:G | SC | UJ0131G | GRN/YEL | 12 | 13.B4 | FRAME | GEN PANEL | 13.B4
UJ0131:OUT(-) | SC | 0V | WHT | 14 | 13.B4 | XT0334:1 | GEN PANEL | 19.C2
XT0110:2 | SC | 0V | WHT | 14 | 18.A5 | XT0336:4 | GEN PANEL | 19.D4
XT0130:2 | SC | 0V | WHT | 14 | 21.A5 | XT0336:3 | GEN PANEL | 19.C4
XT0334:1 | SC | 0V | WHT | 14 | 19.C2 | XT0336:2 | GEN PANEL | 19.C4
XT0335:1 | SC | FU0333 | WHT | 16 | 19.B4 | XT0337:14 | GEN PANEL | 24.C3
XT0336:3 | SC | 0V | WHT | 20 | 19.C4 | XT0337:17 | GEN PANEL | 24.D3
XT0337:14 | SC | FU0333 | WHT | 20 | 24.C3 | XT0337:9 | GEN PANEL | 24.B3
AF0410:L1 | WC0003 | AU0050L2 | ENET | CABLE | 2.A3 | AU0050:L2 | GEN PANEL | 2.A2
AF0410:L2 | WC0041 | AF0410L2 | ENET | CABLE | 2.A3 | AF0420:L1 | GEN PANEL | 2.A4
AF0420:L2 | WC0042 | AF0420L2 | ENET | CABLE | 2.A4 | AF0450:L1 | GEN PANEL | 2.A5
AF0054:J | WC0050 | AF0054J | CABLE | CABLE | 11.B4 | AF0055:P | GEN PANEL | 11.B5
AT0140:1 LS(+) | WC8009 | AT0140LS(+) | WHT | 16 | 89.C7 | XT0337:18 | GEN PANEL | 89.C4
AT0140:2 LS(-) | WC8009 | AT0140LS(-) | BLK | 16 | 89.C7 | XT0337:19 | GEN PANEL | 89.C4
FW0140:3 | WC8009 | AT0140LS(S) | SH | 16 | 89.C6 | XT0337:20 | GEN PANEL | 89.C4
AF0400:LBUS | WC8040 | AF0400LBUS | BUS | CABLE | 18.B6 | AF0410:RBUS | GEN PANEL | 18.B5
AF0410:LBUS | WC8041 | AF0410LBUS | BUS | CABLE | 18.B5 | AF0420:RBUS | GEN PANEL | 18.B5
AF0420:LBUS | WC8042 | AF0450RBUS | BUS | CABLE | 18.B5 | AF0450:RBUS | GEN PANEL | 18.B3
FU0313:LD | WC8101 | PMG1 | WHT | 12 | 87.A5 | XT0360:1 | GEN PANEL | 87.A4
FU0314:LD | WC8101 | PMG2 | BLK | 12 | 87.A5 | XT0360:2 | GEN PANEL | 87.A4
XT0360:3 | WC8101 | PMGS | SH | 12 | 87.A4 | XT0360:4 | GEN PANEL | 87.A5
AT0140:54 EXC(+) | WC8102 | EXC1 | WHT | 12 | 87.C7 | XT0370:2 | GEN PANEL | 87.C5
AT0140:55 EXC(-) | WC8102 | EXC2 | BLK | 12 | 87.C7 | XT0370:3 | GEN PANEL | 87.C5
FW0140:2 | WC8102 | EXCS | SH | 12 | 87.C6 | XT0370:6 | GEN PANEL | 87.C5
FU0313:LI | WC8201 | FU0313 | WHT | 12 | 87.A5 | KA0313:1 | GEN PANEL | 87.A6
FU0314:LI | WC8201 | FU0314 | BLK | 12 | 87.A5 | KA0313:8 | GEN PANEL | 87.A6
XT0360:4 | WC8201 | PMGS | SH | 12 | 87.A5 | XT0313:1 | GEN PANEL | 87.A6
AT0140:49 PMG-A | WC8301 | PMG14C | WHT | 12 | 87.A7 | KA0313:3 | GEN PANEL | 87.A6
AT0140:50 PMG-B | WC8301 | PMG14A | BLK | 12 | 87.A7 | KA0313:6 | GEN PANEL | 87.A6
FW0140:1 | WC8301 | PMGS | SH | 12 | 87.A6 | XT0313:1 | GEN PANEL | 87.A6
AF0055:50 | WC4009 | PT2220S | SH | 18 | 57.A7 | FLOATING | JB70 | 57.A1
AF0051:COM | SC | 0V | WHT | 14 | 11.B2 | XT0050:4 | GEN DOOR | 11.B1
AF0051:V+ | SC | FU0054 | WHT | 14 | 11.B2 | FU0054:LD | GEN DOOR | 11.B1
AF0052:COM | SC | 0V | WHT | 14 | 11.B3 | XT0050:5 | GEN DOOR | 11.B1
AF0052:V+ | SC | FU0055 | WHT | 14 | 11.B3 | FU0055:LD | GEN DOOR | 11.B1
AF0053:COM | SC | 0V | WHT | 14 | 11.B3 | XT0050:2 | GEN DOOR | 11.B1
AF0053:V+ | SC | FU0052 | WHT | 14 | 11.B3 | FU0052:LD | GEN DOOR | 11.B1
AF0054:COM | SC | 0V | WHT | 14 | 11.B4 | XT0050:3 | GEN DOOR | 11.B1
AF0054:V+ | SC | FU0053 | WHT | 14 | 11.B4 | FU0053:LD | GEN DOOR | 11.B1
AT0140:4 EX-D(+) | SC | KA012314 | WHT | 16 | 89.C7 | KA0123:14 | GEN DOOR | 19.B5
AU0050:COM | SC | 0V | WHT | 14 | 11.A2 | XT0050:1 | GEN DOOR | 11.B1
AU0050:V+ | SC | FU0050 | WHT | 14 | 11.A2 | FU0050:LD | GEN DOOR | 11.B1
FU0335:LD | SC | FU0335 | WHT | 14 | 19.A3 | XT0085:1 | GEN DOOR | 13.C6
GR0143: | SC | IEG01308 | GRN | 14 | 5.A4 | IEG0130:8 | GEN DOOR | 5.A4
GR0144: | SC | GR0144 | GRN | 14 | 5.A3 | IEG0130:1 | GEN DOOR | 5.A3
KA0310:11 | SC | 012202 | WHT | 20 | 25.B6 | AF0122:02 | GEN DOOR | 25.B7
KA0310:14 | SC | 012234 | WHT | 20 | 25.B6 | AF0122:34 | GEN DOOR | 25.B7
KA0313:2 | SC | 012119 | WHT | 20 | 23.A5 | KA0123:A2 | GEN DOOR | 23.B5
KA0313:7 | SC | 012103 | WHT | 20 | 23.A5 | KA0123:A1 | GEN DOOR | 23.B5
KA0330:11 | SC | 012200 | WHT | 20 | 25.A6 | AF0122:00 | GEN DOOR | 25.A7
KA0330:14 | SC | 012232 | WHT | 20 | 25.A6 | AF0122:32 | GEN DOOR | 25.A7
KA0331:11 | SC | 012201 | WHT | 20 | 25.A6 | AF0122:01 | GEN DOOR | 25.A7
KA0331:14 | SC | 012233 | WHT | 20 | 25.A6 | AF0122:33 | GEN DOOR | 25.A7
KA0335:21 | SC | KA0333A1 | WHT | 20 | 24.B4 | KA0128:11 | GEN DOOR | 24.B4
KA0335:22 | SC | FU0333 | WHT | 20 | 24.B4 | KA0128:14 | GEN DOOR | 24.B4
KA0336:11 | SC | KA033611 | WHT | 20 | 74.A5 | AF0121:14 | GEN DOOR | 74.A6
KA3103:A1 | SC | 009208 | WHT | 20 | 82.A5 | AF0121:00 | GEN DOOR | 82.A7
KA3103:A2 | SC | 009224 | WHT | 20 | 82.A5 | AF0121:16 | GEN DOOR | 82.A7
KA4100:A2 | SC | KA4100A2 | WHT | 20 | 74.B6 | AF0121:30 | GEN DOOR | 74.A6
UJ0131:IOUT | SC | UJ0131IOUT | WHT | 14 | 13.B4 | AF0184:06 | GEN DOOR | 13.B7
UJ0131:OK1 | SC | UJ0131OK1 | WHT | 20 | 13.B4 | AF0122:40 | GEN DOOR | 13.B7
UJ0131:OK2 | SC | UJ0131OK2 | WHT | 20 | 13.B4 | AF0122:08 | GEN DOOR | 13.B7
UJ0131:VIN | SC | UJ0131VIN | WHT | 20 | 13.B4 | AF0184:02 | GEN DOOR | 13.A7
XT0130:1 | SC | FU0332 | WHT | 14 | 21.A5 | FU0120:LI | GEN DOOR | 21.D1
XT0130:1 | SC | FU0332 | WHT | 14 | 21.A5 | FU0180:LI | GEN DOOR | 22.B1
XT0130:2 | SC | 0V | WHT | 14 | 21.A5 | XT0120:1 | GEN DOOR | 21.D1
XT0130:3 | SC | 0V | WHT | 14 | 21.A5 | XT0180:1 | GEN DOOR | 22.B1
XT0313:1 | SC | PMGS | GRN/YEL | 12 | 87.A6 | PEG0140:1 | GEN DOOR | 87.A6
XT0334:2 | SC | 0V | WHT | 14 | 19.C2 | XT0085:3 | GEN DOOR | 13.C6
XT0335:2 | SC | FU0334 | WHT | 20 | 19.B4 | KA0123:11 | GEN DOOR | 19.B5
XT0335:3 | SC | FU0335 | WHT | 14 | 19.A4 | FU0050:LI | GEN DOOR | 11.B1
XT0336:5 | SC | 0V | WHT | 14 | 19.D4 | XT0050:1 | GEN DOOR | 11.B1
XT0337:1 | SC | KA012821 | WHT | 20 | 25.C5 | KA0128:21 | GEN DOOR | 25.C6
XT0337:14 | SC | FU0333 | WHT | 20 | 24.C3 | KA0121:14 | GEN DOOR | 24.C4
XT0337:15 | SC | KA012111 | WHT | 20 | 24.C3 | KA0121:11 | GEN DOOR | 24.C4
XT0337:15 | SC | KA012111 | WHT | 20 | 24.C3 | KA0185:11 | GEN DOOR | 24.C3
XT0337:16 | SC | KA0332A1 | WHT | 20 | 24.C3 | KA0185:14 | GEN DOOR | 24.C3
XT0337:2 | SC | CC75802 | WHT | 20 | 25.C5 | KA0128:24 | GEN DOOR | 25.C6
XT0337:20 | SC | AT0140LS(S) | GRN | 14 | 89.C4 | IEG0130:7 | GEN DOOR | 89.C6
XT0337:3 | SC | CC75802 | WHT | 20 | 25.C5 | KA0180:14 | GEN DOOR | 25.C5
XT0337:4 | SC | CC75801 | WHT | 20 | 25.C5 | KA0180:11 | GEN DOOR | 25.C5
XT0337:9 | SC | FU0333 | WHT | 20 | 24.B3 | KA0128:14 | GEN DOOR | 24.B4
XT0338:1 | SC | KA0185A2 | WHT | 20 | 26.A5 | KA0185:A2 | GEN DOOR | 26.A5
XT0338:2 | SC | 018126 | WHT | 20 | 26.B5 | AF0181:26 | GEN DOOR | 26.A7
XT0352:7 | SC | PEG01405 | GRN/YEL | 12 | 88.B4 | PEG0140:5 | GEN DOOR | 88.B5
XT0370:6 | SC | EXCS | GRN/YEL | 12 | 87.C5 | PEG0140:2 | GEN DOOR | 87.C6
AT0140:P1 | WC0012 | AU0120L2 | ENET | CABLE | 2.B4 | AU0120:L2 | GEN DOOR | 2.B3
AF0450:L2 | WC0045 | AF0450L2 | ENET | CABLE | 2.A5 | AU0120:L1 | GEN DOOR | 2.B3
AT0140:P2 | WC0114 | AT0140P2 | ENET | CABLE | 2.B4 | AU0180:L1 | GEN DOOR | 2.B4
AF0450:05 | WC4749 | UA15201 | RED | 20 | 42.A7 | UA1520:+24 | GEN DOOR | 42.A5
AF0450:06 | WC4749 | UA15202 | CLR | 20 | 42.A7 | UA1520:OUT | GEN DOOR | 42.A5
AF0450:08 | WC4749 | UA15203 | BLK | 20 | 42.A7 | UA1520:COM | GEN DOOR | 42.A5
AF0450:23 | WC4749 | PE1520S | SH | 20 | 42.A7 | XT1521:1 | GEN DOOR | 42.A5
KA6211:A1 | WC3015 | KA6211A1 | WHT-PR1 | 16 | 102.A6 | KA0246:14 | TURBINE PANEL | 102.A5
KA6211:A2 | WC3015 | KA6211A2 | BLK-PR1 | 16 | 102.A6 | AF0093:20 | TURBINE PANEL | 102.A7
XT0332:2 | WC8011 | FU0330 | 1 | 12 | 19.C2 | FU0136:LI | TURBINE PANEL | 14.A3
XT0334:2 | WC8011 | 0V | 2 | 12 | 19.C2 | XT0134:1 | TURBINE PANEL | 14.B3
XT0334:3 | WC8012 | KA0231A1 | WHT | 12 | 19.C2 | XT0136:10 | TURBINE PANEL | 15.B5
XT0336:1 | WC8012 | ESTOP | BLK | 12 | 19.C4 | XT0240:5 | TURBINE PANEL | 16.B3
SolarTools ver. 24.0.84.24712 (Jul 31, 2025)
Report date: 2/12/2026 10:26 AM

## JB100 DRIVER BOX
JB100 DRIVER BOX
JB100
Project # | J0360
Project Name | BIOGEN
Revision | A.7
Controls DE | A.DOMINGUEZ
Phone:
Controls ME | A.GAMEZ
Phone:
From | [5 empty] | To
Device ID | Cable (W) Conductor (SC) Jumper Clip (JC) | Wire No. | Wire ID | Gauge/Size | Page/Zone | Device ID | Location | Page/Zone
XT0060:1 | JC | 0V | CLIP | --- | 10.D1 | XT0060:2 | JB100 DRIVER BOX | 10.D1
XT0070:1 | JC | 0V | CLIP | --- | 10.B1 | XT0070:2 | JB100 DRIVER BOX | 10.B1
XT0070:2 | JC | 0V | CLIP | --- | 10.B1 | XT0070:3 | JB100 DRIVER BOX | 10.B1
XT1101:1 | JC | FU0100 | CLIP | --- | 20.A4 | XT1101:2 | JB100 DRIVER BOX | 20.A4
XT1101:2 | JC | FU0100 | CLIP | --- | 20.A4 | XT1101:3 | JB100 DRIVER BOX | 20.B4
XT1102:1 | JC | 0V | CLIP | --- | 20.B4 | XT1102:2 | JB100 DRIVER BOX | 20.B4
XT1102:2 | JC | 0V | CLIP | --- | 20.B4 | XT1102:3 | JB100 DRIVER BOX | 20.B4
AF0061:00 | SC | 006200 | WHT | 20 | 49.B7 | KA0222:14 | JB100 DRIVER BOX | 49.B6
AF0061:02 | SC | KA029814 | WHT | 20 | 59.B7 | KA0298:14 | JB100 DRIVER BOX | 59.B6
AF0061:10 | SC | KA027014 | WHT | 20 | 36.A7 | KA0270:14 | JB100 DRIVER BOX | 36.A5
AF0061:14 | SC | KA027114 | WHT | 20 | 37.B7 | KA0271:14 | JB100 DRIVER BOX | 37.B5
AF0061:16 | SC | SV21242 | WHT | 20 | 49.B7 | XT0060:5 | JB100 DRIVER BOX | 49.C5
AF0061:COM | SC | 0V | WHT | 14 | 10.D2 | XT0060:2 | JB100 DRIVER BOX | 10.D1
AF0061:J | SC | * |  |  | 10.D2 | AF0062:P | JB100 DRIVER BOX | 10.C3
AF0061:V+ | SC | FU0061 | WHT | 14 | 10.D2 | FU0061:LD | JB100 DRIVER BOX | 10.D1
AF0062:00 | SC | KA0299A1 | WHT | 20 | 58.B7 | KA0299:A1 | JB100 DRIVER BOX | 58.B6
AF0062:01 | SC | KA0221A1 | WHT | 16 | 49.A7 | KA0221:A1 | JB100 DRIVER BOX | 49.A6
AF0062:16 | SC | KA0299A2 | WHT | 20 | 58.B7 | KA0299:A2 | JB100 DRIVER BOX | 58.B6
AF0062:17 | SC | KA0221A2 | WHT | 20 | 49.A7 | KA0221:A2 | JB100 DRIVER BOX | 49.A6
AF0062:COM | SC | 0V | WHT | 14 | 10.C3 | XT0060:2 | JB100 DRIVER BOX | 10.D1
AF0062:J | SC | * |  |  | 10.C3 | AF0063:P | JB100 DRIVER BOX | 10.D3
AF0062:V+ | SC | FU0062 | WHT | 14 | 10.C3 | FU0062:LD | JB100 DRIVER BOX | 10.D1
AF0063:COM | SC | AF0063N | WHT | 20 | 10.D3 | AF0064:COM | JB100 DRIVER BOX | 10.C4
AF0063:COM | SC | AU0060N | WHT | 20 | 10.D3 | AU0060:COM | JB100 DRIVER BOX | 10.C2
AF0063:J | SC | * |  |  | 10.D3 | AF0064:P | JB100 DRIVER BOX | 10.C4
AF0063:V+ | SC | AF0063P | WHT | 20 | 10.D3 | AF0064:V+ | JB100 DRIVER BOX | 10.C4
AF0063:V+ | SC | AU0060P | WHT | 20 | 10.D3 | AU0060:V+ | JB100 DRIVER BOX | 10.C2
AF0064:COM | SC | AF0064N | WHT | 20 | 10.C4 | AF0065:COM | JB100 DRIVER BOX | 10.C5
AF0064:J | SC | * |  |  | 10.C4 | AF0065:P | JB100 DRIVER BOX | 10.C5
AF0064:SH | SC | AF0064G | GRN | 14 | 10.C4 | AF0065:SH | JB100 DRIVER BOX | 10.C5
AF0064:SH | SC | AU0060G | GRN | 14 | 10.C4 | AU0060:GND | JB100 DRIVER BOX | 10.C2
AF0064:V+ | SC | AF0064P | WHT | 20 | 10.C4 | AF0065:V+ | JB100 DRIVER BOX | 10.C5
AF0065:COM | SC | AF0065N | WHT | 20 | 10.C5 | AF0066:COM | JB100 DRIVER BOX | 10.D5
AF0065:J | SC | * |  |  | 10.C5 | AF0066:P | JB100 DRIVER BOX | 10.D5
AF0065:SH | SC | AF0065G | GRN | 14 | 10.C5 | AF0066:SH | JB100 DRIVER BOX | 10.D5
AF0065:V+ | SC | AF0065P | WHT | 20 | 10.C5 | AF0066:V+ | JB100 DRIVER BOX | 10.D5
AF0066:COM | SC | AF0066N | WHT | 20 | 10.D5 | AF0068:COM | JB100 DRIVER BOX | 10.C7
AF0066:J | SC | * |  |  | 10.D5 | AF0067:P | JB100 DRIVER BOX | 10.D6
AF0066:SH | SC | AF0066G | GRN | 14 | 10.D5 | IEG0100:5 | JB100 DRIVER BOX | 10.D6
AF0066:V+ | SC | AF0066P | WHT | 20 | 10.D5 | AF0068:V+ | JB100 DRIVER BOX | 10.C7
AF0067:06 | SC | KA1710A1 | WHT | 20 | 43.A7 | KA1710:A1 | JB100 DRIVER BOX | 43.A6
AF0067:22 | SC | KA1710A2 | WHT | 20 | 43.A7 | KA1710:A2 | JB100 DRIVER BOX | 43.A6
AF0067:COM | SC | 0V | WHT | 14 | 10.D6 | XT0060:2 | JB100 DRIVER BOX | 10.D1
AF0067:V+ | SC | FU0063 | WHT | 14 | 10.D6 | FU0063:LD | JB100 DRIVER BOX | 10.D1
AF0071:COM | SC | AF0071N | WHT | 20 | 10.B2 | AF0072:COM | JB100 DRIVER BOX | 10.A3
AF0071:COM | SC | AU0070N | WHT | 20 | 10.B2 | AU0070:COM | JB100 DRIVER BOX | 10.A2
AF0071:J | SC | * |  |  | 10.B2 | AF0072:P | JB100 DRIVER BOX | 10.A3
AF0071:SH | SC | AF0071G | GRN | 14 | 10.B2 | AF0072:SH | JB100 DRIVER BOX | 10.A3
AF0071:SH | SC | AU0070G | GRN | 14 | 10.B2 | AU0070:GND | JB100 DRIVER BOX | 10.A2
AF0071:V+ | SC | AF0071P | WHT | 20 | 10.B2 | AF0072:V+ | JB100 DRIVER BOX | 10.A3
AF0071:V+ | SC | AU0070P | WHT | 20 | 10.B2 | AU0070:V+ | JB100 DRIVER BOX | 10.A2
AF0072:COM | SC | AF0072N | WHT | 20 | 10.A3 | AF0073:COM | JB100 DRIVER BOX | 10.B3
AF0072:J | SC | * |  |  | 10.A3 | AF0073:P | JB100 DRIVER BOX | 10.B3
AF0072:SH | SC | AF0072G | GRN | 14 | 10.A3 | AF0073:SH | JB100 DRIVER BOX | 10.B3
AF0072:V+ | SC | AF0072P | WHT | 20 | 10.A3 | AF0073:V+ | JB100 DRIVER BOX | 10.B3
AF0073:COM | SC | AF0073N | WHT | 20 | 10.B3 | AF0074:COM | JB100 DRIVER BOX | 10.B4
AF0073:J | SC | * |  |  | 10.B3 | AF0074:P | JB100 DRIVER BOX | 10.B4
AF0073:SH | SC | AF0073G | GRN | 14 | 10.B3 | AF0074:SH | JB100 DRIVER BOX | 10.B4
AF0073:V+ | SC | AF0073P | WHT | 20 | 10.B3 | AF0074:V+ | JB100 DRIVER BOX | 10.B4
AF0074:COM | SC | AF0074N | WHT | 20 | 10.B4 | AF0075:COM | JB100 DRIVER BOX | 10.A5
AF0074:J | SC | * |  |  | 10.B4 | AF0075:P | JB100 DRIVER BOX | 10.A5
AF0074:SH | SC | AF0074G | GRN | 14 | 10.B4 | AF0075:SH | JB100 DRIVER BOX | 10.A5
AF0074:V+ | SC | AF0074P | WHT | 20 | 10.B4 | AF0075:V+ | JB100 DRIVER BOX | 10.A5
AF0075:COM | SC | AF0075N | WHT | 20 | 10.A5 | AF0077:COM | JB100 DRIVER BOX | 10.B6
AF0075:J | SC | * |  |  | 10.A5 | AF0076:P | JB100 DRIVER BOX | 10.A5
AF0075:SH | SC | AF0075G | GRN | 14 | 10.A5 | AF0077:SH | JB100 DRIVER BOX | 10.B6
AF0075:V+ | SC | AF0075P | WHT | 20 | 10.A5 | AF0077:V+ | JB100 DRIVER BOX | 10.B6
AF0076:00 | SC | 007600 | WHT | 20 | 45.B7 | KA0260:14 | JB100 DRIVER BOX | 45.B5
AF0076:01 | SC | KA026224 | WHT | 20 | 47.B7 | KA0262:24 | JB100 DRIVER BOX | 47.B5
AF0076:04 | SC | KA0222A1 | WHT | 16 | 49.B7 | KA0222:A1 | JB100 DRIVER BOX | 49.B6
AF0076:06 | SC | KA0298A1 | WHT | 20 | 59.B7 | KA0298:A1 | JB100 DRIVER BOX | 59.B6
AF0076:08 | SC | 007608 | WHT | 20 | 30.A7 | KA1020:A1 | JB100 DRIVER BOX | 30.A5
AF0076:20 | SC | KA0222A2 | WHT | 20 | 49.B7 | KA0222:A2 | JB100 DRIVER BOX | 49.B6
AF0076:22 | SC | KA0298A2 | WHT | 20 | 59.B7 | KA0298:A2 | JB100 DRIVER BOX | 59.B6
AF0076:24 | SC | 007624 | WHT | 20 | 30.A7 | KA1020:A2 | JB100 DRIVER BOX | 30.A5
AF0076:COM | SC | 0V | WHT | 14 | 10.A5 | XT0070:2 | JB100 DRIVER BOX | 10.B1
AF0076:J | SC | * |  |  | 10.A5 | AF0077:P | JB100 DRIVER BOX | 10.B6
AF0076:V+ | SC | FU0071 | WHT | 14 | 10.A5 | FU0071:LD | JB100 DRIVER BOX | 10.B1
AF0077:SH | SC | AF0076G | GRN | 14 | 10.B6 | IEG0100:4 | JB100 DRIVER BOX | 10.B5
AF0078:00 | SC | 009402 | WHT | 20 | 49.A7 | KA0221:14 | JB100 DRIVER BOX | 49.A6
AF0078:02 | SC | KA029914 | WHT | 20 | 58.B7 | KA0299:14 | JB100 DRIVER BOX | 58.B6
AF0078:16 | SC | SV21202 | WHT | 20 | 49.A7 | XT0060:4 | JB100 DRIVER BOX | 49.A5
AF0078:COM | SC | 0V | WHT | 14 | 10.B7 | XT0070:3 | JB100 DRIVER BOX | 10.B1
AF0078:V+ | SC | FU0072 | WHT | 14 | 10.B7 | FU0072:LD | JB100 DRIVER BOX | 10.B1
AU0060:COM | SC | 0V | WHT | 14 | 10.C2 | XT0060:1 | JB100 DRIVER BOX | 10.D1
AU0060:V+ | SC | FU0060 | WHT | 14 | 10.C2 | FU0060:LD | JB100 DRIVER BOX | 10.D1
AU0070:COM | SC | 0V | WHT | 14 | 10.A2 | XT0070:1 | JB100 DRIVER BOX | 10.B1
AU0070:V+ | SC | FU0070 | WHT | 14 | 10.A2 | FU0070:LD | JB100 DRIVER BOX | 10.B1
FU0060:LI | SC | FU0100 | WHT | 14 | 10.D1 | XT1101:2 | JB100 DRIVER BOX | 20.A4
FU0060:LI | SC | FU0100 | WHT | 14 | 10.D1 | FU0061:LI | JB100 DRIVER BOX | 10.D1
FU0061:LI | SC | FU0100 | WHT | 14 | 10.D1 | FU0062:LI | JB100 DRIVER BOX | 10.D1
FU0062:LI | SC | FU0100 | WHT | 14 | 10.D1 | FU0063:LI | JB100 DRIVER BOX | 10.D1
FU0070:LI | SC | FU0100 | WHT | 14 | 10.B1 | XT1101:1 | JB100 DRIVER BOX | 20.A4
FU0070:LI | SC | FU0100 | WHT | 14 | 10.B1 | FU0071:LI | JB100 DRIVER BOX | 10.B1
FU0071:LI | SC | FU0100 | WHT | 14 | 10.B1 | FU0072:LI | JB100 DRIVER BOX | 10.B1
FU0100:LD | SC | FU0100 | WHT | 12 | 20.A4 | XT1101:1 | JB100 DRIVER BOX | 20.A4
FU0100:LI | SC | FU0136 | WHT | 12 | 20.A4 | XT1100:1 | JB100 DRIVER BOX | 20.A3
FU0211:LD | SC | FU0211 | WHT | 14 | 20.B5 | KA1020:14 | JB100 DRIVER BOX | 35.A5
FU0211:LI | SC | FU0100 | WHT | 14 | 20.B5 | XT1101:3 | JB100 DRIVER BOX | 20.B4
FU2240:LI | SC | FU0100 | WHT | 14 | 20.A5 | XT1101:2 | JB100 DRIVER BOX | 20.A4
GR0101: | SC | IEG010001 | GRN | 14 | 4.B4 | IEG0100:1 | JB100 DRIVER BOX | 4.B3
GR0102: | SC | IEG01002 | GRN | 14 | 4.B4 | IEG0100:2 | JB100 DRIVER BOX | 4.B3
GR0103: | SC | IEG010003 | GRN | 14 | 4.B4 | IEG0100:3 | JB100 DRIVER BOX | 4.B3
KA0221:11 | SC | 022111 | WHT | 20 | 49.A6 | KA0260:24 | JB100 DRIVER BOX | 49.A5
KA0222:11 | SC | 022211 | WHT | 20 | 49.B6 | KA0261:24 | JB100 DRIVER BOX | 49.B5
KA0260:A1 | SC | ESTOP | WHT | 20 | 20.C4 | KA0261:A1 | JB100 DRIVER BOX | 20.C4
KA0260:A1 | SC | ESTOP | WHT | 20 | 20.C4 | XT1110:1 | JB100 DRIVER BOX | 20.C3
KA0260:A2 | SC | 0V | WHT | 20 | 20.C4 | XT1102:3 | JB100 DRIVER BOX | 20.B4
KA0260:A2 | SC | 0V | WHT | 20 | 20.C4 | KA0261:A2 | JB100 DRIVER BOX | 20.C4
KA0261:14 | SC | KA026124 | WHT | 20 | 58.B5 | KA0299:11 | JB100 DRIVER BOX | 58.B6
KA0261:A1 | SC | ESTOP | WHT | 20 | 20.C4 | KA0262:A1 | JB100 DRIVER BOX | 20.C4
KA0261:A2 | SC | 0V | WHT | 20 | 20.C4 | KA0262:A2 | JB100 DRIVER BOX | 20.C4
KA0262:14 | SC | KA026214 | WHT | 20 | 59.B5 | KA0298:11 | JB100 DRIVER BOX | 59.B6
KA0270:A1 | SC | KA0234A1 | WHT | 20 | 20.C4 | KA0271:A1 | JB100 DRIVER BOX | 20.D4
KA0270:A1 | SC | KA0234A1 | WHT | 20 | 20.C4 | XT1110:2 | JB100 DRIVER BOX | 20.C3
KA0270:A2 | SC | 0V | WHT | 20 | 20.C4 | KA0271:A2 | JB100 DRIVER BOX | 20.D4
KA0270:A2 | SC | 0V | WHT | 20 | 20.C4 | XT1102:3 | JB100 DRIVER BOX | 20.B4
KA1020:24 | SC | 0V | WHT | 14 | 35.A5 | XT1102:1 | JB100 DRIVER BOX | 20.B4
XT1100:2 | SC | 0V | WHT | 12 | 20.B3 | XT1102:1 | JB100 DRIVER BOX | 20.B4
XT1102:1 | SC | 0V | WHT | 14 | 20.B4 | XT0070:1 | JB100 DRIVER BOX | 10.B1
XT1102:2 | SC | 0V | WHT | 14 | 20.B4 | XT0060:1 | JB100 DRIVER BOX | 10.D1
AU0060:L2 | WC0007 | AU0070L2 | ENET | CABLE | 2.A6 | AU0070:L2 | JB100 DRIVER BOX | 2.A5
AF0067:J | WC0060 | AF0067J | CABLE | CABLE | 10.D6 | AF0068:P | JB100 DRIVER BOX | 10.C7
AF0077:J | WC0070 | AF0077J | CABLE | CABLE | 10.B6 | AF0078:P | JB100 DRIVER BOX | 10.B7
AF0076:11 | WC1200 | UA1200J14 | 1 | 12 | 17.C7 | UA1200:J1-4 | TURBINE DOOR | 17.B3
AF0065:12 | WC4524 | UA1200J13 | WHT | 18 | 17.B7 | UA1200:J1-3 | TURBINE DOOR | 17.B3
AF0065:28 | WC4524 | UA1200J11 | BLK | 18 | 17.B7 | UA1200:J1-1 | TURBINE DOOR | 17.B3
AF0065:60 | WC4524 | UA1200S | SH | 18 | 17.B7 | FLOATING | TURBINE DOOR | 17.B3
AF0067:02 | WC0360 | KA0134A1 | 1 | 12 | 80.D7 | XT0136:14 | TURBINE PANEL | 15.C6
AF0076:12 | WC1200 | 007612 | 2 | 12 | 17.C7 | XT0237:1 B2 | TURBINE PANEL | 17.C5
XT1100:1 | WC8030 | FU0136 | 1 | 12 | 20.A3 | XT0138:3 | TURBINE PANEL | 14.A3
XT1100:2 | WC8030 | 0V | 2 | 12 | 20.B3 | XT0134:3 | TURBINE PANEL | 14.B3
XT1110:1 | WC8030 | ESTOP | 3 | 12 | 20.C3 | XT0240:5 | TURBINE PANEL | 16.B3
XT1110:2 | WC8030 | KA0234A1 | 4 | 12 | 20.C3 | KA0234:A1 | TURBINE PANEL | 16.D6
SolarTools ver. 24.0.84.24712 (Jul 31, 2025)
Report date: 2/12/2026 10:26 AM

## JB55
JB55
Project # | J0360
Project Name | BIOGEN
Revision | A.7
Controls DE | A.DOMINGUEZ
Phone:
Controls ME | A.GAMEZ
Phone:
From | [5 empty] | To
Device ID | Cable (W) Conductor (SC) Jumper Clip (JC) | Wire No. | Wire ID | Gauge/Size | Page/Zone | Device ID | Location | Page/Zone
GR5501: | SC | GR5501 | GRN/YEL | 14 | 4.C3 | FRAME | JB55 | 4.C2
Report date: 2/12/2026 10:26 AM |  |  |  |  | SolarTools ver. 24.0.84.24712 (Jul 31, 2025)

## PROX BOX
PROX BOX
JB4
Project # | J0360
Project Name | BIOGEN
Revision | A.7
Controls DE | A.DOMINGUEZ
Phone:
Controls ME | A.GAMEZ
Phone:
From | [5 empty] | To
Device ID | Cable (W) Conductor (SC) Jumper Clip (JC) | Wire No. | Wire ID | Gauge/Size | Page/Zone | Device ID | Location | Page/Zone
GR0404: | SC | GR0404 | GRN/YEL | 14 | 4.B3 | FRAME | PROX BOX | 4.B2
SolarTools ver. 24.0.84.24712 (Jul 31, 2025)
Report date: 2/12/2026 10:26 AM

## TURBINE DOOR
TURBINE DOOR
JB70
Project # | J0360
Project Name | BIOGEN
Revision | A.7
Controls DE | A.DOMINGUEZ
Phone:
Controls ME | A.GAMEZ
Phone:
From | [5 empty] | To
Device ID | Cable (W) Conductor (SC) Jumper Clip (JC) | Wire No. | Wire ID | Gauge/Size | Page/Zone | Device ID | Location | Page/Zone
AT1100:GND | SC | PEG01304 | GRN/YEL | 14 | 30.D3 | PEG0130:4 | TURBINE DOOR | 30.D4
AT1100:POS | SC | FU1100 | WHT | 14 | 30.D3 | FU1100:LD | TURBINE DOOR | 30.D4
FU0680:LD | SC | AT0680POS | WHT | 14 | 6.D2 | XT0680:1 | TURBINE DOOR | 6.D3
GR0133: | SC | GR0133 | GRN/YEL | 14 | 4.A3 | FRAME | TURBINE DOOR | 4.A3
GR0232: | SC | IEG02308 | GRN/YEL | 14 | 4.A4 | FRAME | TURBINE DOOR | 4.A4
GR1100: | SC | GR1100 | GRN/YEL | 14 | 4.A5 | FRAME | TURBINE DOOR | 4.A4
GR1101: | SC | GR1101 | GRN/YEL | 14 | 4.A5 | FRAME | TURBINE DOOR | 4.A5
PC0470:INP_A | SC | 009312 | WHT | 20 | 30.B5 | PC0470:INP_B | TURBINE DOOR | 30.B5
UA1200:J1-8 | SC | UA1200J | WHT | 20 | 68.B6 | UA1200:J3-5 | TURBINE DOOR | 68.B6
UA1200:J1-4 | WC1200 | UA1200J14 | 1 | 12 | 17.B3 | AF0076:11 | JB100 DRIVER BOX | 17.C7
UA1200:J1-3 | WC4524 | UA1200J13 | WHT | 18 | 17.B3 | AF0065:12 | JB100 DRIVER BOX | 17.B7
UA1200:J1-1 | WC4524 | UA1200J11 | BLK | 18 | 17.B3 | AF0065:28 | JB100 DRIVER BOX | 17.B7
FLOATING | WC4524 | UA1200S | SH | 18 | 17.B3 | AF0065:60 | JB100 DRIVER BOX | 17.B7
AT1100:NEG | SC | 0V | WHT | 14 | 30.D3 | XT0134:3 | TURBINE PANEL | 14.B3
FU0680:LI | SC | FU0335 | WHT | 14 | 6.D2 | XT0233:3 | TURBINE PANEL | 14.C4
FU1100:LI | SC | FU0136 | WHT | 14 | 30.D4 | XT0138:3 | TURBINE PANEL | 14.A3
FU1101:LD | SC | FU1101LD | WHT | 16 | 30.D6 | UJ0291:24V(+) | TURBINE PANEL | 30.C5
FU1101:LI | SC | FU0137 | WHT | 14 | 30.D6 | XT0139:1 | TURBINE PANEL | 14.A4
FU1102:LD | SC | FU1102 | WHT | 16 | 30.C2 | BA1100:POS | TURBINE PANEL | 30.D1
FU1102:LI | SC | UJ0291P | WHT | 16 | 30.C2 | UJ0291:OUT1(+) | TURBINE PANEL | 30.C5
PC0470:+PWR | SC | 009344 | WHT | 20 | 30.B5 | AF0093:44 | TURBINE PANEL | 30.B7
PC0470:INP_A | SC | 009312 | WHT | 20 | 30.B5 | AF0093:12 | TURBINE PANEL | 30.B7
PC0470:-PWR | SC | 009328 | WHT | 20 | 30.B5 | AF0093:28 | TURBINE PANEL | 30.B7
PC0471:+PWR | SC | 005312 | WHT | 20 | 30.B5 | AF0093:32 | TURBINE PANEL | 30.B7
PC0471:INP_A | SC | 005328 | WHT | 20 | 30.B5 | AF0093:00 | TURBINE PANEL | 30.B7
PC0471:INP_B | SC | 005314 | WHT | 20 | 30.B5 | AF0093:01 | TURBINE PANEL | 30.C7
PC0471:-PWR | SC | 005330 | WHT | 20 | 30.B5 | AF0093:17 | TURBINE PANEL | 30.C7
SA0471:B1-13 | SC | SA0471B113 | WHT | 20 | 29.B1 | AF0087:40 | TURBINE PANEL | 29.B7
SA0471:B1-14 | SC | SA0471B114 | WHT | 20 | 29.B1 | AF0087:08 | TURBINE PANEL | 29.B7
SA0471:B2-13 | SC | SA0471B213 | WHT | 20 | 29.A1 | AF0087:39 | TURBINE PANEL | 29.A7
SA0471:B2-14 | SC | SA0471B214 | WHT | 20 | 29.A1 | AF0087:07 | TURBINE PANEL | 29.A7
SA0472:B1-13 | SC | SA0472B113 | WHT | 20 | 29.C1 | AF0091:47 | TURBINE PANEL | 29.C7
SA0472:B1-14 | SC | SA0472B114 | WHT | 20 | 29.C1 | AF0091:15 | TURBINE PANEL | 29.C7
SA0472:B2-13 | SC | SA0472B213 | WHT | 20 | 29.C1 | AF0091:46 | TURBINE PANEL | 29.C7
SA0472:B2-14 | SC | SA0472B214 | WHT | 20 | 29.C1 | AF0091:14 | TURBINE PANEL | 29.C7
SB0471:11 | SC | SB047111 | WHT | 20 | 28.D1 | AF0087:34 | TURBINE PANEL | 28.D7
SB0471:12 | SC | SB047112 | WHT | 20 | 28.D1 | AF0087:02 | TURBINE PANEL | 28.D7
SB0472:B1-11 | SC | ESTOPA | WHT | 20 | 29.B1 | XT0137:1 | TURBINE PANEL | 29.B5
SB0472:B1-12 | SC | ESTOP | WHT | 20 | 29.B1 | XT0137:2 | TURBINE PANEL | 29.B5
SB0472:B2-11 | SC | SB0472B211 | WHT | 20 | 29.B1 | AF0081:36 | TURBINE PANEL | 29.B7
SB0472:B2-12 | SC | SB0472B212 | WHT | 20 | 29.B1 | AF0081:04 | TURBINE PANEL | 29.B7
SB0473:13 | SC | SB047313 | WHT | 20 | 28.D1 | AF0087:35 | TURBINE PANEL | 28.D7
SB0473:14 | SC | SB047314 | WHT | 20 | 28.D1 | AF0087:03 | TURBINE PANEL | 28.D7
SB0474:13 | SC | SB047413 | WHT | 20 | 29.A1 | AF0087:36 | TURBINE PANEL | 29.A7
SB0474:14 | SC | SB047414 | WHT | 20 | 29.A1 | AF0087:04 | TURBINE PANEL | 29.A7
SH0470:11 | SC | SH047011 | WHT | 20 | 28.B1 | AF0087:33 | TURBINE PANEL | 28.B7
SH0470:12 | SC | SH047012 | WHT | 20 | 28.B1 | AF0087:01 | TURBINE PANEL | 28.B7
SH0470:13 | SC | SH047013 | WHT | 20 | 28.B1 | XT0137:5 | TURBINE PANEL | 28.B5
SH0470:14 | SC | SH047014 | WHT | 20 | 28.B1 | XT0137:6 | TURBINE PANEL | 28.B5
SH0470:X1 | SC | SH0470X1 | WHT | 20 | 28.B1 | AF0093:22 | TURBINE PANEL | 28.B7
SH0470:X2 | SC | SH0470X2 | WHT | 20 | 28.B1 | AF0093:06 | TURBINE PANEL | 28.B7
SH0471:11 | SC | SH047111 | WHT | 20 | 28.A1 | XT0137:3 | TURBINE PANEL | 28.A5
SH0471:12 | SC | SH047112 | WHT | 20 | 28.A1 | XT0137:4 | TURBINE PANEL | 28.A5
SH0471:13 | SC | SH047113 | WHT | 20 | 28.A1 | AF0087:32 | TURBINE PANEL | 28.A7
SH0471:14 | SC | SH047114 | WHT | 20 | 28.A1 | AF0087:00 | TURBINE PANEL | 28.A7
SH0471:X1 | SC | SH0471X1 | WHT | 20 | 28.A1 | AF0093:31 | TURBINE PANEL | 28.A7
SH0471:X2 | SC | SH0471X2 | WHT | 20 | 28.A1 | AF0093:15 | TURBINE PANEL | 28.A7
SH0472:11 | SC | SH047211 | WHT | 20 | 28.C1 | XT0236:4 | TURBINE PANEL | 28.C5
SH0472:12 | SC | SH047212 | WHT | 20 | 28.C1 | XT0236:5 | TURBINE PANEL | 28.C5
SH0472:13 | SC | FU0139 | WHT | 20 | 28.B1 | XT0236:1 | TURBINE PANEL | 28.B5
SH0472:14 | SC | KA0241A1 | WHT | 20 | 28.B1 | XT0236:2 | TURBINE PANEL | 28.B5
SH0472:X1 | SC | 0V | WHT | 20 | 28.C1 | XT0236:3 | TURBINE PANEL | 28.C5
SH0472:X2 | SC | SH0472X2 | WHT | 20 | 28.C1 | XT0237:2 B1 | TURBINE PANEL | 28.C5
UA1200:J1-10 | SC | FU0212 | WHT | 20 | 17.B3 | XT0233:4 | TURBINE PANEL | 17.D5
UA1200:J1-5 | SC | UA1200J15 | WHT | 20 | 17.B3 | XT0237:1 B1 | TURBINE PANEL | 17.C5
UA1200:J1-9 | SC | 0V | WHT | 20 | 17.B3 | XT0235:4 | TURBINE PANEL | 17.D5
UA1200:J2-1 | SC | UA1200J21 | WHT | 20 | 17.B3 | XT0233:5 | TURBINE PANEL | 17.D5
UA1200:J2-2 | SC | FU0212 | WHT | 20 | 17.B3 | XT0233:4 | TURBINE PANEL | 17.D5
UA1200:J2-6 | SC | UA1200J26 | WHT | 20 | 17.B3 | KA0130:A2 | TURBINE PANEL | 17.C5
UA1200:J2-7 | SC | UA1200J27 | WHT | 20 | 17.B3 | AF0081:19 | TURBINE PANEL | 17.C7
UA1200:J3-4 | SC | IEG02307 | GRN | 16 | 17.B3 | IEG0230:7 | TURBINE PANEL | 17.D6
XT0680:1 | SC | AT0680POS | WHT | 14 | 6.D3 | AT0680:POS | TURBINE PANEL | 6.C3
XT0680:2 | SC | 0V | WHT | 14 | 6.D3 | AT0680:NEG | TURBINE PANEL | 6.C3
XT0680:2 | SC | 0V | WHT | 14 | 6.D3 | XT0235:3 | TURBINE PANEL | 14.D4
AT1100:L1 | WC0101 | BA1100DEVICE | ENET | CABLE | 30.D3 | BA1100:DEVICE | TURBINE PANEL | 30.D1
HA0472:BLK-1 | WC5072 | 0V | 1 | 18 | 27.D1 | XT0147:2 | TURBINE PANEL | 27.D5
HA0472:BLK-2 | WC5072 | HA04722 | 2 | 18 | 27.D1 | XT0147:1 | TURBINE PANEL | 27.D5
SolarTools ver. 24.0.84.24712 (Jul 31, 2025)
Report date: 2/12/2026 10:26 AM

## TURBINE PANEL
TURBINE PANEL
JB70
Project # | J0360
Project Name | BIOGEN
Revision | A.7
Controls DE | A.DOMINGUEZ
Phone:
Controls ME | A.GAMEZ
Phone:
From | [5 empty] | To
Device ID | Cable (W) Conductor (SC) Jumper Clip (JC) | Wire No. | Wire ID | Gauge/Size | Page/Zone | Device ID | Location | Page/Zone
XT0080:1 | JC | 0V | CLIP | --- | 9.D1 | XT0080:2 | TURBINE PANEL | 9.D1
XT0080:2 | JC | 0V | CLIP | --- | 9.D1 | XT0080:3 | TURBINE PANEL | 9.D1
XT0090:1 | JC | 0V | CLIP | --- | 9.B1 | XT0090:2 | TURBINE PANEL | 9.B1
XT0090:2 | JC | 0V | CLIP | --- | 9.B1 | XT0090:3 | TURBINE PANEL | 9.B1
XT0134:1 | JC | 0V | CLIP | --- | 14.B3 | XT0134:2 | TURBINE PANEL | 14.B3
XT0134:2 | JC | 0V | CLIP | --- | 14.B3 | XT0134:3 | TURBINE PANEL | 14.B3
XT0134:3 | JC | 0V | CLIP | --- | 14.B3 | XT0134:4 | TURBINE PANEL | 14.B3
XT0135:1 | JC | 0V | CLIP | --- | 14.B4 | XT0135:2 | TURBINE PANEL | 14.B4
XT0135:2 | JC | 0V | CLIP | --- | 14.B4 | XT0135:3 | TURBINE PANEL | 14.B4
XT0136:1 | JC | FU0139 | CLIP | --- | 15.A2 | XT0136:2 | TURBINE PANEL | 15.A2
XT0138:1 | JC | FU0136 | CLIP | --- | 14.A3 | XT0138:2 | TURBINE PANEL | 14.A3
XT0138:2 | JC | FU0136 | CLIP | --- | 14.A3 | XT0138:3 | TURBINE PANEL | 14.A3
XT0138:3 | JC | FU0136 | CLIP | --- | 14.A3 | XT0138:4 | TURBINE PANEL | 14.B3
XT0139:1 | JC | FU0137 | CLIP | --- | 14.A4 | XT0139:2 | TURBINE PANEL | 14.A4
XT0139:2 | JC | FU0137 | CLIP | --- | 14.A4 | XT0139:3 | TURBINE PANEL | 14.B4
XT0233:1 | JC | FU0335 | CLIP | --- | 14.C4 | XT0233:2 | TURBINE PANEL | 14.C4
XT0233:2 | JC | FU0335 | CLIP | --- | 14.C4 | XT0233:3 | TURBINE PANEL | 14.C4
XT0235:1 | JC | 0V | CLIP | --- | 14.D4 | XT0235:2 | TURBINE PANEL | 14.D4
XT0235:2 | JC | 0V | CLIP | --- | 14.D4 | XT0235:3 | TURBINE PANEL | 14.D4
XT0240:11 | JC | FU0139 | CLIP | --- | 16.C4 | XT0240:12 | TURBINE PANEL | 16.C4
XT0240:9 | JC | 0V | CLIP | --- | 16.D3 | XT0240:10 | TURBINE PANEL | 16.D3
AF0081:01 | SC | KA024314 | WHT | 20 | 16.B7 | KA0243:14 | TURBINE PANEL | 16.B6
AF0081:02 | SC | KA024524 | WHT | 20 | 16.B7 | KA0245:24 | TURBINE PANEL | 16.B6
AF0081:03 | SC | 008103 | WHT | 20 | 17.C7 | KA0130:14 | TURBINE PANEL | 17.D6
AF0081:07 | SC | SB75122 | WHT | 20 | 31.D6 | XT7512:2 | TURBINE PANEL | 31.D5
AF0081:08 | SC | KA024214 | WHT | 20 | 16.C7 | KA0242:14 | TURBINE PANEL | 16.C6
AF0081:09 | SC | KA023924 | WHT | 20 | 16.A7 | KA0239:24 | TURBINE PANEL | 16.B6
AF0081:23 | SC | 008123 | WHT | 20 | 31.D6 | KA7512:A2 | TURBINE PANEL | 31.D6
AF0081:33 | SC | KA024311 | WHT | 20 | 16.B7 | KA0243:11 | TURBINE PANEL | 16.B6
AF0081:34 | SC | KA024521 | WHT | 20 | 16.B7 | KA0245:21 | TURBINE PANEL | 16.B6
AF0081:35 | SC | 008135 | WHT | 20 | 17.C7 | KA0130:A1 | TURBINE PANEL | 17.C5
AF0081:39 | SC | SB75121 | WHT | 20 | 31.D6 | XT7512:1 | TURBINE PANEL | 31.D5
AF0081:41 | SC | KA023921 | WHT | 20 | 16.A7 | KA0239:21 | TURBINE PANEL | 16.B6
AF0081:COM | SC | AU0080N | WHT | 20 | 9.C2 | AU0080:COM | TURBINE PANEL | 9.C2
AF0081:J | SC | * |  |  | 9.C2 | AF0082:P | TURBINE PANEL | 9.D3
AF0081:P | SC | * |  |  | 9.C2 | AU0080:J | TURBINE PANEL | 9.C2
AF0081:V+ | SC | AU0080P | WHT | 20 | 9.C2 | AU0080:V+ | TURBINE PANEL | 9.C2
AF0082:COM | SC | 0V | WHT | 14 | 9.D3 | XT0080:2 | TURBINE PANEL | 9.D1
AF0082:COM | SC | AF0082N | WHT | 20 | 9.D3 | AF0083:COM | TURBINE PANEL | 9.D3
AF0082:J | SC | * |  |  | 9.D3 | AF0083:P | TURBINE PANEL | 9.D3
AF0082:V+ | SC | FU0081 | WHT | 14 | 9.D3 | FU0081:LD | TURBINE PANEL | 9.D1
AF0082:V+ | SC | AF0082P | WHT | 20 | 9.D3 | AF0083:V+ | TURBINE PANEL | 9.D3
AF0083:COM | SC | AF0083N | WHT | 20 | 9.D3 | AF0084:COM | TURBINE PANEL | 9.D4
AF0083:J | SC | * |  |  | 9.D3 | AF0084:P | TURBINE PANEL | 9.D4
AF0083:SH | SC | AF0083G | GRN | 14 | 9.D3 | AF0084:SH | TURBINE PANEL | 9.D4
AF0083:SH | SC | AU0080G | GRN | 14 | 9.D3 | AU0080:GND | TURBINE PANEL | 9.C2
AF0083:V+ | SC | AF0083P | WHT | 20 | 9.D3 | AF0084:V+ | TURBINE PANEL | 9.D4
AF0084:COM | SC | AF0084N | WHT | 20 | 9.D4 | AF0085:COM | TURBINE PANEL | 9.D5
AF0084:J | SC | * |  |  | 9.D4 | AF0085:P | TURBINE PANEL | 9.D5
AF0084:SH | SC | AF0084G | GRN | 14 | 9.D4 | AF0085:SH | TURBINE PANEL | 9.D5
AF0084:V+ | SC | AF0084P | WHT | 20 | 9.D4 | AF0085:V+ | TURBINE PANEL | 9.D5
AF0085:COM | SC | AF0085N | WHT | 20 | 9.D5 | AF0086:COM | TURBINE PANEL | 9.D5
AF0085:J | SC | * |  |  | 9.D5 | AF0086:P | TURBINE PANEL | 9.D5
AF0085:SH | SC | AF0085G | GRN | 14 | 9.D5 | AF0086:SH | TURBINE PANEL | 9.D5
AF0085:V+ | SC | AF0085P | WHT | 20 | 9.D5 | AF0086:V+ | TURBINE PANEL | 9.D5
AF0086:COM | SC | AF0086N | WHT | 20 | 9.D5 | AF0087:COM | TURBINE PANEL | 9.C6
AF0086:SH | SC | IEG02302 | GRN | 14 | 9.D5 | IEG0230:2 | TURBINE PANEL | 9.D5
AF0086:V+ | SC | AF0086P | WHT | 20 | 9.D5 | AF0087:V+ | TURBINE PANEL | 9.C6
AF0087:11 | SC | KA013624 | WHT | 20 | 15.B4 | KA0136:24 | TURBINE PANEL | 15.B3
AF0087:43 | SC | KA013621 | WHT | 20 | 15.B4 | KA0136:21 | TURBINE PANEL | 15.B3
AF0091:07 | SC | KA014114 | WHT | 20 | 15.C2 | KA0141:14 | TURBINE PANEL | 15.C2
AF0091:12 | SC | KA0134A1 | WHT | 20 | 80.C7 | XT0136:14 | TURBINE PANEL | 15.C6
XT0240:3 | SC | JW1 | CLIP | -- | 16.A3 | XT0240:2 | TURBINE PANEL | 16.A3
AF0091:01 | SC | JP8 | VIO | 20 | 31.A6 | AF0091:33 | TURBINE PANEL | 31.A6
AF0091:02 | SC | JP4 | VIO | 20 | 104.A7 | AF0091:34 | TURBINE PANEL | 104.A7
XT0240:2 | SC | JP0 | VIO | 20 | 16.A3 | XT0240:1 | TURBINE PANEL | 16.A3
XT7512:2 | SC | JP2 | VIO | 20 | 31.D5 | XT7512:1 | TURBINE PANEL | 31.D5
AF0091:39 | SC | KA014111 | WHT | 20 | 15.C2 | KA0141:11 | TURBINE PANEL | 15.C2
AF0091:COM | SC | AU0090N | WHT | 20 | 9.B2 | AU0090:COM | TURBINE PANEL | 9.A2
AF0091:J | SC | * |  |  | 9.B2 | AF0092:P | TURBINE PANEL | 9.B3
AF0091:P | SC | * |  |  | 9.B2 | AU0090:J | TURBINE PANEL | 9.A2
AF0091:V+ | SC | AU0090P | WHT | 20 | 9.B2 | AU0090:V+ | TURBINE PANEL | 9.A2
AF0092:02 | SC | KA0133A1 | WHT | 20 | 78.B7 | KA0133:A1 | TURBINE PANEL | 15.C6
AF0092:04 | SC | 009204 | WHT | 20 | 33.A6 | KA2160:A1 | TURBINE PANEL | 33.A5
AF0092:06 | SC | KA013114 | WHT | 20 | 78.A7 | KA0131:14 | TURBINE PANEL | 15.D4
AF0092:07 | SC | 009207 | WHT | 20 | 33.A6 | KA2161:A1 | TURBINE PANEL | 33.B5
AF0092:10 | SC | 018102 | WHT | 20 | 104.C7 | KA0181:A1 | TURBINE PANEL | 104.C5
AF0092:12 | SC | 009212 | WHT | 20 | 12.C3 | KA0875:A1 | TURBINE PANEL | 12.C2
AF0092:13 | SC | XT02372 | WHT | 20 | 28.C7 | XT0237:2 T2 | TURBINE PANEL | 28.C5
AF0092:14 | SC | 018106 | WHT | 20 | 104.C7 | KA0183:A1 | TURBINE PANEL | 104.C5
AF0092:20 | SC | 009220 | WHT | 20 | 33.A6 | KA2160:A2 | TURBINE PANEL | 33.A5
AF0092:23 | SC | 009223 | WHT | 20 | 33.A6 | KA2161:A2 | TURBINE PANEL | 33.B5
AF0092:26 | SC | 018118 | WHT | 20 | 104.C7 | KA0181:A2 | TURBINE PANEL | 104.C5
AF0092:28 | SC | 009228 | WHT | 20 | 12.C3 | KA0875:A2 | TURBINE PANEL | 12.C2
AF0092:30 | SC | 018122 | WHT | 20 | 104.C7 | KA0183:A2 | TURBINE PANEL | 104.C5
AF0092:COM | SC | 0V | WHT | 20 | 9.B3 | XT0090:2 | TURBINE PANEL | 9.B1
AF0092:J | SC | * |  |  | 9.B3 | AF0093:P | TURBINE PANEL | 9.B3
AF0092:V+ | SC | FU0091 | WHT | 14 | 9.B3 | FU0091:LD | TURBINE PANEL | 9.B1
AF0093:04 | SC | 009304 | WHT | 20 | 102.A7 | XT0171:2 | TURBINE PANEL | 102.A6
AF0093:36 | SC | 009336 | WHT | 20 | 102.A7 | KA0176:14 | TURBINE PANEL | 102.A6
AF0093:COM | SC | 0V | GRN | 14 | 9.B3 | XT0090:2 | TURBINE PANEL | 9.B1
AF0093:J | SC | * |  |  | 9.B3 | AF0094:P | TURBINE PANEL | 9.B4
AF0093:V+ | SC | FU0092 | WHT | 14 | 9.B3 | FU0092:LD | TURBINE PANEL | 9.B1
AF0094:COM | SC | 0V | WHT | 20 | 9.B4 | XT0090:4 | TURBINE PANEL | 9.C1
AF0094:J | SC | * |  |  | 9.B4 | AF0095:P | TURBINE PANEL | 9.B5
AF0094:V+ | SC | FU0095 | WHT | 14 | 9.B4 | FU0095:LD | TURBINE PANEL | 9.B1
AF0095:COM | SC | 0V | WHT | 14 | 9.B5 | XT0090:4 | TURBINE PANEL | 9.C1
AF0095:J | SC | * |  |  | 9.B5 | AF0096:P | TURBINE PANEL | 9.A5
AF0095:SH | SC | AF0095G | GRN | 14 | 9.B5 | IEG0230:5 | TURBINE PANEL | 9.B6
AF0095:SH | SC | AU0090G | GRN | 14 | 9.B5 | AU0090:GND | TURBINE PANEL | 9.A2
AF0095:V+ | SC | FU0094 | WHT | 14 | 9.B5 | FU0094:LD | TURBINE PANEL | 9.B1
AF0096:00 | SC | KT0146B1 | WHT | 20 | 15.B2 | KT0146:B1 | TURBINE PANEL | 15.B2
AF0096:01 | SC | KT014615 | WHT | 20 | 16.C7 | KT0146:15 | TURBINE PANEL | 16.C6
AF0096:02 | SC | 007614 | WHT | 20 | 104.D7 | KA0182:A1 | TURBINE PANEL | 104.D5
AF0096:16 | SC | KT0146A2 | WHT | 20 | 15.B2 | KT0146:A2 | TURBINE PANEL | 15.B2
AF0096:17 | SC | KA0231A2 | WHT | 20 | 16.C7 | KA0231:A2 | TURBINE PANEL | 16.C6
AF0096:18 | SC | 007630 | WHT | 20 | 104.D7 | KA0182:A2 | TURBINE PANEL | 104.D5
AF0096:COM | SC | 0V | WHT | 14 | 9.A5 | XT0090:3 | TURBINE PANEL | 9.B1
AF0096:V+ | SC | FU0093 | WHT | 14 | 9.A5 | FU0093:LD | TURBINE PANEL | 9.B1
AR0600:IE1 | SC | UV0600G | GRN | 14 | 8.A1 | UV0600:GND | TURBINE PANEL | 8.B2
AR0600:IE2 | SC | IEG07021 | GRN | 12 | 8.A1 | IEG0230:1 | TURBINE PANEL | 8.B4
AU0080:COM | SC | 0V | WHT | 14 | 9.C2 | XT0080:1 | TURBINE PANEL | 9.D1
AU0080:V+ | SC | FU0080 | WHT | 14 | 9.C2 | FU0080:LD | TURBINE PANEL | 9.D1
AU0090:COM | SC | 0V | WHT | 14 | 9.A2 | XT0090:1 | TURBINE PANEL | 9.B1
AU0090:V+ | SC | FU0090 | WHT | 14 | 9.A2 | FU0090:LD | TURBINE PANEL | 9.B1
BA1100:NEG | SC | UJ02911N | WHT | 16 | 30.D1 | UJ0291:OUT1(-) | TURBINE PANEL | 30.C5
FU0080:LI | SC | FU0137 | WHT | 14 | 9.D1 | XT0139:1 | TURBINE PANEL | 14.A4
FU0080:LI | SC | FU0137 | WHT | 14 | 9.D1 | FU0081:LI | TURBINE PANEL | 9.D1
FU0081:LI | SC | FU0137 | WHT | 14 | 9.D1 | FU0082:LI | TURBINE PANEL | 9.D1
FU0090:LI | SC | FU0137 | WHT | 14 | 9.B1 | XT0139:2 | TURBINE PANEL | 14.A4
FU0090:LI | SC | FU0137 | WHT | 14 | 9.B1 | FU0091:LI | TURBINE PANEL | 9.B1
FU0091:LI | SC | FU0137 | WHT | 14 | 9.B1 | FU0092:LI | TURBINE PANEL | 9.B1
FU0092:LI | SC | FU0137 | WHT | 14 | 9.B1 | FU0093:LI | TURBINE PANEL | 9.B1
FU0093:LI | SC | FU0137 | WHT | 14 | 9.B1 | FU0094:LI | TURBINE PANEL | 9.B1
FU0094:LI | SC | FU0137 | WHT | 14 | 9.B1 | FU0095:LI | TURBINE PANEL | 9.B1
FU0136:LD | SC | FU0136 | WHT | 10 | 14.A3 | XT0138:1 | TURBINE PANEL | 14.A3
FU0137:LD | SC | FU0137 | WHT | 12 | 14.A4 | XT0139:1 | TURBINE PANEL | 14.A4
FU0137:LI | SC | FU0136 | WHT | 14 | 14.A4 | XT0138:1 | TURBINE PANEL | 14.A3
FU0139:LD | SC | FU0139 | WHT | 14 | 14.A5 | XT0136:1 | TURBINE PANEL | 15.A2
FU0139:LI | SC | FU0137 | WHT | 14 | 14.A5 | XT0139:1 | TURBINE PANEL | 14.A4
FU0210:LD | SC | FU0335 | WHT | 14 | 14.C4 | XT0233:1 | TURBINE PANEL | 14.C4
FU0210:LI | SC | FU0136 | WHT | 14 | 14.C4 | XT0138:4 | TURBINE PANEL | 14.B3
FU0212:LD | SC | FU0212 | WHT | 16 | 14.C5 | KA0248:21 | TURBINE PANEL | 17.C6
FU0212:LD | SC | FU0212 | WHT | 16 | 14.C5 | XT0233:4 | TURBINE PANEL | 17.D5
FU0212:LI | SC | FU0335 | WHT | 14 | 14.C5 | XT0233:1 | TURBINE PANEL | 14.C4
FU0700:LD | SC | FU0700 | WHT | 14 | 14.B5 | UV0600:(+) | TURBINE PANEL | 8.B2
FU0700:LI | SC | FU0137 | WHT | 14 | 14.B5 | XT0139:3 | TURBINE PANEL | 14.B4
GR0131: | SC | GR0131 | GRN | 14 | 4.A3 | IEG0230:8 | TURBINE PANEL | 4.A3
GR0134: | SC | IEG02309 | GRN | 14 | 4.A3 | IEG0230:9 | TURBINE PANEL | 4.A3
GR0231: | SC | IEG02306 | GRN | 14 | 4.A4 | IEG0230:6 | TURBINE PANEL | 4.A4
GR0233: | SC | IEG023010 | GRN | 14 | 4.A4 | IEG0230:10 | TURBINE PANEL | 4.A4
KA0130:A1 | SC | 008135 | WHT | 20 | 17.C5 | KA0130:11 | TURBINE PANEL | 17.D6
KA0131:11 | SC | KA0135A1 | WHT | 20 | 15.D4 | KA0135:A1 | TURBINE PANEL | 15.D6
KA0131:12 | SC | KA013112 | WHT | 20 | 15.D4 | KA0137:24 | TURBINE PANEL | 15.D3
KA0131:A1 | SC | KA0234A1 | WHT | 20 | 15.B6 | KA0132:A1 | TURBINE PANEL | 15.B6
KA0131:A1 | SC | KA0234A1 | WHT | 20 | 15.B6 | XT0136:10 | TURBINE PANEL | 15.B5
KA0131:A2 | SC | 0V | WHT | 20 | 15.B6 | KA0132:A2 | TURBINE PANEL | 15.B6
KA0131:A2 | SC | 0V | WHT | 20 | 15.B6 | KT0145:A2 | TURBINE PANEL | 15.B6
KA0132:11 | SC | FU0139 | WHT | 20 | 15.A3 | KA0133:11 | TURBINE PANEL | 15.A3
KA0132:11 | SC | FU0139 | WHT | 20 | 15.A3 | KT0145:15 | TURBINE PANEL | 15.D2
KA0132:12 | SC | KT0141A1 | WHT | 20 | 15.A3 | KT0142:A1 | TURBINE PANEL | 15.A6
KA0132:12 | SC | KT0141A1 | WHT | 20 | 15.A3 | KA0133:12 | TURBINE PANEL | 15.A3
KA0132:21 | SC | KA0138A1 | WHT | 20 | 15.D4 | KA0138:A1 | TURBINE PANEL | 15.D6
KA0132:22 | SC | KA013222 | WHT | 20 | 15.D4 | KA0137:14 | TURBINE PANEL | 15.D3
KA0132:22 | SC | KA013222 | WHT | 20 | 15.D4 | KT0141:18 | TURBINE PANEL | 15.D2
KA0132:24 | SC | KA013224 | WHT | 20 | 15.D4 | KA0134:14 | TURBINE PANEL | 15.D3
KA0132:A1 | SC | KA0234A1 | WHT | 20 | 15.B6 | KA0141:A1 | TURBINE PANEL | 15.C6
KA0132:A2 | SC | 0V | WHT | 20 | 15.B6 | KA0141:A2 | TURBINE PANEL | 15.C6
KA0133:11 | SC | FU0139 | WHT | 20 | 15.A3 | KA0134:11 | TURBINE PANEL | 15.D3
KA0133:A2 | SC | 0V | WHT | 20 | 15.C6 | KA0134:A2 | TURBINE PANEL | 15.C6
KA0133:A2 | SC | 0V | WHT | 20 | 15.C6 | KA0141:A2 | TURBINE PANEL | 15.C6
KA0134:11 | SC | FU0139 | WHT | 20 | 15.D3 | KA0136:11 | TURBINE PANEL | 15.B4
KA0134:A1 | SC | KA0134A1 | WHT | 20 | 15.C6 | XT0136:14 | TURBINE PANEL | 15.C6
KA0134:A2 | SC | 0V | WHT | 20 | 15.C6 | KA0144:A2 | TURBINE PANEL | 15.C6
KA0135:A1 | SC | KA0135A1 | WHT | 20 | 15.D6 | KA0144:A1 | TURBINE PANEL | 15.C6
KA0135:A2 | SC | 0V | WHT | 20 | 15.D6 | KA0136:A2 | TURBINE PANEL | 15.D6
KA0135:A2 | SC | 0V | WHT | 20 | 15.D6 | KA0144:A2 | TURBINE PANEL | 15.C6
KA0136:11 | SC | FU0139 | WHT | 20 | 15.B4 | KA0137:21 | TURBINE PANEL | 15.D3
KA0136:14 | SC | KA013821 | WHT | 20 | 15.B4 | KA0138:21 | TURBINE PANEL | 15.B5
KA0136:A1 | SC | PS32002 | WHT | 20 | 15.D6 | XT0136:5 | TURBINE PANEL | 77.D5
KA0136:A2 | SC | 0V | WHT | 20 | 15.D6 | KA0137:A2 | TURBINE PANEL | 15.D6
KA0137:11 | SC | FU0139 | WHT | 20 | 15.D3 | KA0137:21 | TURBINE PANEL | 15.D3
KA0137:24 | SC | KA013112 | WHT | 20 | 15.D3 | AF0087:09 | TURBINE PANEL | 15.C4
KA0137:A1 | SC | KA0137A1 | WHT | 20 | 15.D6 | KT0142:18 | TURBINE PANEL | 15.D2
KA0137:A2 | SC | 0V | WHT | 20 | 15.D6 | KA0138:A2 | TURBINE PANEL | 15.D6
KA0138:11 | SC | KM3170EP | WHT | 20 | 80.C5 | XT0136:13 | TURBINE PANEL | 80.C5
KA0138:14 | SC | FU0139 | WHT | 20 | 80.C5 | XT0136:11 | TURBINE PANEL | 80.C6
KA0138:24 | SC | KT0144B1 | WHT | 20 | 15.B5 | KT0144:B1 | TURBINE PANEL | 15.B6
KA0141:21 | SC | KT0146A1 | WHT | 20 | 15.B2 | KT0146:A1 | TURBINE PANEL | 15.B2
KA0141:21 | SC | KT0146A1 | WHT | 20 | 15.B2 | KA0241:21 | TURBINE PANEL | 15.B2
KA0141:24 | SC | FU0139 | WHT | 20 | 15.B2 | KA0241:24 | TURBINE PANEL | 15.B2
KA0141:24 | SC | FU0139 | WHT | 20 | 15.B2 | XT0136:2 | TURBINE PANEL | 15.A2
KA0144:22 | SC | KA014422 | WHT | 20 | 102.B6 | KA0249:12 | TURBINE PANEL | 102.B6
KA0144:22 | SC | KA014422 | WHT | 20 | 102.B6 | KA0176:A1 | TURBINE PANEL | 102.B5
KA0176:11 | SC | KA017611 | WHT | 20 | 102.A6 | XT0171:1 | TURBINE PANEL | 102.A5
KA0176:A2 | SC | 0V | WHT | 20 | 102.B5 | XT0135:3 | TURBINE PANEL | 14.B4
KA0178:11 | SC | HA04722 | WHT | 20 | 27.D5 | XT0147:1 | TURBINE PANEL | 27.D5
KA0178:14 | SC | KA017814 | WHT | 20 | 27.D5 | KA0232:11 | TURBINE PANEL | 27.D6
KA0178:A1 | SC | KA0178A1 | WHT | 20 | 27.D1 | XT0147:3 | TURBINE PANEL | 27.D3
KA0178:A2 | SC | KA0178A2 | WHT | 20 | 27.D1 | XT0147:4 | TURBINE PANEL | 27.D3
KA0231:11 | SC | KA0234A1 | WHT | 20 | 16.C6 | KA0231:A1 | TURBINE PANEL | 16.C6
KA0231:11 | SC | KA0234A1 | WHT | 20 | 16.C6 | KA0242:11 | TURBINE PANEL | 16.C6
KA0231:14 | SC | KA024214 | WHT | 20 | 16.C6 | KA0242:14 | TURBINE PANEL | 16.C6
KA0231:14 | SC | KA024214 | WHT | 20 | 16.C6 | KT0146:18 | TURBINE PANEL | 16.C6
KA0231:21 | SC | KA023121 | WHT | 20 | 16.A4 | KA0245:14 | TURBINE PANEL | 16.A4
KA0231:A1 | SC | KA0234A1 | WHT | 20 | 16.C6 | KA0232:A1 | TURBINE PANEL | 16.D6
KA0231:A2 | SC | KA0231A2 | WHT | 20 | 16.C6 | KA0232:A2 | TURBINE PANEL | 16.D6
KA0232:12 | SC | FU0170 | WHT | 20 | 27.D6 | KA0875:14 | TURBINE PANEL | 27.D6
KA0232:21 | SC | FU0137 | WHT | 20 | 102.B6 | XT0139:3 | TURBINE PANEL | 14.B4
KA0232:22 | SC | KA023222 | WHT | 20 | 102.B6 | KA0144:21 | TURBINE PANEL | 102.B6
KA0232:22 | SC | KA023222 | WHT | 20 | 102.B6 | KA0249:11 | TURBINE PANEL | 102.B6
KA0232:A1 | SC | KA0234A1 | WHT | 20 | 16.D6 | KA0233:A1 | TURBINE PANEL | 16.D6
KA0232:A2 | SC | KA0231A2 | WHT | 20 | 16.D6 | KA0233:A2 | TURBINE PANEL | 16.D6
KA0233:A1 | SC | KA0234A1 | WHT | 20 | 16.D6 | KA0234:A1 | TURBINE PANEL | 16.D6
KA0233:A2 | SC | KA0231A2 | WHT | 20 | 16.D6 | KA0234:A2 | TURBINE PANEL | 16.D6
KA0235:11 | SC | UA1200J21 | WHT | 20 | 16.A5 | XT0233:5 | TURBINE PANEL | 17.D5
KA0235:11 | SC | UA1200J21 | WHT | 20 | 16.A5 | KA0241:11 | TURBINE PANEL | 16.A5
KA0235:14 | SC | KA024114 | WHT | 20 | 16.A5 | KA0241:14 | TURBINE PANEL | 16.A5
KA0235:A1 | SC | ESTOP | WHT | 20 | 16.A2 | KA0236:A1 | TURBINE PANEL | 16.B2
KA0235:A1 | SC | ESTOP | WHT | 20 | 16.A2 | XT0240:4 | TURBINE PANEL | 16.A3
KA0236:11 | SC | FU0139 | WHT | 20 | 16.D4 | KA0244:11 | TURBINE PANEL | 16.D4
KA0236:11 | SC | FU0139 | WHT | 20 | 16.D4 | XT0240:12 | TURBINE PANEL | 16.C4
KA0236:12 | SC | KA023612 | WHT | 20 | 16.D4 | XT0240:13 | TURBINE PANEL | 16.D4
KA0236:A1 | SC | ESTOP | WHT | 20 | 16.B2 | KA0237:A1 | TURBINE PANEL | 16.B2
KA0236:A2 | SC | 0V | WHT | 20 | 16.B2 | KA0235:A2 | TURBINE PANEL | 16.A2
KA0236:A2 | SC | 0V | WHT | 20 | 16.B2 | KA0237:A2 | TURBINE PANEL | 16.B2
KA0237:A1 | SC | ESTOP | WHT | 20 | 16.B2 | KA0238:A1 | TURBINE PANEL | 16.B2
KA0237:A2 | SC | 0V | WHT | 20 | 16.B2 | KA0238:A2 | TURBINE PANEL | 16.B2
KA0238:A1 | SC | ESTOP | WHT | 20 | 16.B2 | KA0239:A1 | TURBINE PANEL | 16.B2
KA0238:A2 | SC | 0V | WHT | 20 | 16.B2 | KA0239:A2 | TURBINE PANEL | 16.B2
KA0239:A1 | SC | ESTOP | WHT | 20 | 16.B2 | KA0240:A1 | TURBINE PANEL | 16.B2
KA0239:A2 | SC | 0V | WHT | 20 | 16.B2 | KA0240:A2 | TURBINE PANEL | 16.B2
KA0240:21 | SC | PS32004 | WHT | 20 | 77.D6 | XT0136:6 | TURBINE PANEL | 77.D5
KA0240:24 | SC | UF1300 | WHT | 20 | 77.D6 | XT0136:7 | TURBINE PANEL | 77.D6
KA0240:A1 | SC | ESTOP | WHT | 20 | 16.B2 | KA0248:A1 | TURBINE PANEL | 16.C2
KA0240:A2 | SC | 0V | WHT | 20 | 16.B2 | KA0248:A2 | TURBINE PANEL | 16.C2
KA0241:11 | SC | UA1200J21 | WHT | 20 | 16.A5 | AF0081:00 | TURBINE PANEL | 16.A7
KA0241:14 | SC | KA024114 | WHT | 20 | 16.A5 | KA0231:24 | TURBINE PANEL | 16.A4
KA0241:A1 | SC | KA0241A1 | WHT | 20 | 16.C2 | KA0242:A1 | TURBINE PANEL | 16.C2
KA0241:A1 | SC | KA0241A1 | WHT | 20 | 16.C2 | XT0240:6 | TURBINE PANEL | 16.C3
KA0241:A2 | SC | 0V | WHT | 20 | 16.C2 | KA0242:A2 | TURBINE PANEL | 16.C2
KA0241:A2 | SC | 0V | WHT | 20 | 16.C2 | KA0250:A2 | TURBINE PANEL | 16.C2
KA0242:11 | SC | KA0234A1 | WHT | 20 | 16.C6 | XT0136:10 | TURBINE PANEL | 15.B5
KA0242:21 | SC | 024221 | WHT | 20 | 17.C6 | XT0237:1 T2 | TURBINE PANEL | 17.C5
KA0242:24 | SC | KA024822 | WHT | 20 | 17.C6 | KA0248:22 | TURBINE PANEL | 17.C6
KA0242:A2 | SC | 0V | WHT | 20 | 16.C2 | KA0243:A2 | TURBINE PANEL | 16.C2
KA0243:21 | SC | ESTOPC | WHT | 20 | 16.A3 | XT0240:1 | TURBINE PANEL | 16.A3
KA0243:24 | SC | KA024511 | WHT | 20 | 16.A3 | KA0245:11 | TURBINE PANEL | 16.A4
KA0243:A1 | SC | KA0243A1 | WHT | 20 | 16.C2 | KA0244:A1 | TURBINE PANEL | 16.D2
KA0243:A1 | SC | KA0243A1 | WHT | 20 | 16.C2 | XT0240:7 | TURBINE PANEL | 16.C3
KA0243:A2 | SC | 0V | WHT | 20 | 16.C2 | KA0244:A2 | TURBINE PANEL | 16.D2
KA0244:12 | SC | KA024412 | WHT | 20 | 16.D4 | KT0145:A1 | TURBINE PANEL | 15.B6
KA0244:A1 | SC | KA0243A1 | WHT | 20 | 16.D2 | KA0246:A1 | TURBINE PANEL | 16.D2
KA0244:A2 | SC | 0V | WHT | 20 | 16.D2 | KA0246:A2 | TURBINE PANEL | 16.D2
KA0245:A1 | SC | KA0245A1 | WHT | 20 | 16.D2 | KA0249:A1 | TURBINE PANEL | 16.D2
KA0245:A1 | SC | KA0245A1 | WHT | 20 | 16.D2 | XT0240:8 | TURBINE PANEL | 16.D3
KA0245:A2 | SC | 0V | WHT | 20 | 16.D2 | KA0249:A2 | TURBINE PANEL | 16.D2
KA0245:A2 | SC | 0V | WHT | 20 | 16.D2 | KA0247:A2 | TURBINE PANEL | 16.D2
KA0246:11 | SC | KA017611 | WHT | 20 | 102.A5 | XT0171:1 | TURBINE PANEL | 102.A5
KA0246:A1 | SC | KA0243A1 | WHT | 20 | 16.D2 | KA0247:A1 | TURBINE PANEL | 16.D2
KA0246:A2 | SC | 0V | WHT | 20 | 16.D2 | KA0247:A2 | TURBINE PANEL | 16.D2
KA0248:A1 | SC | ESTOP | WHT | 20 | 16.C2 | KA0250:A1 | TURBINE PANEL | 16.C2
KA0248:A2 | SC | 0V | WHT | 20 | 16.C2 | KA0250:A2 | TURBINE PANEL | 16.C2
KA0249:A2 | SC | 0V | WHT | 20 | 16.D2 | XT0240:10 | TURBINE PANEL | 16.D3
KA0875:11 | SC | HA04722 | WHT | 20 | 27.D6 | XT0147:1 | TURBINE PANEL | 27.D5
KA7512:11 | SC | ESTOPC | WHT | 20 | 31.D6 | XT0240:1 | TURBINE PANEL | 16.A3
KA7512:14 | SC | ESTOPB | WHT | 20 | 31.D6 | XT0240:2 | TURBINE PANEL | 16.A3
KA7512:A1 | SC | SB75122 | WHT | 20 | 31.D6 | XT7512:2 | TURBINE PANEL | 31.D5
KT0140:15 | SC | FU0139 | WHT | 20 | 15.D1 | KT0142:15 | TURBINE PANEL | 15.D2
KT0140:15 | SC | FU0139 | WHT | 20 | 15.A2 | XT0136:2 | TURBINE PANEL | 15.A2
KT0140:16 | SC | KT014115 | WHT | 20 | 15.D1 | KT0141:15 | TURBINE PANEL | 15.D2
KT0140:18 | SC | KT0143A1 | WHT | 20 | 15.A2 | KT0143:A1 | TURBINE PANEL | 15.A6
KT0140:A1 | SC | KT0140A1 | WHT | 20 | 15.A6 | KT0143:16 | TURBINE PANEL | 15.A5
KT0140:A2 | SC | 0V | WHT | 20 | 15.A6 | KT0141:A2 | TURBINE PANEL | 15.A6
KT0140:A2 | SC | 0V | WHT | 20 | 15.A6 | XT0136:3 | TURBINE PANEL | 15.A2
KT0141:18 | SC | KA013222 | WHT | 20 | 15.D2 | KT0144:18 | TURBINE PANEL | 15.D2
KT0141:A1 | SC | KT0141A1 | WHT | 20 | 15.A6 | KT0143:15 | TURBINE PANEL | 15.A5
KT0141:A1 | SC | KT0141A1 | WHT | 20 | 15.A6 | KT0142:A1 | TURBINE PANEL | 15.A6
KT0141:A2 | SC | 0V | WHT | 20 | 15.A6 | KT0142:A2 | TURBINE PANEL | 15.A6
KT0142:15 | SC | FU0139 | WHT | 20 | 15.D2 | KT0144:A1 | TURBINE PANEL | 15.B6
KT0142:18 | SC | KA0137A1 | WHT | 20 | 15.D2 | KT0145:18 | TURBINE PANEL | 15.D2
KT0142:A2 | SC | 0V | WHT | 20 | 15.A6 | KT0143:A2 | TURBINE PANEL | 15.A6
KT0143:A2 | SC | 0V | WHT | 20 | 15.A6 | KT0144:A2 | TURBINE PANEL | 15.B6
KT0144:15 | SC | FU0139 | WHT | 20 | 15.D2 | KT0145:15 | TURBINE PANEL | 15.D2
KT0144:15 | SC | FU0139 | WHT | 20 | 15.D2 | KT0144:A1 | TURBINE PANEL | 15.B6
KT0144:A2 | SC | 0V | WHT | 20 | 15.B6 | KT0145:A2 | TURBINE PANEL | 15.B6
UJ0291:24V(-) | SC | 0V | WHT | 16 | 30.C5 | XT0135:2 | TURBINE PANEL | 14.B4
UV0600:(-) | SC | 0V | WHT | 16 | 8.B2 | XT0235:2 | TURBINE PANEL | 14.D4
VD6211:--1N4007 | SC | KA017611 | LEAD | --- | 102.A5 | XT0171:1 | TURBINE PANEL | 102.A5
VD6211:+-1N4007 | SC | 009304 | LEAD | --- | 102.A5 | XT0171:2 | TURBINE PANEL | 102.A6
XT0090:1 | SC | 0V | WHT | 14 | 9.B1 | XT0135:2 | TURBINE PANEL | 14.B4
XT0090:3 | SC | 0V |  |  | 9.B1 | XT0090:4 | TURBINE PANEL | 9.C1
XT0134:1 | SC | 0V | WHT | 12 | 14.B3 | XT0135:1 | TURBINE PANEL | 14.B4
XT0134:4 | SC | 0V | WHT | 12 | 14.B3 | XT0235:1 | TURBINE PANEL | 14.D4
XT0135:1 | SC | 0V | WHT | 14 | 14.B4 | XT0136:3 | TURBINE PANEL | 15.A2
XT0135:2 | SC | 0V | WHT | 14 | 14.B4 | XT0080:1 | TURBINE PANEL | 9.D1
XT0136:1 | SC | FU0139 | WHT | 20 | 15.A2 | XT0136:11 | TURBINE PANEL | 80.C6
XT0136:1 | SC | FU0139 | WHT | 20 | 15.A2 | XT0240:12 | TURBINE PANEL | 16.C4
XT0136:12 | SC | 0V | WHT | 20 | 80.C6 | XT0136:3 | TURBINE PANEL | 15.A2
XT0136:3 | SC | 0V | WHT | 20 | 15.A2 | XT0240:10 | TURBINE PANEL | 16.D3
XT0136:4 | SC | FU0139 | WHT | 20 | 77.D5 | XT0136:1 | TURBINE PANEL | 15.A2
XT0235:2 | SC | 0V | WHT | 16 | 14.D4 | XT0235:4 | TURBINE PANEL | 17.D5
XT0240:11 | SC | FU0139 | WHT | 20 | 16.C4 | XT0236:1 | TURBINE PANEL | 28.B5
XT0240:13 | SC | KA023612 | WHT | 20 | 16.D4 | XT0237:2 B2 | TURBINE PANEL | 28.C5
XT0240:3 | SC | ESTOPA | WHT | 20 | 16.A3 | XT0137:1 | TURBINE PANEL | 29.B5
XT0240:4 | SC | ESTOP | WHT | 20 | 16.A3 | XT0137:2 | TURBINE PANEL | 29.B5
XT0240:5 | SC | ESTOP | WHT | 20 | 16.B3 | XT0240:4 | TURBINE PANEL | 16.A3
XT0240:6 | SC | KA0241A1 | WHT | 20 | 16.C3 | XT0236:2 | TURBINE PANEL | 28.B5
XT0240:9 | SC | 0V | WHT | 20 | 16.D3 | XT0236:3 | TURBINE PANEL | 28.C5
AP0602:L2 | WC0001 | AP0602L2 | ENET | CABLE | 2.A2 | AP0603:L1 | TURBINE PANEL | 2.A3
AP0603:L2 | WC0002 | AP0603L2 | ENET | CABLE | 2.A3 | AU0090:L1 | TURBINE PANEL | 2.A4
AU0080:L1 | WC0009 | AU0090L2 | ENET | CABLE | 2.A4 | AU0090:L2 | TURBINE PANEL | 2.A4
AF0086:J | WC0082 | * | CABLE | CABLE | 9.D5 | AF0087:P | TURBINE PANEL | 9.C6
AP0606:L1 | WC0680 | AP0606L1 | ENET | CABLE | 6.A1 | AT0680:LAN1 | TURBINE PANEL | 6.A2
KA0875:14 | SC | FU0170 | WHT | 20 | 27.D6 | XT0170:1 | FIRE BOX | 12.A2
XT0134:2 | SC | 0V | WHT | 14 | 14.B3 | XT0170:3 | FIRE BOX | 12.A2
XT0147:2 | SC | 0V | WHT | 14 | 27.D5 | XT0170:4 | FIRE BOX | 12.A2
XT0147:3 | WC5096 | KA0178A1 | 1 | 16 | 27.D3 | XT0170:16 | FIRE BOX | 27.D5
XT0147:4 | WC5096 | KA0178A2 | 2 | 16 | 27.D3 | XT0170:18 | FIRE BOX | 27.D6
XT0240:12 | WC8013 | FU0139 | 1 | 16 | 16.C4 | XT0170:13 | FIRE BOX | 12.B3
XT0240:7 | WC8013 | KA0243A1 | 2 | 16 | 16.C3 | XT0170:14 | FIRE BOX | 12.B3
XT0240:8 | WC8013 | KA0245A1 | 3 | 16 | 16.D3 | XT0170:15 | FIRE BOX | 12.C3
AP0602:L1 | SC | AT0170L2 |  |  | 2.A2 | AT0170:L2 | FIRE PANEL | 2.C1
BA1100:L2 | SC | BA1100L2 |  |  | 2.B2 | AT0170:L1 | FIRE PANEL | 2.C1
XT0138:2 | SC | FU0136 | WHT | 12 | 14.A3 | FU0170:LI | FIRE PANEL | 12.A2
AF0093:20 | WC3015 | KA6211A2 | BLK-PR1 | 16 | 102.A7 | KA6211:A2 | GEN PANEL | 102.A6
KA0246:14 | WC3015 | KA6211A1 | WHT-PR1 | 16 | 102.A5 | KA6211:A1 | GEN PANEL | 102.A6
FU0136:LI | WC8011 | FU0330 | 1 | 12 | 14.A3 | XT0332:2 | GEN PANEL | 19.C2
XT0134:1 | WC8011 | 0V | 2 | 12 | 14.B3 | XT0334:2 | GEN PANEL | 19.C2
XT0136:10 | WC8012 | KA0231A1 | WHT | 12 | 15.B5 | XT0334:3 | GEN PANEL | 19.C2
XT0240:5 | WC8012 | ESTOP | BLK | 12 | 16.B3 | XT0336:1 | GEN PANEL | 19.C4
XT0136:14 | WC0360 | KA0134A1 | 1 | 12 | 15.C6 | AF0067:02 | JB100 DRIVER BOX | 80.D7
XT0237:1 B2 | WC1200 | 007612 | 2 | 12 | 17.C5 | AF0076:12 | JB100 DRIVER BOX | 17.C7
KA0234:A1 | WC8030 | KA0234A1 | 4 | 12 | 16.D6 | XT1110:2 | JB100 DRIVER BOX | 20.C3
XT0134:3 | WC8030 | 0V | 2 | 12 | 14.B3 | XT1100:2 | JB100 DRIVER BOX | 20.B3
XT0138:3 | WC8030 | FU0136 | 1 | 12 | 14.A3 | XT1100:1 | JB100 DRIVER BOX | 20.A3
XT0240:5 | WC8030 | ESTOP | 3 | 12 | 16.B3 | XT1110:1 | JB100 DRIVER BOX | 20.C3
AF0081:04 | SC | SB0472B212 | WHT | 20 | 29.B7 | SB0472:B2-12 | TURBINE DOOR | 29.B1
AF0081:19 | SC | UA1200J27 | WHT | 20 | 17.C7 | UA1200:J2-7 | TURBINE DOOR | 17.B3
AF0081:36 | SC | SB0472B211 | WHT | 20 | 29.B7 | SB0472:B2-11 | TURBINE DOOR | 29.B1
AF0087:00 | SC | SH047114 | WHT | 20 | 28.A7 | SH0471:14 | TURBINE DOOR | 28.A1
AF0087:01 | SC | SH047012 | WHT | 20 | 28.B7 | SH0470:12 | TURBINE DOOR | 28.B1
AF0087:02 | SC | SB047112 | WHT | 20 | 28.D7 | SB0471:12 | TURBINE DOOR | 28.D1
AF0087:03 | SC | SB047314 | WHT | 20 | 28.D7 | SB0473:14 | TURBINE DOOR | 28.D1
AF0087:04 | SC | SB047414 | WHT | 20 | 29.A7 | SB0474:14 | TURBINE DOOR | 29.A1
AF0087:07 | SC | SA0471B214 | WHT | 20 | 29.A7 | SA0471:B2-14 | TURBINE DOOR | 29.A1
AF0087:08 | SC | SA0471B114 | WHT | 20 | 29.B7 | SA0471:B1-14 | TURBINE DOOR | 29.B1
AF0087:32 | SC | SH047113 | WHT | 20 | 28.A7 | SH0471:13 | TURBINE DOOR | 28.A1
AF0087:33 | SC | SH047011 | WHT | 20 | 28.B7 | SH0470:11 | TURBINE DOOR | 28.B1
AF0087:34 | SC | SB047111 | WHT | 20 | 28.D7 | SB0471:11 | TURBINE DOOR | 28.D1
AF0087:35 | SC | SB047313 | WHT | 20 | 28.D7 | SB0473:13 | TURBINE DOOR | 28.D1
AF0087:36 | SC | SB047413 | WHT | 20 | 29.A7 | SB0474:13 | TURBINE DOOR | 29.A1
AF0087:39 | SC | SA0471B213 | WHT | 20 | 29.A7 | SA0471:B2-13 | TURBINE DOOR | 29.A1
AF0087:40 | SC | SA0471B113 | WHT | 20 | 29.B7 | SA0471:B1-13 | TURBINE DOOR | 29.B1
AF0091:14 | SC | SA0472B214 | WHT | 20 | 29.C7 | SA0472:B2-14 | TURBINE DOOR | 29.C1
AF0091:15 | SC | SA0472B114 | WHT | 20 | 29.C7 | SA0472:B1-14 | TURBINE DOOR | 29.C1
AF0091:46 | SC | SA0472B213 | WHT | 20 | 29.C7 | SA0472:B2-13 | TURBINE DOOR | 29.C1
AF0091:47 | SC | SA0472B113 | WHT | 20 | 29.C7 | SA0472:B1-13 | TURBINE DOOR | 29.C1
AF0093:00 | SC | 005328 | WHT | 20 | 30.B7 | PC0471:INP_A | TURBINE DOOR | 30.B5
AF0093:01 | SC | 005314 | WHT | 20 | 30.C7 | PC0471:INP_B | TURBINE DOOR | 30.B5
AF0093:06 | SC | SH0470X2 | WHT | 20 | 28.B7 | SH0470:X2 | TURBINE DOOR | 28.B1
AF0093:12 | SC | 009312 | WHT | 20 | 30.B7 | PC0470:INP_A | TURBINE DOOR | 30.B5
AF0093:15 | SC | SH0471X2 | WHT | 20 | 28.A7 | SH0471:X2 | TURBINE DOOR | 28.A1
AF0093:17 | SC | 005330 | WHT | 20 | 30.C7 | PC0471:-PWR | TURBINE DOOR | 30.B5
AF0093:22 | SC | SH0470X1 | WHT | 20 | 28.B7 | SH0470:X1 | TURBINE DOOR | 28.B1
AF0093:28 | SC | 009328 | WHT | 20 | 30.B7 | PC0470:-PWR | TURBINE DOOR | 30.B5
AF0093:31 | SC | SH0471X1 | WHT | 20 | 28.A7 | SH0471:X1 | TURBINE DOOR | 28.A1
AF0093:32 | SC | 005312 | WHT | 20 | 30.B7 | PC0471:+PWR | TURBINE DOOR | 30.B5
AF0093:44 | SC | 009344 | WHT | 20 | 30.B7 | PC0470:+PWR | TURBINE DOOR | 30.B5
AT0680:NEG | SC | 0V | WHT | 14 | 6.C3 | XT0680:2 | TURBINE DOOR | 6.D3
AT0680:POS | SC | AT0680POS | WHT | 14 | 6.C3 | XT0680:1 | TURBINE DOOR | 6.D3
BA1100:POS | SC | FU1102 | WHT | 16 | 30.D1 | FU1102:LD | TURBINE DOOR | 30.C2
IEG0230:7 | SC | IEG02307 | GRN | 16 | 17.D6 | UA1200:J3-4 | TURBINE DOOR | 17.B3
KA0130:A2 | SC | UA1200J26 | WHT | 20 | 17.C5 | UA1200:J2-6 | TURBINE DOOR | 17.B3
UJ0291:24V(+) | SC | FU1101LD | WHT | 16 | 30.C5 | FU1101:LD | TURBINE DOOR | 30.D6
UJ0291:OUT1(+) | SC | UJ0291P | WHT | 16 | 30.C5 | FU1102:LI | TURBINE DOOR | 30.C2
XT0134:3 | SC | 0V | WHT | 14 | 14.B3 | AT1100:NEG | TURBINE DOOR | 30.D3
XT0137:1 | SC | ESTOPA | WHT | 20 | 29.B5 | SB0472:B1-11 | TURBINE DOOR | 29.B1
XT0137:2 | SC | ESTOP | WHT | 20 | 29.B5 | SB0472:B1-12 | TURBINE DOOR | 29.B1
XT0137:3 | SC | SH047111 | WHT | 20 | 28.A5 | SH0471:11 | TURBINE DOOR | 28.A1
XT0137:4 | SC | SH047112 | WHT | 20 | 28.A5 | SH0471:12 | TURBINE DOOR | 28.A1
XT0137:5 | SC | SH047013 | WHT | 20 | 28.B5 | SH0470:13 | TURBINE DOOR | 28.B1
XT0137:6 | SC | SH047014 | WHT | 20 | 28.B5 | SH0470:14 | TURBINE DOOR | 28.B1
XT0138:3 | SC | FU0136 | WHT | 14 | 14.A3 | FU1100:LI | TURBINE DOOR | 30.D4
XT0139:1 | SC | FU0137 | WHT | 14 | 14.A4 | FU1101:LI | TURBINE DOOR | 30.D6
XT0233:3 | SC | FU0335 | WHT | 14 | 14.C4 | FU0680:LI | TURBINE DOOR | 6.D2
XT0233:4 | SC | FU0212 | WHT | 20 | 17.D5 | UA1200:J2-2 | TURBINE DOOR | 17.B3
XT0233:4 | SC | FU0212 | WHT | 20 | 17.D5 | UA1200:J1-10 | TURBINE DOOR | 17.B3
XT0233:5 | SC | UA1200J21 | WHT | 20 | 17.D5 | UA1200:J2-1 | TURBINE DOOR | 17.B3
XT0235:3 | SC | 0V | WHT | 14 | 14.D4 | XT0680:2 | TURBINE DOOR | 6.D3
XT0235:4 | SC | 0V | WHT | 20 | 17.D5 | UA1200:J1-9 | TURBINE DOOR | 17.B3
XT0236:1 | SC | FU0139 | WHT | 20 | 28.B5 | SH0472:13 | TURBINE DOOR | 28.B1
XT0236:2 | SC | KA0241A1 | WHT | 20 | 28.B5 | SH0472:14 | TURBINE DOOR | 28.B1
XT0236:3 | SC | 0V | WHT | 20 | 28.C5 | SH0472:X1 | TURBINE DOOR | 28.C1
XT0236:4 | SC | SH047211 | WHT | 20 | 28.C5 | SH0472:11 | TURBINE DOOR | 28.C1
XT0236:5 | SC | SH047212 | WHT | 20 | 28.C5 | SH0472:12 | TURBINE DOOR | 28.C1
XT0237:1 B1 | SC | UA1200J15 | WHT | 20 | 17.C5 | UA1200:J1-5 | TURBINE DOOR | 17.B3
XT0237:2 B1 | SC | SH0472X2 | WHT | 20 | 28.C5 | SH0472:X2 | TURBINE DOOR | 28.C1
BA1100:DEVICE | WC0101 | BA1100DEVICE | ENET | CABLE | 30.D1 | AT1100:L1 | TURBINE DOOR | 30.D3
XT0147:2 | WC5072 | 0V | 1 | 18 | 27.D5 | HA0472:BLK-1 | TURBINE DOOR | 27.D1
XT0147:1 | WC5072 | HA04722 | 2 | 18 | 27.D5 | HA0472:BLK-2 | TURBINE DOOR | 27.D1
SolarTools ver. 24.0.84.24712 (Jul 31, 2025)
Report date: 2/12/2026 10:26 AM

## Panel Errors
Panel Errors
Project # | J0360
Project Name | BIOGEN
Revision | A.7
Controls DE | A.DOMINGUEZ
Phone:
Controls ME | A.GAMEZ
Phone:
From | [6 empty] | To
Device ID | Location | Cable (W) Conductor (SC) Jumper Clip (JC) | Wire ID | Wire No. | Gauge/Size | Page/Zone | Device ID | Location | Page/Zone
XT0352:10 | JB72 | JC | CLIP | DCT05 | --- | 88.C3 | XT0352:11 | JB72 | 88.D3
XT0352:9 | JB72 | JC | CLIP | DCT05 | --- | 88.C3 | XT0352:10 | JB72 | 88.C3
SA0473:11 | PANEL | SC | WHT | SA047311 | 20 | 29.D1 | AF0087:37 | TURBINE PANEL | 29.D7
SA0473:12 | PANEL | SC | WHT | SA047312 | 20 | 29.D1 | AF0087:05 | TURBINE PANEL | 29.D7
SA0473:13 | PANEL | SC | WHT | SA047313 | 20 | 29.D1 | AF0087:38 | TURBINE PANEL | 29.D7
SA0473:14 | PANEL | SC | WHT | SA047314 | 20 | 29.D1 | AF0087:06 | TURBINE PANEL | 29.D7
SolarTools ver. 24.0.84.24712 (Jul 31, 2025)
Report date: 2/12/2026 10:26 AM

## Cable Part Numbers
Cable Part Numbers |  |  | SolarTools ver. 24.0.84.24712 (Jul 31, 2025)
Project # | J0360
Report date: 2/12/2026 10:27 AM
Project Name | BIOGEN
Revision | A.7
Controls DE | A.DOMINGUEZ
Phone:
Controls ME | A.GAMEZ
Phone:
Device ID |  | Part Number |  | Description
WC0050 |  | 2684693-54 |  | CABLE, EXTENSION, BACKPLANE
WC0060 |  | 2684693-54 |  | CABLE, EXTENSION, BACKPLANE
WC0070 |  | 2684693-54 |  | CABLE, EXTENSION, BACKPLANE
WC0001 |  | 1302073-36 |  | CABLE, ETHERNET - 36 INCHES
WC0002 |  | 1302073-36 |  | CABLE, ETHERNET - 36 INCHES
WC0003 |  | 1302073-36 |  | CABLE, ETHERNET - 36 INCHES
WC0007 |  | 1302073-36 |  | CABLE, ETHERNET - 36 INCHES
WC0009 |  | 1302073-36 |  | CABLE, ETHERNET - 36 INCHES
WC0012 |  | 1302073-36 |  | CABLE, ETHERNET - 36 INCHES
WC0041 |  | 1302073-36 |  | CABLE, ETHERNET - 36 INCHES
WC0042 |  | 1302073-36 |  | CABLE, ETHERNET - 36 INCHES
WC0045 |  | 1302073-36 |  | CABLE, ETHERNET - 36 INCHES
WC0101 |  | 1302073-36 |  | CABLE, COMMUNICATION CABLE - 36 INCHES
WC0114 |  | 1302073-36 |  | CABLE, ETHERNET - 36 INCHES
WC0680 |  | 1302073-36 |  | CABLE
WC4749 |  | 1075034-5 |  | PVC, 1 TRIAD TWISTED SHIELDED
WC5018 |  | 1022941-22 |  | TPE, 1 PAIR TWISTED SHIELDED
WC5072 |  | PART OF 1103208-100 |  | CABLE, 2 CONDUCTOR UNSHIELDED PART OF HORN
WC5500 |  | 1022941-22 |  | TPE, 1 PAIR TWISTED SHIELDED
WC8009 |  | 1022941-22 |  | TPE, 1 PAIR TWISTED SHIELDED
WC8040 |  | 1322418-90 |  | CABLE, SYTSTEM FUNCTION
WC8041 |  | 1322418-90 |  | CABLE, SUPPLIED BY OTHERS
WC8042 |  | 1322418-90 |  | CABLE, SUPPLIED BY OTHERS
WC8066 |  | 1022941-22 |  | TPE, 1 PAIR TWISTED SHIELDED
WC8067 |  | 1022941-22 |  | TPE, 1 PAIR TWISTED SHIELDED
WC8069 |  | 1022941-22 |  | TPE, 1 PAIR TWISTED SHIELDED
WC8101 |  | 1022941-32 |  | TPE, 1 PAIR TWISTED SHIELDED
WC8102 |  | 1022941-32 |  | TPE, 1 PAIR TWISTED SHIELDED
WC8201 |  | 1022941-32 |  | TPE, 1 PAIR TWISTED SHIELDED
WC8301 |  | 1022941-32 |  | TPE, 1 PAIR TWISTED SHIELDED
WC0082 |  | 2684693-54 |  | CABLE, EXTENSION, BACKPLANE

## Part Number List
Part Number List |  | SolarTools ver. 24.0.84.24712 (Jul 31, 2025)
Project # | J0360
Report date: 2/12/2026 10:26 AM
Project Name | BIOGEN
Revision | A.7
Controls DE | A.DOMINGUEZ
Phone:
Controls ME | A.GAMEZ
Phone:
Device ID | Part Number | Description | Location
CCKA0982 | CUSTOMER DEFINED | CUSTOMER CONNECTION, FIRE DETECTED SIGNAL | CUSTOMER FIRE AND GAS SIGNALS
CCKA0984 | CUSTOMER DEFINED | CUSTOMER CONNECTION, GAS DETECTED SIGNAL | CUSTOMER FIRE AND GAS SIGNALS
AT0175 | 1056244-5 | 8 CHANNEL ED I/O, EAGLE QUANTUM PREMIER | FIRE BOX
AT0176 | 1056244-5 | 8 CHANNEL ED I/O, EAGLE QUANTUM PREMIER | FIRE BOX
AT0178 | 1056244-5 | 8 CHANNEL ED I/O, EAGLE QUANTUM PREMIER | FIRE BOX
GR0170 | 903849C1 | RAIL GROUND, DIN RAIL GROUNDING | FIRE BOX
GR0171 | 903849C1 | RAIL GROUND, DIN RAIL GROUNDING | FIRE BOX
HL0171 | 1016815-21,1064851-6 | LIGHT, FIRE SYSTEM AUTO, GREEN | FIRE BOX
HL0172 | 1016815-16,1064851-6 | LIGHT, FIRE SYSTEM INHIBIT, AMBER | FIRE BOX
HL0173 | 1016815-20,1064851-6 | LIGHT, FIRE SYSTEM DISCHARGED, RED | FIRE BOX
RR0175A | 912137C1 | RESISTOR, 10K OHM | FIRE BOX
RR0175D | 912137C1 | RESISTOR, 10K OHM | FIRE BOX
RR0175I | 912137C1 | RESISTOR, 10K OHM | FIRE BOX
RR0175M | 912137C1 | RESISTOR, 10K OHM | FIRE BOX
RR0175S5 | 912137C1 | RESISTOR, 10K OHM | FIRE BOX
RR0176S3 | 912137C1 | RESISTOR, 10K OHM | FIRE BOX
RR0176S5 | 912137C1 | RESISTOR, 10K OHM | FIRE BOX
RR0176S6 | 912137C1 | RESISTOR, 10K OHM | FIRE BOX
RR0176S7 | 912137C1 | RESISTOR, 10K OHM | FIRE BOX
RR0178 | 912137C1 | RESISTOR, 10K OHM | FIRE BOX
RR0178S7 | 912137C1 | RESISTOR, 10K OHM | FIRE BOX
RR0853 | 912137C1 | RESISTOR, 10K OHM | FIRE BOX
SA0170 | 1016815-18,1064851-7 | SELECTOR SWITCH, FIRE SYSTEM AUTO/INHIBIT | FIRE BOX
SB0170 | 1016815-19,1064851-8 | PUSHBUTTON SWITCH, MANUAL RELEASE | FIRE BOX
VD0175A | 960592C1 | DIODE, 15 pF | FIRE BOX
VD0175D | 960592C1 | DIODE, 15 pF | FIRE BOX
VD0175I | 960592C1 | DIODE, 15 pF | FIRE BOX
VD0178 | 960592C1 | DIODE, 15 pF | FIRE BOX
XT0170 | 1066730-7,1066730-8,1067996-11 | TERMINAL BLOCK, SPRING, 4 CONDUCTOR,30-12 AWG (0.05-3.31 MM2),NON-IS | FIRE BOX
XT0174 | 1066730-7,1066730-8,1067996-11 | TERMINAL BLOCK, SPRING, 4 CONDUCTOR,30-12 AWG (0.05-3.31 MM2),NON-IS | FIRE BOX
AT0170 | 1056244-29 | CONTROLLER, EAGLE QUANTUM PREMIER | FIRE PANEL
FU0170 | 1043265-1,1043265-6 | FUSE, 15A | FIRE PANEL
GR0172 | 903849C1 | RAIL GROUND, DIN RAIL GROUNDING | FIRE PANEL
KA0172 | 1061979-1 | RELAY, FIRE DETECTED (CUSTOMER) | FIRE PANEL
KA0174 | 1061979-1 | RELAY, GAS DETECTED (CUSTOMER) | FIRE PANEL
KA6510 | 1061979-1 | RELAY, FIRE SYSTEM AUTO/INHIBIT | FIRE PANEL
KA6511 | 1061979-1 | RELAY, FIRE SYSTEM AUTO/INHIBIT | FIRE PANEL
UV0170 | 1056244-2 | POWER SUPPLY, EAGLE QUANTUM PREMIER | FIRE PANEL
XT0172 | 1066730-7,1066730-8 | TERMINAL BLOCK, SPRING, 4 CONDUCTOR,30-12 AWG (0.05-3.31 MM2),NON-IS | FIRE PANEL
AF0121 | 2684693-17,2684693-24 | 5094-OB16XT, 16 DISCRETE OUTPUT | GEN DOOR
AF0122 | 2684693-17,2684693-23 | 5094-IB16XT, 16 DISCRETE INPUT | GEN DOOR
AF0123 | 2684693-19,2684693-33 | 5094-IY8XT, 8 ANALOG INPUT, TC/RTD/ I&V | GEN DOOR
AF0181 | 2684693-17,2684693-25 | 5094-OB8XT, 8 DISCRETE OUTPUT | GEN DOOR
AF0182 | 2684693-17,2684693-23 | 5094-IB16XT, 16 DISCRETE INPUT | GEN DOOR
AF0183 | 2684693-18,2684693-30 | 5094-IF4IHSXT, 4 ANALOG INPUT, S | GEN DOOR
AF0184 | 2684693-19,2684693-33 | 5094-IY8XT, 8 ANALOG INPUT, TC/RTD/ I&V | GEN DOOR
AU0120 | 2684693-22 | 5094-AENTRXT, FLEX 5000 I/O | GEN DOOR
AU0180 | 2684693-22 | 5094-AENTRXT, FLEX 5000 I/O | GEN DOOR
FU0050 | 1043265-1,1043265-5 | FUSE, 10A | GEN DOOR
FU0052 | 1043265-1,1043265-5 | FUSE, 10A | GEN DOOR
FU0053 | 1043265-1,1043265-5 | FUSE, 10A | GEN DOOR
FU0054 | 1043265-1,1043265-5 | FUSE, 10A | GEN DOOR
FU0055 | 1043265-1,1043265-5 | FUSE, 10A | GEN DOOR
FU0056 | 1043265-1,1043265-3 | FUSE, 2A | GEN DOOR
FU0120 | 1043265-1,1043265-5 | FUSE, 10A | GEN DOOR
FU0121 | 1043265-1,1043265-5 | FUSE, 10A | GEN DOOR
FU0180 | 1043265-1,1043265-5 | FUSE, 10A | GEN DOOR
FU0181 | 1043265-1,1043265-5 | FUSE, 10A | GEN DOOR
GR0140 | 903849C1 | RAIL GROUND, DIN RAIL GROUNDING | GEN DOOR
GR0141 | 903849C1 | RAIL GROUND, DIN RAIL GROUNDING | GEN DOOR
GR0142 | 903849C1 | RAIL GROUND, DIN RAIL GROUNDING | GEN DOOR
IEG0130 | 232941-110 | BUS BAR, DRIVEN - INSTRUMENT EARTH GROUNDING | GEN DOOR
KA0121 | 1061979-1 | RELAY, AUTOMATIC CLOSE CIRCUIT BREAKER | GEN DOOR
KA0123 | 1061979-1 | RELAY, CGCM #1 ENABLED | GEN DOOR
KA0128 | 1061979-1 | RELAY, GENERATOR TRIP SUMMARY CIRCUIT BREAKER | GEN DOOR
KA0180 | 1061979-1 | RELAY, 90% SPEED | GEN DOOR
KA0185 | 1061979-1,1066730-7,1066730-8 | TERMINAL BLOCK, PERMISSIVE CLOSE CIRCUIT BREAKER | GEN DOOR
PEG0140 | 232941-110 | BUS BAR, DRIVEN - POWER EARTH GROUNDING | GEN DOOR
RR0851 | 981090C1 | RESISTOR, 3.01K OHM | GEN DOOR
RR0852 | 981090C1 | RESISTOR, 1.0K OHM | GEN DOOR
UA1520 | 1066730-7,1066730-8,1067996-4,1105411-11 | SIGNAL CONVERTER, BAM 2 SIGNAL CONDITIONER | GEN DOOR
XT0050 | 1066730-7,1066730-8 | TERMINAL BLOCK, SPRING, 4 CONDUCTOR,30-12 AWG (0.05-3.31 MM2),NON-IS | GEN DOOR
XT0085 | 1066730-7,1066730-8 | TERMINAL BLOCK, SPRING, 4 CONDUCTOR,30-12 AWG (0.05-3.31 MM2),NON-IS | GEN DOOR
XT0120 | 1066730-7,1066730-8 | TERMINAL BLOCK, SPRING, 4 CONDUCTOR,30-12 AWG (0.05-3.31 MM2),NON-IS | GEN DOOR
XT0180 | 1066730-7,1066730-8 | TERMINAL BLOCK, SPRING, 4 CONDUCTOR,30-12 AWG (0.05-3.31 MM2),NON-IS | GEN DOOR
XT1521 | 1066730-7,1066730-8,1067996-4 | TERMINAL BLOCK, SPRING, 4 CONDUCTOR,30-12 AWG (0.05-3.31 MM2),NON-IS | GEN DOOR
XTFGH | 1066730-1,1066730-2 | TERMINAL STRIP, 4 CONDUCTOR | GEN DOOR
AF0051 | 2684693-17,2684693-22,2684693-25 | 5094-OB8XT, 8 DISCRETE OUTPUT | GEN PANEL
AF0052 | 2684693-18,2684693-56 | 5094-IF8IHXT, 8 ANALOG INPUT, ISOLATED | GEN PANEL
AF0053 | 2684693-17,2684693-25 | 5094-OB8XT, 8 DISCRETE OUTPUT | GEN PANEL
AF0054 | 2684693-17,2684693-23 | 5094-IB16XT, 16 DISCRETE INPUT | GEN PANEL
AF0055 | 2684693-19,2684693-33 | 5094-IY8XT, 8 ANALOG INPUT, TC/RTD/ I&V | GEN PANEL
AF0056 | 2684693-18,2684693-27 | 5094-OF8IHXT, 8 ANALOG OUTPUT, ISOLATED | GEN PANEL
AF0400 | 1322418-31,1322418-40,1322418-72,1322418-73 | 1444-TSCX02-02RB, 2-CH TACHOMETER INPUT^DYNAMIX 1444 VIBRATION | GEN PANEL
AF0410 | 1322418-11,1322418-20,1322418-70,1322418-71 | 1444-DYN04-01RA, 4-CH VIBRATION INPUT^DYNAMIX 1444 VIBRATION | GEN PANEL
AF0420 | 1322418-11,1322418-20,1322418-70,1322418-71 | 1444-DYN04-01RA, 4-CH VIBRATION INPUT^DYNAMIX 1444 VIBRATION | GEN PANEL
AF0450 | 1322418-11,1322418-20,1322418-70,1322418-71 | 1444-DYN04-01RA, 4-CH VIBRATION INPUT^DYNAMIX 1444 VIBRATION | GEN PANEL
AT0140 | 2769310-1 | MODULE, DECS-250 | GEN PANEL
AU0050 | 2684693-17,2684693-22,2684693-25 | 5094-AENTRXT, 8 DISCRETE OUTPUT | GEN PANEL
FU0011 | 1043265-1,1043265-7 | FUSE, 20A | GEN PANEL
FU0012 | 1043265-1,1043265-5 | FUSE, 10A | GEN PANEL
FU0013 | 1043265-1,1043265-5 | FUSE, 10A | GEN PANEL
FU0014 | 1043265-1,1043265-5 | FUSE, 10A | GEN PANEL
FU0015 | 1043265-1,1043265-5 | FUSE, 10A | GEN PANEL
FU0017 | 1043265-1,1043265-5 | FUSE, 10A | GEN PANEL
FU0113 | 1043265-1,1043265-4 | FUSE, 5A | GEN PANEL
FU0313 | 1043265-10,1043265-7 | FUSE, 20A | GEN PANEL
FU0314 | 1043265-10,1043265-7 | FUSE, 20A | GEN PANEL
FU0330 | 1043265-1,1043265-9 | FUSE, 30A | GEN PANEL
FU0332 | 1043265-1,1043265-7 | FUSE, 20A | GEN PANEL
FU0333 | 1043265-1,1043265-4 | FUSE, 5A | GEN PANEL
FU0334 | 1043265-1,1043265-4 | FUSE, 5A | GEN PANEL
FU0335 | 1043265-1,1043265-4 | FUSE, 5A | GEN PANEL
GR0143 | 903849C1 | RAIL GROUND, DIN RAIL GROUNDING | GEN PANEL
GR0144 | 903849C1 | RAIL GROUND, DIN RAIL GROUNDING | GEN PANEL
GR0145 | 903849C1 | RAIL GROUND, DIN RAIL GROUNDING | GEN PANEL
GR0146 | 903849C1 | RAIL GROUND, DIN RAIL GROUNDING | GEN PANEL
GR0234 | 903849C1 | RAIL GROUND, DIN RAIL GROUNDING | GEN PANEL
KA0310 | 1061979-1 | RELAY, CGCM #1 FAULT | GEN PANEL
KA0313 | 1076251-1,1076251-2 | RELAY, PMG INPUT #1 | GEN PANEL
KA0330 | 1061979-1 | RELAY, CLOSED CIRCUIT BREAKER | GEN PANEL
KA0331 | 1061979-1 | RELAY, MAIN UTILITY BREAKER AUXILIARY CONTACT CLOSED | GEN PANEL
KA0332 | 1061979-1 | RELAY, CLOSE CONTROL CIRCUIT BREAKER | GEN PANEL
KA0333 | 1061979-1 | RELAY, TRIP CONTROL CIRCUIT BREAKER | GEN PANEL
KA0335 | 1061979-1 | RELAY, NO EMERGENCY SHUTDOWN SUMMARY | GEN PANEL
KA0336 | 1061979-1 | RELAY, CONTROLLER ACTIVE | GEN PANEL
KA2200 | 1061979-1 | RELAY, LIQUID FUEL BOOST PUMP DRIVE | GEN PANEL
KA3103 | 1061979-1 | RELAY, LUBE OIL TANK HEATER | GEN PANEL
KA4100 | 1061979-1 | RELAY, GENERATOR HEATER DISABLED | GEN PANEL
KA6211 | 1061979-1 | RELAY, DRIVER ENCLOSURE^VENT FAN #1 | GEN PANEL
UJ0131 | 1058121-61,1286570-1 | POWER CONVERTER, AC/DC INPUT TO 28V DC OUTPUT | GEN PANEL
WC0050 | 2684693-54 |  | GEN PANEL
XT0011 | 1066730-16,1066730-17 | TERMINAL STRIP, 2 CONDUCTOR | GEN PANEL
XT0014 | 1247052-1 | BUS BAR, SYSTEM FUNCTION (USE) | GEN PANEL
XT0110 | 1066730-7,1066730-8 | TERMINAL BLOCK, SPRING, 4 CONDUCTOR,30-12 AWG (0.05-3.31 MM2),NON-IS | GEN PANEL
XT0130 | 1066730-7,1066730-8 | TERMINAL BLOCK, SPRING, 4 CONDUCTOR,30-12 AWG (0.05-3.31 MM2),NON-IS | GEN PANEL
XT0313 | 1066730-10,1066730-7,1067996-4 | TERMINAL BLOCK, SPRING, 4 CONDUCTOR,30-12 AWG (0.05-3.31 MM2),NON-IS | GEN PANEL
XT0332 | 1066730-7,1066730-8 | TERMINAL BLOCK, SPRING, 4 CONDUCTOR,30-12 AWG (0.05-3.31 MM2),NON-IS | GEN PANEL
XT0334 | 1066730-16,1066730-17 | TERMINAL STRIP, 2 CONDUCTOR | GEN PANEL
XT0335 | 1066730-7,1066730-8 | TERMINAL BLOCK, SPRING, 4 CONDUCTOR,30-12 AWG (0.05-3.31 MM2),NON-IS | GEN PANEL
XT0336 | 1066730-7,1066730-8 | TERMINAL BLOCK, SPRING, 4 CONDUCTOR,30-12 AWG (0.05-3.31 MM2),NON-IS | GEN PANEL
XT0337 | 1066730-7,1066730-8 | TERMINAL BLOCK, SPRING, 4 CONDUCTOR,30-12 AWG (0.05-3.31 MM2),NON-IS | GEN PANEL
XT0338 | 1066730-7,1066730-8 | TERMINAL BLOCK, SPRING, 4 CONDUCTOR,30-12 AWG (0.05-3.31 MM2),NON-IS | GEN PANEL
XT0350 | 1066730-16,1066730-17 | TERMINAL STRIP, 2 CONDUCTOR | GEN PANEL
XT0351 | 1066730-10,1066730-7,1067996-4 | TERMINAL BLOCK, SPRING, 4 CONDUCTOR,30-12 AWG (0.05-3.31 MM2),NON-IS | GEN PANEL
XT0352 | 1066730-16,1066730-17 | TERMINAL STRIP, 2 CONDUCTOR | GEN PANEL
XT0360 | 1066730-10,1066730-7,1067996-4 | TERMINAL BLOCK, SPRING, 4 CONDUCTOR,30-12 AWG (0.05-3.31 MM2),NON-IS | GEN PANEL
XT0370 | 1066730-10,1066730-7,1067996-4 | TERMINAL BLOCK, SPRING, 4 CONDUCTOR,30-12 AWG (0.05-3.31 MM2),NON-IS | GEN PANEL
XT0400 | 1066730-1,1066730-2,1322418-31,1322418-40,1322418-72,1322418-73 | TERMINAL STRIP, 4 CONDUCTOR | GEN PANEL
XT0500 | 1066730-1,1066730-2,1066730-7,1066730-8 | TERMINAL STRIP, 4 CONDUCTOR | GEN PANEL
AF0061 | 2684693-17,2684693-25 | 5094-OB8XT, 8 DISCRETE OUTPUT | JB100 DRIVER BOX
AF0062 | 2684693-18,2684693-55 | 5094-OB16SXT, 16 DISCRETE OUTPUT, S | JB100 DRIVER BOX
AF0063 | 2684693-17,2684693-23 | 5094-IB16XT, 16 DISCRETE INPUT | JB100 DRIVER BOX
AF0064 | 2684693-18,2684693-30 | 5094-IF4IHSXT, 4 ANALOG INPUT, S | JB100 DRIVER BOX
AF0065 | 2684693-18,2684693-30 | 5094-IF4IHSXT, 4 ANALOG INPUT, S | JB100 DRIVER BOX
AF0066 | 2684693-18,2684693-27 | 5094-OF8IHXT, 8 ANALOG OUTPUT, ISOLATED | JB100 DRIVER BOX
AF0067 | 2684693-17,2684693-25 | 5094-OB8XT, 8 DISCRETE OUTPUT | JB100 DRIVER BOX
AF0068 | 2684693-18,2684693-28 | 5094-IB16SXT, 16 DISCRETE INPUT, S | JB100 DRIVER BOX
AF0071 | 2684693-18,2684693-32 | 5094-IJ2ISXT, 2 FAST COUNTER INPUT, S | JB100 DRIVER BOX
AF0072 | 2684693-18,2684693-30 | 5094-IF4IHSXT, 4 ANALOG INPUT, S | JB100 DRIVER BOX
AF0073 | 2684693-21,2684693-36 | 5094-IRT8SXT, 8 RTD/TC ANALOG INPUT, S | JB100 DRIVER BOX
AF0074 | 2684693-18,2684693-56 | 5094-IF8IHXT, 8 ANALOG INPUT, ISOLATED | JB100 DRIVER BOX
AF0075 | 2684693-18,2684693-30 | 5094-IF4IHSXT, 4 ANALOG INPUT, S | JB100 DRIVER BOX
AF0076 | 2684693-18,2684693-55 | 5094-OB16SXT, 16 DISCRETE OUTPUT, S | JB100 DRIVER BOX
AF0077 | 2684693-19,2684693-33 | 5094-IY8XT, 8 ANALOG INPUT, TC/RTD/ I&V | JB100 DRIVER BOX
AF0078 | 2684693-17,2684693-25 | 5094-OB8XT, 8 DISCRETE OUTPUT | JB100 DRIVER BOX
AU0060 | 2684693-22 | 5094-AENTRXT, FLEX 5000 I/O | JB100 DRIVER BOX
AU0070 | 2684693-22 | 5094-AENTRXT, FLEX 5000 I/O | JB100 DRIVER BOX
FU0060 | 1043265-10,1043265-5 | FUSE, 10A | JB100 DRIVER BOX
FU0061 | 1043265-10,1043265-5 | FUSE, 10A | JB100 DRIVER BOX
FU0062 | 1043265-1,1043265-5 | FUSE, 10A | JB100 DRIVER BOX
FU0063 | 1043265-5 | FUSE, 10A | JB100 DRIVER BOX
FU0070 | 1043265-1,1043265-5 | FUSE, 10A | JB100 DRIVER BOX
FU0071 | 1043265-1,1043265-5 | FUSE, 10A | JB100 DRIVER BOX
FU0072 | 1043265-1,1043265-5 | FUSE, 10A | JB100 DRIVER BOX
FU0100 | 1043265-1,1043265-7 | FUSE, 20A | JB100 DRIVER BOX
FU0211 | 1043265-10,1043265-4 | FUSE, 5A | JB100 DRIVER BOX
FU2240 | 1043265-3 | FUSE, 2A | JB100 DRIVER BOX
GR0101 | 903849C1 | RAIL GROUND, DIN RAIL GROUNDING | JB100 DRIVER BOX
GR0102 | 903849C1 | RAIL GROUND, DIN RAIL GROUNDING | JB100 DRIVER BOX
GR0103 | 903849C1 | RAIL GROUND, DIN RAIL GROUNDING | JB100 DRIVER BOX
IEG0100 | 232941-200 | BUS BAR, INSTRUMENT EARTH GROUNDING | JB100 DRIVER BOX
KA0221 | 1061979-1 | RELAY, PRIMARY GAS FUEL^SHUTOFF VALVE | JB100 DRIVER BOX
KA0222 | 1061979-1 | RELAY, SECONDARY GAS FUEL^ SHUTOFF VALVE | JB100 DRIVER BOX
KA0260 | 1061979-1 | RELAY, NO EMERGENCY SHUTDOWN SUMMARY | JB100 DRIVER BOX
KA0261 | 1061979-1 | RELAY, NO EMERGENCY SHUTDOWN SUMMARY | JB100 DRIVER BOX
KA0262 | 1061979-1 | RELAY, NO EMERGENCY SHUTDOWN SUMMARY | JB100 DRIVER BOX
KA0270 | 1061979-1 | RELAY, CONTROLLER ACTIVE | JB100 DRIVER BOX
KA0271 | 1061979-1 | RELAY, CONTROLLER ACTIVE | JB100 DRIVER BOX
KA0298 | 1061979-1 | RELAY, SECONDARY LIQUID FUEL SHUTOFF VALVE | JB100 DRIVER BOX
KA0299 | 1061979-1 | RELAY, PRIMARY LIQUID FUEL SHUTOFF | JB100 DRIVER BOX
KA1020 | 1061979-1 | RELAY, IGNITION START | JB100 DRIVER BOX
KA1710 | 1061979-1 | RELAY, ON-LINE CLEANING^EXTERNAL PUMP | JB100 DRIVER BOX
WC0060 | 2684693-54 |  | JB100 DRIVER BOX
WC0070 | 2684693-54 |  | JB100 DRIVER BOX
XT0060 | 1066730-7,1066730-8 | TERMINAL BLOCK, SPRING, 4 CONDUCTOR,30-12 AWG (0.05-3.31 MM2),NON-IS | JB100 DRIVER BOX
XT0070 | 1066730-7,1066730-8 | TERMINAL BLOCK, SPRING, 4 CONDUCTOR,30-12 AWG (0.05-3.31 MM2),NON-IS | JB100 DRIVER BOX
XT1100 | 1066730-16,1066730-17 | TERMINAL STRIP, 2 CONDUCTOR | JB100 DRIVER BOX
XT1101 | 1066730-7,1066730-8,1067996-4 | TERMINAL BLOCK, SPRING, 4 CONDUCTOR,30-12 AWG (0.05-3.31 MM2),NON-IS | JB100 DRIVER BOX
XT1102 | 1066730-7,1066730-8,1067996-4 | TERMINAL BLOCK, SPRING, 4 CONDUCTOR,30-12 AWG (0.05-3.31 MM2),NON-IS | JB100 DRIVER BOX
XT1110 | 1066730-7,1066730-8,1067996-4 | TERMINAL BLOCK, SPRING, 4 CONDUCTOR,30-12 AWG (0.05-3.31 MM2),NON-IS | JB100 DRIVER BOX
GR5501 | 903849C1 | RAIL GROUND, DIN RAIL GROUNDING | JB55
XT0400 | 1066730-1,1066730-2 | TERMINAL STRIP, 4 CONDUCTOR | JB70
XT0352 | 1066730-16,1066730-17 | TERMINAL STRIP, 2 CONDUCTOR | JB72
BUOSM | REFERENCE |  | PANEL
CC2108 | < no partnumber assigned > | CUSTOMER CONNECTION, GAS FUEL FLOW^TO BMS | PANEL
CC2220 | < no partnumber assigned > | CUSTOMER CONNECTION, LIQ FUEL FLOW^TO BMS | PANEL
CC9000 | < no partnumber assigned > | CUSTOMER CONNECTION, FUEL TYPE TO BMS^GAS=1^OIL=0 | PANEL
CC9001 | < no partnumber assigned > | CUSTOMER CONNECTION, TURBINE ABOVE MIN LOAD | PANEL
SA0473 | 2380746-5 | SELECTOR SWITCH, OFF/LOCAL/AUX | PANEL
SB7510 | CUSTOMER DEFINED | PUSHBUTTON SWITCH, START (CUSTOMER) | PANEL
SB7511 | CUSTOMER DEFINED | PUSHBUTTON SWITCH, NORMAL STOP (CUSTOMER) | PANEL
SB7512 | CUSTOMER DEFINED | PUSHBUTTON SWITCH, EMERGENCY STOP (CUSTOMER) | PANEL
SB7551 | CUSTOMER DEFINED | PUSHBUTTON SWITCH, VOLTAGE INCREASE (EXTERNAL) | PANEL
SB7552 | CUSTOMER DEFINED | PUSHBUTTON SWITCH, VOLTAGE DECREASE (EXTERNAL) | PANEL
SB7554 | CUSTOMER DEFINED | PUSHBUTTON SWITCH, SPEED INCREASE (EXTERNAL) | PANEL
SB7555 | CUSTOMER DEFINED | PUSHBUTTON SWITCH, SPEED DECREASE (EXTERNAL) | PANEL
GR0404 | 903849C1 | RAIL GROUND, DIN RAIL GROUNDING | PROX BOX
AT1100 | 1577354-4501 | WORKSTATION, VERSA VIEW 1200H | TURBINE DOOR
FU0680 | 1043265-1,1043265-4 | FUSE, 5A | TURBINE DOOR
FU1100 | 1043265-1,1043265-5 | FUSE, 10A | TURBINE DOOR
FU1101 | 1043265-1,1043265-3 | FUSE, 2A | TURBINE DOOR
FU1102 | 1043265-1,1043265-3 | FUSE, 2A | TURBINE DOOR
GR0133 | 903849C1 | RAIL GROUND, DIN RAIL GROUNDING | TURBINE DOOR
GR0232 | 903849C1 | RAIL GROUND, DIN RAIL GROUNDING | TURBINE DOOR
GR1100 | 903849C1 | RAIL GROUND, DIN RAIL GROUNDING | TURBINE DOOR
GR1101 | 903849C1 | RAIL GROUND, DIN RAIL GROUNDING | TURBINE DOOR
HA0472 | 1103208-101 | HORN, CONTROL SYSTEM ALARM | TURBINE DOOR
PC0470 | 2271605-1 | TIMER/COUNTER, ENGINE HOUR / START COUNTER | TURBINE DOOR
PC0471 | 2271605-1 | TIMER/COUNTER, ENGINE HOUR / START COUNTER | TURBINE DOOR
PEG0130 | 232941-110 | BUS BAR, TURBINE - POWER EARTH GROUNDING | TURBINE DOOR
SA0471 | 1035040-1652,2380746-2 | SELECTOR SWITCH, SPEED/LOAD | TURBINE DOOR
SA0472 | 1035040-125,2380746-2 | SELECTOR SWITCH, VOLTAGE | TURBINE DOOR
SB0471 | 1035040-119,2380746-1 | PUSHBUTTON SWITCH, HORN SILENCE | TURBINE DOOR
SB0472 | 1035040-32,2380746-4 | PUSHBUTTON SWITCH, EMERGENCY STOP | TURBINE DOOR
SB0473 | 1035040-120,2380746-1 | PUSHBUTTON SWITCH, ACKNOWLEDGE | TURBINE DOOR
SB0474 | 1035040-121,2380746-1 | PUSHBUTTON SWITCH, RESET | TURBINE DOOR
SH0470 | 1035040-108,2380746-3 | LIGHTED SWITCH, STOP/STOPPING, RED | TURBINE DOOR
SH0471 | 1035040-103,2380746-3 | LIGHTED SWITCH, START/STARTING, GREEN | TURBINE DOOR
SH0472 | 1035040-106,2380746-3 | LIGHTED SWITCH, BACKUP SYSTEM ACTIVE/RESET, AMBER | TURBINE DOOR
UA1200 | 1053833-100,1053834-6 | BUOS MODULE, BACKUP OVERSPEED | TURBINE DOOR
XT0680 | 1066730-7,1066730-8 | TERMINAL BLOCK, SPRING, 4 CONDUCTOR,30-12 AWG (0.05-3.31 MM2),NON-IS | TURBINE DOOR
AF0081 | 2684693-18,2684693-28 | 5094-IB16SXT, 16 DISCRETE INPUT, S | TURBINE PANEL
AF0082 | 2684693-17,2684693-23 | 5094-IB16XT, 16 DISCRETE INPUT | TURBINE PANEL
AF0083 | 2684693-19,2684693-33 | 5094-IY8XT, 8 ANALOG INPUT, TC/RTD/ I&V | TURBINE PANEL
AF0084 | 2684693-19,2684693-33 | 5094-IY8XT, 8 ANALOG INPUT, TC/RTD/ I&V | TURBINE PANEL
AF0085 | 2684693-18,2684693-56 | 5094-IF8IHXT, 8 ANALOG INPUT, ISOLATED | TURBINE PANEL
AF0086 | 2684693-18,2684693-56 | 5094-IF8IHXT, 8 ANALOG INPUT, ISOLATED | TURBINE PANEL
AF0087 | 2684693-17,2684693-23 | 5094-IB16XT, 16 DISCRETE INPUT | TURBINE PANEL
AF0091 | 2684693-17,2684693-23 | 5094-IB16XT, 16 DISCRETE INPUT | TURBINE PANEL
AF0092 | 2684693-17,2684693-24 | 5094-OB16XT, 16 DISCRETE OUTPUT | TURBINE PANEL
AF0093 | 2684693-17,2684693-24 | 5094-OB16XT, 16 DISCRETE OUTPUT | TURBINE PANEL
AF0094 | 2684693-17,2684693-25 | 5094-OB8XT, 8 DISCRETE OUTPUT | TURBINE PANEL
AF0095 | 2684693-18,2684693-27 | 5094-OF8IHXT, 8 ANALOG OUTPUT, ISOLATED | TURBINE PANEL
AF0096 | 2684693-18,2684693-55 | 5094-OB16SXT, 16 DISCRETE OUTPUT, S | TURBINE PANEL
AP0601 | 1089241-20 | MODULE, BLANK FILLER | TURBINE PANEL
AP0602 | 1089241-40 | 1756-EN2TRXT, ETHERNET | TURBINE PANEL
AP0603 | 1089241-40 | 1756-EN2TRXT, ETHERNET | TURBINE PANEL
AP0604 | 1089241-36 | 1756-EN2TXT, ETHERNET | TURBINE PANEL
AP0605 | 1089241-20 | MODULE, BLANK FILLER | TURBINE PANEL
AP0606 | 1089241-36 | 1756-EN2TXT, ETHERNET | TURBINE PANEL
AR0600 | 1089241-29 | RACK CHASSIS, 1756-A7XT (7 SLOT) | TURBINE PANEL
AT0600 | 1089241-43 | 1756-L83EXTS, CONTROLLER^GUARDLOGIX | TURBINE PANEL
AT0680 | 1634974-100 | GATEWAY MODULE, TURBOTRONIC GATEWAY | TURBINE PANEL
AU0080 | 2684693-22 | FLEX 5000 I/O | TURBINE PANEL
AU0090 | 2684693-22 | FLEX 5000 I/O | TURBINE PANEL
BA1100 | 1337728-1 | SWITCH, ETAP, DLR INTERFACE | TURBINE PANEL
FU0080 | 1043265-1,1043265-5 | FUSE, 10A | TURBINE PANEL
FU0081 | 1043265-5 | FUSE, 10A | TURBINE PANEL
FU0082 | 1043265-3 | FUSE, 2A | TURBINE PANEL
FU0090 | 1043265-1,1043265-5 | FUSE, 10A | TURBINE PANEL
FU0091 | 1043265-1,1043265-5 | FUSE, 10A | TURBINE PANEL
FU0092 | 1043265-1,1043265-5 | FUSE, 10A | TURBINE PANEL
FU0093 | 1043265-1,1043265-5 | FUSE, 10A | TURBINE PANEL
FU0094 | 1043265-1,1043265-5 | FUSE, 10A | TURBINE PANEL
FU0095 | 1043265-1,1043265-5 | FUSE, 10A | TURBINE PANEL
FU0136 | 1043265-10,1043265-9 | FUSE, 30A | TURBINE PANEL
FU0137 | 1043265-10,1043265-7 | FUSE, 20A | TURBINE PANEL
FU0139 | 1043265-10,1043265-4 | FUSE, 5A | TURBINE PANEL
FU0210 | 1043265-10,1043265-7 | FUSE, 20A | TURBINE PANEL
FU0212 | 1043265-10,1043265-3 | FUSE, 2A | TURBINE PANEL
FU0700 | 1043265-1,1043265-5 | FUSE, 10A | TURBINE PANEL
GR0131 | 903849C1 | RAIL GROUND, DIN RAIL GROUNDING | TURBINE PANEL
GR0134 | 903849C1 | RAIL GROUND, DIN RAIL GROUNDING | TURBINE PANEL
GR0231 | 903849C1 | RAIL GROUND, DIN RAIL GROUNDING | TURBINE PANEL
GR0233 | 903849C1 | RAIL GROUND, DIN RAIL GROUNDING | TURBINE PANEL
IEG0230 | 232941-300 | BUS BAR, TURBINE - INSTRUMENT EARTH GROUNDING | TURBINE PANEL
KA0130 | 1061979-1 | RELAY, LOWSPEED/OPEN PROBE SETPOINT | TURBINE PANEL
KA0131 | 1061979-1 | RELAY, CONTROLLER ACTIVE | TURBINE PANEL
KA0132 | 1061979-1 | RELAY, CONTROLLER ACTIVE | TURBINE PANEL
KA0133 | 1061979-1 | RELAY, POST LUBE NOT REQUIRED | TURBINE PANEL
KA0134 | 1061979-1 | RELAY, BACKUP COMMAND OFF | TURBINE PANEL
KA0135 | 1061979-1 | RELAY, AC PRE/POST PUMP DRIVE | TURBINE PANEL
KA0136 | 1061979-1 | RELAY, LUBE OIL HEADER^PRESSURE HIGH | TURBINE PANEL
KA0137 | 1061979-1 | RELAY, LUBE PUMP INHIBIT | TURBINE PANEL
KA0138 | 1061979-1 | RELAY, BACKUP LUBE OIL PUMP OFF | TURBINE PANEL
KA0141 | 1061979-1 | RELAY, CONTROLLER ACTIVE | TURBINE PANEL
KA0144 | 1061979-1 | RELAY, AC PRE/POST PUMP DRIVE | TURBINE PANEL
KA0176 | 1061979-1 | RELAY, VENTILATION REQUIRED | TURBINE PANEL
KA0178 | 1061979-1 | RELAY, LOCAL HORN CONTROL (EQP) | TURBINE PANEL
KA0181 | 1061979-1 | RELAY, TURBINE RUNNING STATUS | TURBINE PANEL
KA0182 | 1061979-1 | RELAY, WHRS PURGE FLOW ESTABLISHED | TURBINE PANEL
KA0183 | 1061979-1 | RELAY, WASTE HEAT READY | TURBINE PANEL
KA0231 | 1061979-1 | RELAY, CONTROLLER ACTIVE | TURBINE PANEL
KA0232 | 1061979-1 | RELAY, CONTROLLER ACTIVE | TURBINE PANEL
KA0233 | 1061979-1 | RELAY, CONTROLLER ACTIVE | TURBINE PANEL
KA0234 | 1061979-1 | RELAY, CONTROLLER ACTIVE | TURBINE PANEL
KA0235 | 1061979-1 | RELAY, NO EMERGENCY ^SHUTDOWN SUMMARY | TURBINE PANEL
KA0236 | 1061979-1 | RELAY, NO EMERGENCY ^SHUTDOWN SUMMARY | TURBINE PANEL
KA0237 | 1061979-1 | RELAY, NO EMERGENCY ^SHUTDOWN SUMMARY | TURBINE PANEL
KA0238 | 1061979-1 | RELAY, NO EMERGENCY SHUTDOWN SUMMARY | TURBINE PANEL
KA0239 | 1061979-1 | RELAY, NO EMERGENCY SHUTDOWN SUMMARY | TURBINE PANEL
KA0240 | 1061979-1 | RELAY, NO EMERGENCY SHUTDOWN SUMMARY | TURBINE PANEL
KA0241 | 1061979-1 | RELAY, BACKUP SYSTEM RESET | TURBINE PANEL
KA0242 | 1061979-1 | RELAY, BACKUP SYSTEM RESET | TURBINE PANEL
KA0243 | 1061979-1 | RELAY, NO FIRE DETECTED | TURBINE PANEL
KA0244 | 1061979-1 | RELAY, NO FIRE DETECTED | TURBINE PANEL
KA0245 | 1061979-1 | RELAY, NO GAS DETECTED | TURBINE PANEL
KA0246 | 1061979-1 | RELAY, NO FIRE DETECTED | TURBINE PANEL
KA0247 | 1061979-1 | RELAY, NO FIRE DETECTED | TURBINE PANEL
KA0248 | 1061979-1 | RELAY, NO EMERGENCY SHUTDOWN SUMMARY | TURBINE PANEL
KA0249 | 1061979-1 | RELAY, NO GAS DETECTED | TURBINE PANEL
KA0250 | 1061979-1 | RELAY, NO EMERGENCY SHUTDOWN SUMMARY | TURBINE PANEL
KA0875 | 1061979-1 | RELAY, LOCAL HORN CONTROL (PLC) | TURBINE PANEL
KA2160 | 1061979-1 | RELAY, SPARE | TURBINE PANEL
KA2161 | 1061979-1 | RELAY, SPARE | TURBINE PANEL
KA7512 | 1061979-1 | RELAY, EMERGENCY STOP (CUSTOMER) | TURBINE PANEL
KT0140 | 2651077-1 | TIMER RELAY, BACKUP PUMP POST LUBE OFF CYCLE | TURBINE PANEL
KT0141 | 2651077-1 | TIMER RELAY, BACKUP POST LUBE CONTINUOUS | TURBINE PANEL
KT0142 | 2651077-1 | TIMER RELAY, TOTAL POST LUBE | TURBINE PANEL
KT0143 | 2651077-1 | TIMER RELAY, BACKUP PUMP POST LUBE ON CYCLE | TURBINE PANEL
KT0144 | 2651077-1 | TIMER RELAY, HEADER PRESSURE HIGH BACKUP PUMP OFF | TURBINE PANEL
KT0145 | 2651077-1 | TIMER RELAY, FIRE DETECTED ROLLDOWN LUBE | TURBINE PANEL
KT0146 | 2651077-3 | TIMER RELAY, WATCHDOG | TURBINE PANEL
UJ0291 | 1088442-4 | POWER CONVERTER, DC/DC INPUT TO 24V DC OUTPUT | TURBINE PANEL
UV0600 | 1089241-28 | POWER SUPPLY, RSLOGIX CHASSIS | TURBINE PANEL
VD6211 | 960592C1 | DIODE, 15 pF | TURBINE PANEL
WC0082 | 2684693-54 |  | TURBINE PANEL
XT0080 | 1066730-7,1066730-8 | TERMINAL BLOCK, SPRING, 4 CONDUCTOR,30-12 AWG (0.05-3.31 MM2),NON-IS | TURBINE PANEL
XT0090 | 1066730-7,1066730-8 | TERMINAL BLOCK, SPRING, 4 CONDUCTOR,30-12 AWG (0.05-3.31 MM2),NON-IS | TURBINE PANEL
XT0134 | 1066730-16,1066730-17 | TERMINAL STRIP, 2 CONDUCTOR | TURBINE PANEL
XT0135 | 1066730-7,1066730-8 | TERMINAL BLOCK, SPRING, 4 CONDUCTOR,30-12 AWG (0.05-3.31 MM2),NON-IS | TURBINE PANEL
XT0136 | 1066730-7,1066730-8 | TERMINAL BLOCK, SPRING, 4 CONDUCTOR,30-12 AWG (0.05-3.31 MM2),NON-IS | TURBINE PANEL
XT0137 | 1066730-7,1066730-8 | TERMINAL BLOCK, SPRING, 4 CONDUCTOR,30-12 AWG (0.05-3.31 MM2),NON-IS | TURBINE PANEL
XT0138 | 1066730-16,1066730-17 | TERMINAL STRIP, 2 CONDUCTOR | TURBINE PANEL
XT0139 | 1066730-7,1066730-8 | TERMINAL BLOCK, SPRING, 4 CONDUCTOR,30-12 AWG (0.05-3.31 MM2),NON-IS | TURBINE PANEL
XT0147 | 1066730-7,1066730-8 | TERMINAL BLOCK, SPRING, 4 CONDUCTOR,30-12 AWG (0.05-3.31 MM2),NON-IS | TURBINE PANEL
XT0171 | 1066730-7,1066730-8 | TERMINAL BLOCK, SPRING, 4 CONDUCTOR,30-12 AWG (0.05-3.31 MM2),NON-IS | TURBINE PANEL
XT0233 | 1066730-7,1066730-8 | TERMINAL BLOCK, SPRING, 4 CONDUCTOR,30-12 AWG (0.05-3.31 MM2),NON-IS | TURBINE PANEL
XT0235 | 1066730-7,1066730-8 | TERMINAL BLOCK, SPRING, 4 CONDUCTOR,30-12 AWG (0.05-3.31 MM2),NON-IS | TURBINE PANEL
XT0236 | 1066730-7,1066730-8,1067996-4 | TERMINAL BLOCK, SPRING, 4 CONDUCTOR,30-12 AWG (0.05-3.31 MM2),NON-IS | TURBINE PANEL
XT0237 | 1066730-10,1066730-9 | DIODE TERMINAL STRIP, 4 CONDUCTOR | TURBINE PANEL
XT0240 | 1066730-7,1066730-8 | TERMINAL BLOCK, SPRING, 4 CONDUCTOR,30-12 AWG (0.05-3.31 MM2),NON-IS | TURBINE PANEL
XT7512 | 1066730-7,1066730-8 | TERMINAL BLOCK, SPRING, 4 CONDUCTOR,30-12 AWG (0.05-3.31 MM2),NON-IS | TURBINE PANEL