## Blue Labels
(SHT 1) MOTOR DOOR | (SHT 10) MAIN CONSOLE | (SHT 11) MAIN CONSOLE DOOR | (SHT 13) CONTROL PANEL | (SHT 14) PWR RAIL | (SHT 15) LEFT PANEL | (SHT 16) MAIN PANEL | (SHT 2) MOTOR LEFT RAIL | (SHT 3) MOTOR RIGHT RAIL | (SHT 4) A PANEL | (SHT 5) B PANEL | (SHT 6) SWITCHGEAR | (SHT 7) COMP VIB | (SHT 8) COMP BOX DOOR | (SHT 9) COMP PANEL
SB0372 | EL0273 | AT0190K | HL0411 | AT0680 | GR0132 | AR0600 | FU0765 | FU0007 | GR0782 | GR1101 | F0720 | IEG0352 | KA0535 | F0730
| HA0273 | AT0190 | HL0410 | FU0680 | GR0131 | AP0609 | UV0760 | FU0008 | XT0320 | XT0110 | FU1213 | XT0510 | KA0531 | KT0571
| ZS0273 |  | HL0409 | XT0680 |  | AP0608 | UAI7611 | XT0004 | XT0351 | XT0310 | FU0003 | FU0500 | KA0532 | KT0572
| FG0000 |  | HL0408 | QS0560 |  | AP0607 | UAI7625 | BA0007 | KA9000 | FU0110 | FU0004 | FU0510 | KA0533 | KT0573
|  |  | HL0407 | FU0200 |  | AP0606 | GR1100 | BA0008 | FU1212 | FU0310 | XT0002 | UA4473 | KA0534 | XT0572
|  |  | SB0400 | FU0201 |  | AP0605 |  | GR0111 | BA1212 | FU0910 | BA1213 | UA4461 | KA0536 | XT0573
|  |  | HL0406 | FU0190 |  | AP0603 |  |  | XT0760 | FU0810 | BA0003 | UA4460 | KA0537 | XT0140
|  |  | HL0405 | FU0273 |  | AP0602 |  |  | XT0761 | FU0320 | BA0004 | UA4471 | KA0540 | FU0731
|  |  | HL0404 | XT0561 |  | AP0601 |  |  | XT0762 | AF0400 | UJ0722 | UA4470 | KA0541 | XT0730
|  |  | HL0403 | XT0562 |  | AT0600 |  |  | XT0763 | AF0410 | GR0355 | UA4462 | KA0545 | XT0731
|  |  | HL0402 | XT0563 |  | UV0600 |  |  | FU0762 | XT0400 | FU0720 | UA4472 | KA0546 | GR0731
|  |  | HL0401 |  |  | AP0604 |  |  | FU0763 | AF0900 | GR0720 | GR4460 | KA0550 | FU0730
|  |  | HL0400 |  |  | FU0210 |  |  | FU0781 | AF0910 | PEG0456 | AF0520 | KA0551 | GR0730
|  |  | SH0407 |  |  | XT0233 |  |  | FU0782 | AF0920 | IEG0356 | AF0510 | KA0554 | PEG0357
|  |  | SH0406 |  |  | XT0235 |  |  | UJ0781 | AF0940 | WC0875 | AF0500 | KA4401 | IEG0257
|  |  | SH0405 |  |  | KA0231 |  |  | XT0782 | XT0900 | FU0070 | XT0500 | GR0232 | XT0121
|  |  | SH0404 |  |  | KA0232 |  |  | GR0781 | UA4783 | FU0071 |  | SB0472 | FU0130
|  |  | SA0400 |  |  | KA0233 |  |  | FU0780 | UA4784 | FU0072 |  |  | XT0130
|  |  | SH0410 |  |  | KA0234 |  |  | GR0780 | UA4787 | FU0725 |  |  | FU0140
|  |  | SH0409 |  |  | KA0235 |  |  | AU0320 | UA4788 | XT0070 |  |  | FU0141
|  |  | SH0401 |  |  | KA0236 |  |  | AF0321 | UA4791 | XT0071 |  |  | FU0142
|  |  | SH0400 |  |  | KA0237 |  |  | AF0322 | UA4792 | XT0073 |  |  | FU0570
|  |  | XT0564 |  |  | KA0238 |  |  | AF0323 | UA4796 | KA8003 |  |  | AU0140
|  |  | AU0200 |  |  | KA0239 |  |  | AF0324 | UA4797 | KA9002 |  |  | AF0141
|  |  | AF0201 |  |  | KA0240 |  |  | AF0325 | GR0110 | KA9003 |  |  | AF0142
|  |  | AF0202 |  |  | KA0248 |  |  | AF0326 | IEG0310 | KA9004 |  |  | AF0143
|  |  | XT0562G |  |  | KA0241 |  |  | AF0327 |  | KA9005 |  |  | AF0144
|  |  | SB0408 |  |  | KA0242 |  |  | GR0320 |  | XT0720 |  |  | AF0145
|  |  | SB0407 |  |  | KA0243 |  |  | XT0475 |  | XT0721 |  |  | AF0146
|  |  | SH0408 |  |  | KA0244 |  |  | FU0760 |  | XT0722 |  |  | GR0140
|  |  | SB0405 |  |  | KA0245 |  |  | FU0761 |  | FU0721 |  |  | WC0827
|  |  | SB0406 |  |  | KA0249 |  |  | AU0760 |  | FU0722 |  |  | XT0180
|  |  | SA0401 |  |  | XT0080 |  |  | AF0761 |  | AF0077 |  |  | XT0181
|  |  | SB0404 |  |  | XT0081 |  |  | AF0762 |  | AF0076 |  |  | FU0180
|  |  | SB0403 |  |  | FU0080 |  |  | AF0763 |  | GR0356 |  |  | FU0181
|  |  | SB0402 |  |  | FU0081 |  |  | AF0764 |  | AU0070 |  |  | FU0184
|  |  | SB0401 |  |  | FU0082 |  |  | AF0765 |  | AF0071 |  |  | AU0180
|  |  | GR0200 |  |  | AU0080 |  |  | GR0760 |  | AF0072 |  |  | AF0181
[6 empty] | AF0081 |  |  | F0780 |  | AF0073 |  |  | AF0182
[6 empty] | AF0082 |  |  | PEG0410 |  | AF0074 |  |  | AF0183
[6 empty] | AF0083 |  |  |  |  | AF0075 |  |  | AF0184
[6 empty] | AF0084 |  |  |  |  | GR0357 |  |  | AF0185
[6 empty] | AF0085 | [7 empty] | AF1210
[6 empty] | AF0086 | [7 empty] | AF1209
[6 empty] | GR0120 | [7 empty] | XT0845
[6 empty] | XT0240 | [7 empty] | GR0180
[6 empty] | KA7512 | [7 empty] | FU0120
[6 empty] | XT0091 | [7 empty] | FU0121
[6 empty] | FU0090 | [7 empty] | FU5175
[6 empty] | FU0091 | [7 empty] | AU1200
[6 empty] | FU0092 | [7 empty] | AF1201
[6 empty] | FU0093 | [7 empty] | AF1202
[6 empty] | XT0082G | [7 empty] | AF1203
[6 empty] | AU0090 | [7 empty] | AF1204
[6 empty] | AF0091 | [7 empty] | AF1205
[6 empty] | AF0092 | [7 empty] | AF1206
[6 empty] | AF0093 | [7 empty] | AF1207
[6 empty] | AF0094 | [7 empty] | AF1208
[6 empty] | AF0095 | [7 empty] | GR0257
AF0096
KA3103
KA3104
KA3220
KA3230
KA8200
KA8300
GR0124
FU0001
FU0002
XT0001
BA0001
BA0002
PC0470
FU0010
FU0136
FU0137
FU0139
XT0138
XT0139
XT0134
XT0135
XT0136
KA0131
KA0132
KA0141
KA0133
KA0134
KA0139
KA0144
KA0136
KA0137
KA0138
KT0140
KT0141
KT0142
KT0143
KT0144
KT0145
KT0146
XT0013
XT0131
GR0133
QS0011
GR0231
PEG0130
F0200
IEG0230

## White Labels
(SHT 4) A PANEL | (SHT 4) A PANEL - (SHT 5) B PANEL | (SHT 5) B PANEL | (SHT 5) B PANEL - (SHT 2) MOTOR LEFT RAIL | (SHT 5) B PANEL - (SHT 3) MOTOR RIGHT RAIL | (SHT 8) COMP BOX DOOR | (SHT 9) COMP PANEL | (SHT 7) COMP VIB | (SHT 13) CONTROL PANEL | (SHT 13) CONTROL PANEL - (SHT 16) MAIN PANEL | (SHT 16) MAIN PANEL | (SHT 2) MOTOR LEFT RAIL | (SHT 6) SWITCHGEAR
AF0321G | IEG03101 | AF0400G | IEG03108 | IEG03105 | GR0232,GRN/YEL | AF0143G | IEG03521 | AU0200G | IEG02305 | AF0083G | GR1100 | AF0071G
AF0323G | IEG03102 | AF0940G |  |  |  | AF0144G | XT05001 |  |  | AU0080G |  | AU0070G
AF0324G | IEG03103 | GR1101 |  |  |  | AF1203G |  |  |  | AU0090G |  | GR0720
AF0325G | IEG03107 | IEG03104 |  |  |  | AF1204G |  |  |  | IEG02301 |  | IEG03561
AF0326G |  | XT04001 |  |  |  | AF1205G |  |  |  | IEG02302 |  | IEG03562
AF0761G | [5 empty] | AF1206G |  |  |  | IEG02303 |  | IEG03563
AF0762G | [5 empty] | AF1208G |  |  |  | IEG02306 |  | IEG03564
AU0320G | [5 empty] | AF1209G |  |  |  | IEG02308 |  | PEG04561
AU0760G | [5 empty] | AU0140G |  |  |  | PEG01301
GR0780 | [5 empty] | AU0180G |  |  |  | UV0600G
GR0781 | [5 empty] | AU1200G
GR0782 | [5 empty] | GR0730
PEG04101 | [5 empty] | GR0731
IEG02571
IEG02572
IEG02573
IEG02574
IEG02575
IEG02578
PEG03571

## Heat Shrink Labels
(SHT 4) A PANEL - (SHT 2) MOTOR LEFT RAIL | (SHT 5) B PANEL | (SHT 5) B PANEL - (SHT 7) COMP VIB | (SHT 7) COMP VIB | (SHT 6) SWITCHGEAR
WC0761 | WC0900 | WC0901 | WC1252 | WC0710
WC0762 | WC1183 |  | WC1253 | WC0720
| WC1184 |  | WC1254 | WC0730
| WC1187 |  | WC1255
| WC1188 |  | WC1256
| WC1191 |  | WC1257
| WC1192 |  | WC1258
WC1196
WC1197

## A PANEL
A PANEL
JB78
Project # | J0670
Project Name | TE LAMBERTVILLE EMD CONTROLS-PRU
Revision | B
Controls DE | M.WERLING
Phone: | 0
Controls ME | N. CARPENTER
Phone:
From | [5 empty] | To
Device ID | Cable (W) Conductor (SC) Jumper Clip (JC) | Wire No. | Wire ID | Gauge/Size | Page/Zone | Device ID | Location | Page/Zone
XT0320:4 | JC | ESTOPE | CLIP | --- | 44.D6 | XT0320:5 | A PANEL | 44.D6
XT0320:6 | JC | ESTOPF | CLIP | --- | 44.D6 | XT0320:7 | A PANEL | 44.D6
XT0760:1 | JC | FU0781 | CLIP | --- | 17.A5 | XT0760:2 | A PANEL | 17.B5
XT0760:4 | JC | 0V78 | CLIP | --- | 17.A5 | XT0760:3 | A PANEL | 17.A5
XT0760:5 | JC | 0V78 | CLIP | --- | 17.A5 | XT0760:4 | A PANEL | 17.A5
XT0761:1 | JC | 24V78 | CLIP | --- | 16.B5 | XT0761:2 | A PANEL | 16.C5
XT0761:3 | JC | 0V78 | CLIP | --- | 16.B4 | XT0761:4 | A PANEL | 16.C5
XT0782:1 | JC | UJ0781P | CLIP | --- | 16.C4 | XT0782:2 | A PANEL | 16.C4
XT0782:2 | JC | UJ0781P | CLIP | --- | 16.C4 | XT0782:3 | A PANEL | 16.C4
XT0782:4 | JC | UJ0781N | CLIP | --- | 16.D4 | XT0782:5 | A PANEL | 16.D4
XT0782:5 | JC | UJ0781N | CLIP | --- | 16.D4 | XT0782:6 | A PANEL | 16.D4
AF0321:COM | SC | AF0321N | WHT | 20 | 19.D2 | AF0322:COM | A PANEL | 19.D3
AF0321:COM | SC | AU0320N | WHT | 20 | 19.D2 | AU0320:COM | A PANEL | 19.D1
AF0321:SH | SC | AF0321G | GRN | 14 | 19.D2 | AF0323:SH | A PANEL | 19.D3
AF0321:SH | SC | AU0320G | GRN | 14 | 19.D2 | AU0320:GND | A PANEL | 19.D1
AF0321:V+ | SC | AF0321P | WHT | 20 | 19.D2 | AF0322:V+ | A PANEL | 19.D3
AF0321:V+ | SC | AU0320P | WHT | 20 | 19.D2 | AU0320:V+ | A PANEL | 19.D1
AF0322:COM | SC | AF0322N | WHT | 20 | 19.D3 | AF0323:COM | A PANEL | 19.D3
AF0322:J | SC | * |  |  | 19.D3 | AF0323:P | A PANEL | 19.D3
AF0322:V+ | SC | AF0322P | WHT | 20 | 19.D3 | AF0323:V+ | A PANEL | 19.D3
AF0323:COM | SC | AF0323N | WHT | 20 | 19.D3 | AF0324:COM | A PANEL | 19.D4
AF0323:SH | SC | AF0323G | GRN | 14 | 19.D3 | AF0324:SH | A PANEL | 19.D4
AF0323:V+ | SC | AF0323P | WHT | 20 | 19.D3 | AF0324:V+ | A PANEL | 19.D4
AF0324:COM | SC | AF0324N | WHT | 20 | 19.D4 | AF0325:COM | A PANEL | 19.D5
AF0324:J | SC | * |  |  | 19.D4 | AF0325:P | A PANEL | 19.D5
AF0324:SH | SC | AF0324G | GRN | 14 | 19.D4 | AF0325:SH | A PANEL | 19.D5
AF0324:V+ | SC | AF0324P | WHT | 20 | 19.D4 | AF0325:V+ | A PANEL | 19.D5
AF0325:COM | SC | AF0325N | WHT | 20 | 19.D5 | AF0326:COM | A PANEL | 19.D5
AF0325:J | SC | * |  |  | 19.D5 | AF0326:P | A PANEL | 19.D5
AF0325:SH | SC | AF0325G | GRN | 14 | 19.D5 | AF0326:SH | A PANEL | 19.D5
AF0325:V+ | SC | AF0325P | WHT | 20 | 19.D5 | AF0326:V+ | A PANEL | 19.D5
AF0326:COM | SC | AF0326N | WHT | 20 | 19.D5 | AF0327:COM | A PANEL | 19.D6
AF0326:J | SC | * |  |  | 19.D5 | AF0327:P | A PANEL | 19.D6
AF0326:SH | SC | AF0326G | GRN | 14 | 19.D5 | AF0327:SH | A PANEL | 19.D6
AF0326:V+ | SC | AF0326P | WHT | 20 | 19.D5 | AF0327:V+ | A PANEL | 19.D6
AF0761:COM | SC | AF0761N | WHT | 14 | 17.C3 | AF0762:COM | A PANEL | 17.C4
AF0761:COM | SC | AU0760N | WHT | 14 | 17.C3 | AU0760:COM | A PANEL | 17.B2
AF0761:SH | SC | AF0761G | GRN | 14 | 17.C3 | AF0762:SH | A PANEL | 17.C4
AF0761:SH | SC | AU0760G | GRN | 14 | 17.C3 | AU0760:GND | A PANEL | 17.B2
AF0761:V+ | SC | AF0761P | WHT | 14 | 17.C3 | AF0762:V+ | A PANEL | 17.C4
AF0761:V+ | SC | AU0760P | WHT | 14 | 17.C3 | AU0760:V+ | A PANEL | 17.B2
AF0762:09 | SC | 076209 | WHT | 20 | 16.B7 | XT0762:2 | A PANEL | 16.B6
AF0762:25 | SC | 0V78 | WHT | 20 | 16.B7 | XT0762:3 | A PANEL | 16.B6
AF0762:COM | SC | AF0762N | WHT | 14 | 17.C4 | AF0763:COM | A PANEL | 17.C4
AF0762:SH | SC | AF0762G | GRN | 14 | 17.C4 | AF0763:SH | A PANEL | 17.C4
AF0762:V+ | SC | AF0762P | WHT | 14 | 17.C4 | AF0763:V+ | A PANEL | 17.C4
AF0763:COM | SC | AF0763N | WHT | 14 | 17.C4 | AF0764:COM | A PANEL | 17.B5
AF0763:V+ | SC | AF0763P | WHT | 14 | 17.C4 | AF0764:V+ | A PANEL | 17.B5
AF0765:00 | SC | 076500 | WHT | 20 | 28.B6 | KA9000:A1 | A PANEL | 28.B6
AF0765:16 | SC | 076516 | WHT | 20 | 28.B6 | KA9000:A2 | A PANEL | 28.B6
AF0765:COM | SC | 0V78 | WHT | 14 | 17.C5 | XT0760:3 | A PANEL | 17.A5
AF0765:V+ | SC | FU0761 | WHT | 14 | 17.C5 | FU0761:LD | A PANEL | 17.C2
AU0760:COM | SC | 0V78 | WHT | 16 | 17.B2 | XT0760:3 | A PANEL | 17.A5
AU0760:V+ | SC | FU0760 | WHT | 14 | 17.B2 | FU0760:LD | A PANEL | 17.C2
BA1212:NEG | SC | UJ0781N | WHT | 16 | 17.C5 | XT0782:4 | A PANEL | 16.D4
BA1212:POS | SC | FU1212LD | WHT | 16 | 17.C5 | FU1212:LD | A PANEL | 17.C5
F0780:GND | SC | PEG04101 | GRN/YEL | 14 | 16.B4 | PEG0410:1 | A PANEL | 16.B3
F0780:LD - | SC | 0V78 | WHT | 10 | 16.B4 | XT0761:3 | A PANEL | 16.B4
F0780:LD + | SC | 24V78 | WHT | 10 | 16.B4 | XT0761:1 | A PANEL | 16.B5
F0780:LI - | SC | F0780N | WHT | 10 | 16.B4 | FU0780:LD 2 | A PANEL | 16.B2
F0780:LI + | SC | F0780P | WHT | 10 | 16.B4 | FU0780:LD 1 | A PANEL | 16.B2
FU0760:LI | SC | FU0781 | WHT | 16 | 17.C2 | XT0760:1 | A PANEL | 17.A5
FU0760:LI | SC | FU0781 | WHT | 16 | 17.C2 | FU0761:LI | A PANEL | 17.C2
FU0761:LI | SC | FU0781 | WHT | 16 | 17.C2 | FU0762:LI | A PANEL | 17.C2
FU0762:LI | SC | FU0781 | WHT | 14 | 17.C2 | FU0763:LI | A PANEL | 17.C2
FU0781:LI | SC | 24V78 | WHT | 12 | 16.C6 | FU0782:LI | A PANEL | 16.C6
FU0781:LI | SC | 24V78 | WHT | 12 | 16.C6 | XT0761:2 | A PANEL | 16.C5
FU0782:LD | SC | FU0782 | WHT | 16 | 16.C6 | UJ0781:24V(+) | A PANEL | 16.D5
FU1212:LI | SC | UJ0781P | WHT | 14 | 17.C5 | XT0782:1 | A PANEL | 16.C4
GR0780: | SC | GR0780 | GRN/YEL | 14 | 3.C4 | FG0002:1 | A PANEL | 3.C3
GR0781: | SC | GR0781 | GRN/YEL | 14 | 3.C4 | FG0003:1 | A PANEL | 3.C3
GR0782: | SC | GR0782 | GRN/YEL | 14 | 3.C4 | FG0006:1 | A PANEL | 3.C3
RR7801: -3.01K OHM | SC | 076209 | LEAD | --- | 16.B5 | XT0762:2 | A PANEL | 16.B6
RR7801: -3.01K OHM | SC | 24V78 | LEAD | --- | 16.B5 | XT0762:1 | A PANEL | 16.B5
RR7802: -1.0K OHM | SC | 0V78 | LEAD | --- | 16.B5 | XT0762:3 | A PANEL | 16.B6
RR7802: -1.0K OHM | SC | 076209 | LEAD | --- | 16.B5 | XT0762:2 | A PANEL | 16.B6
UJ0781:24V(-) | SC | 0V78 | WHT | 14 | 16.D5 | XT0761:5 | A PANEL | 16.C5
UJ0781:OUT1(-) | SC | UJ0781N | WHT | 16 | 16.D5 | XT0782:4 | A PANEL | 16.D4
UJ0781:OUT1(+) | SC | UJ0781P | WHT | 14 | 16.D5 | XT0782:1 | A PANEL | 16.C4
XT0320:3 | SC | ESTOPD | WHT | 20 | 44.D6 | XT0320:2 | A PANEL | 25.C5
XT0475:2 | SC | FU0810 | WHT | 20 | 44.C5 | XT0475:1 | A PANEL | 44.D5
XT0475:3 | SC | FU0810 | WHT | 20 | 44.B5 | XT0475:2 | A PANEL | 44.C5
XT0475:5 | SC | 0V78 | WHT | 20 | 44.C5 | XT0475:4 | A PANEL | 44.D5
XT0475:6 | SC | 0V78 | WHT | 20 | 44.A5 | XT0475:5 | A PANEL | 44.C5
XT0761:1 | SC | 24V78 | WHT | 12 | 16.B5 | XT0762:1 | A PANEL | 16.B5
XT0761:3 | SC | 0V78 | WHT | 12 | 16.B4 | XT0762:4 | A PANEL | 16.B5
XT0761:4 | SC | 0V78 | WHT | 14 | 16.C5 | XT0761:5 | A PANEL | 16.C5
XT0762:3 | SC | 0V78 | LEAD | 20 | 16.B6 | XT0762:4 | A PANEL | 16.B5
AF0327:SH | SC | IEG03107 | GRN | 14 | 19.D6 | IEG0310:7 | B PANEL | 19.D7
AF0763:SH | SC | IEG03103 | GRN | 14 | 17.C4 | IEG0310:3 | B PANEL | 17.C5
AU0320:COM | SC | 0V78 | WHT | 16 | 19.D1 | XT0310:3 | B PANEL | 19.A5
AU0320:V+ | SC | FU0320 | WHT | 14 | 19.D1 | FU0320:LD | B PANEL | 19.D1
FU0781:LD | SC | FU0781 | WHT | 12 | 16.C6 | XT0310:1 | B PANEL | 19.A5
GR0320: | SC | IEG03101 | GRN | 14 | 3.B4 | IEG0310:1 | B PANEL | 3.B4
GR0760: | SC | IEG03102 | GRN | 14 | 3.C4 | IEG0310:2 | B PANEL | 3.C4
XT0475:1 | SC | FU0810 | WHT | 16 | 44.D5 | FU0810:LD | B PANEL | 19.C1
XT0475:4 | SC | 0V78 | WHT | 16 | 44.D5 | XT0310:4 | B PANEL | 19.A5
XT0760:1 | SC | FU0781 | WHT | 16 | 17.A5 | XT0110:1 | B PANEL | 18.A5
XT0760:3 | SC | 0V78 | WHT | 16 | 17.A5 | XT0110:2 | B PANEL | 18.A5
XT0761:4 | SC | 0V78 | WHT | 14 | 16.C5 | XT0310:3 | B PANEL | 19.A5
AU0760:L1 | WC0041 | AF0410L2 | ENET | CABLE | 17.B2 | AF0410:L2 | B PANEL | 18.B2
AU0760:L2 | WC0076 | AU0760L2 | ENET | CABLE | 17.B2 | AF0910:L1 | B PANEL | 19.B4
AU0320:L1 | WC0094 | AF0940L2 | ENET | CABLE | 19.D1 | AF0940:L2 | B PANEL | 19.B2
BA1212:L2 | WC0212 | BA1212L2 | ENET | CABLE | 17.C5 | AF0410:L1 | B PANEL | 18.B2
XT0320:1 | SC | ESTOPC | WHT | 16 | 25.C5 | XT0181:2 | COMP PANEL | 25.B5
XT0320:8 | SC | ESTOPG | WHT | 16 | 44.D6 | XT0181:3 | COMP PANEL | 25.B5
BA1212:L1 | WC9018 | AU0180L2 | ENET | CABLE | 17.C5 | AU0180:L2 | COMP PANEL | 23.C2
AF0764:01 | SC | SB0372B212 | WHT | 20 | 25.D6 | SB0372:B2-12 | MOTOR DOOR | 25.D1
AF0764:33 | SC | SB0372B211 | WHT | 20 | 25.D6 | SB0372:B2-11 | MOTOR DOOR | 25.D1
XT0320:1 | SC | ESTOPC | WHT | 16 | 25.C5 | SB0372:B1-11 | MOTOR DOOR | 25.C1
XT0320:2 | SC | ESTOPD | WHT | 16 | 25.C5 | SB0372:B1-12 | MOTOR DOOR | 25.C1
XT0760:2 | SC | FU0781 | WHT | 14 | 17.B5 | FU0765:LI | MOTOR LEFT RAIL | 46.C6
XT0760:4 | SC | 0V78 | WHT | 16 | 17.A5 | UV0760:9- | MOTOR LEFT RAIL | 46.C5
AF0761:02 | WC0761 | UAI76118 | RED | 20 | 46.A6 | UAI7611:+8 | MOTOR LEFT RAIL | 46.A5
AF0761:18 | WC0761 | UAI76117 | BLK | 20 | 46.A6 | UAI7611:-7 | MOTOR LEFT RAIL | 46.A5
AF0761:50 | WC0761 | UAI7611S | SH | 20 | 46.A6 | FLOATING | MOTOR LEFT RAIL | 46.A5
AF0762:10 | WC0762 | UAI76258 | RED | 20 | 46.B6 | UAI7625:8 | MOTOR LEFT RAIL | 46.B5
AF0762:26 | WC0762 | UAI76257 | BLK | 20 | 46.B6 | UAI7625:7 | MOTOR LEFT RAIL | 46.B5
AF0762:58 | WC0762 | UAI7625S | SH | 20 | 46.B6 | FLOATING | MOTOR LEFT RAIL | 46.B6
XT0760:2 | SC | FU0781 | WHT | 16 | 17.B5 | XT0004:1 | MOTOR RIGHT RAIL | 2.C3
XT0760:4 | SC | 0V78 | WHT | 16 | 17.A5 | XT0004:3 | MOTOR RIGHT RAIL | 2.C3
AU0320:L2 | WC9032 | AU0320L2 | ENET | CABLE | 19.D1 | BA0008:RJ45 | MOTOR RIGHT RAIL | 2.D2
SolarTools ver. 24.0.84.24712 (Jul 31, 2025)
Report date: 3/26/2026 3:09 PM

## B PANEL
B PANEL
JB78
Project # | J0670
Project Name | TE LAMBERTVILLE EMD CONTROLS-PRU
Revision | B
Controls DE | M.WERLING
Phone: | 0
Controls ME | N. CARPENTER
Phone:
From | [5 empty] | To
Device ID | Cable (W) Conductor (SC) Jumper Clip (JC) | Wire No. | Wire ID | Gauge/Size | Page/Zone | Device ID | Location | Page/Zone
XT0110:3 | JC | 0V78 | CLIP | --- | 18.A5 | XT0110:2 | B PANEL | 18.A5
XT0310:3 | JC | 0V78 | CLIP | --- | 19.A5 | XT0310:2 | B PANEL | 19.A5
XT0310:4 | JC | 0V78 | CLIP | --- | 19.A5 | XT0310:3 | B PANEL | 19.A5
AF0400:12 | SC | AF0400G | GRN | 16 | 18.B3 | XT0400:1 | B PANEL | 18.C3
AF0410:32 | SC | XT04001 | GRN | 16 | 18.B2 | XT0400:1 | B PANEL | 18.C3
AF0410:53 | SC | 0V78 | WHT | 16 | 18.B2 | XT0110:3 | B PANEL | 18.A5
AF0410:55 | SC | FU0110 | WHT | 16 | 18.B2 | FU0110:LD | B PANEL | 18.A5
AF0900:12 | SC | AF0940G | GRN | 16 | 19.B5 | XT0900:1 | B PANEL | 19.C3
AF0910:32 | SC | AF0940G | GRN | 16 | 19.B4 | XT0900:1 | B PANEL | 19.C3
AF0910:53 | SC | 0V78 | WHT | 16 | 19.B4 | XT0310:2 | B PANEL | 19.A5
AF0910:54 | SC | AF0910N | WHT | 16 | 19.B4 | AF0920:53 | B PANEL | 19.B3
AF0910:55 | SC | FU0910 | WHT | 16 | 19.B4 | FU0910:LD | B PANEL | 19.C1
AF0910:56 | SC | AF0910P | WHT | 16 | 19.B4 | AF0920:55 | B PANEL | 19.B3
AF0920:32 | SC | AF0940G | GRN | 16 | 19.B3 | XT0900:1 | B PANEL | 19.C3
AF0920:54 | SC | AF0920N | WHT | 16 | 19.B3 | AF0940:53 | B PANEL | 19.B2
AF0920:56 | SC | AF0920P | WHT | 16 | 19.B3 | AF0940:55 | B PANEL | 19.B2
AF0940:32 | SC | AF0940G | GRN | 16 | 19.B2 | XT0900:1 | B PANEL | 19.C3
FU0110:LI | SC | FU0781 | WHT | 14 | 18.A5 | XT0110:1 | B PANEL | 18.A5
FU0310:LD | SC | FU0310 | WHT | 14 | 19.A4 | FU0910:LI | B PANEL | 19.C1
FU0310:LI | SC | FU0781 | WHT | 14 | 19.A4 | XT0310:1 | B PANEL | 19.A5
FU0810:LI | SC | FU0310 | WHT | 14 | 19.C1 | FU0320:LI | B PANEL | 19.D1
FU0810:LI | SC | FU0310 | WHT | 14 | 19.C1 | FU0910:LI | B PANEL | 19.C1
GR1101: | SC | GR1101 | GRN/YEL | 14 | 3.C4 | FG0005:1 | B PANEL | 3.C4
IEG0310:4 | SC | IEG03104 | GRN | 14 | 18.C5 | XT0400:2 | B PANEL | 18.C4
XT0110:1 | SC | FU0781 | WHT | 14 | 18.A5 | XT0310:1 | B PANEL | 19.A5
XT0110:2 | SC | 0V78 | WHT | 16 | 18.A5 | XT0310:2 | B PANEL | 19.A5
AF0910:L2 | WC0091 | AF0910L2 | ENET | CABLE | 19.B4 | AF0920:L1 | B PANEL | 19.B3
AF0920:L2 | WC0092 | AF0920L2 | ENET | CABLE | 19.B3 | AF0940:L1 | B PANEL | 19.B2
AF0400:17 | WC0900 | 040017 | RED | 20 | 61.A6 | AF0900:05 | B PANEL | 40.A6
AF0400:16 | WC0900 | 040016 | BLK | 20 | 61.A6 | AF0900:06 | B PANEL | 40.A6
AF0400:22 | WC0900 | 040022 | SH | 20 | 61.A6 | AF0900:11 | B PANEL | 40.A6
AF0920:13 | WC1183 | UA4783V | RED | 20 | 40.B6 | UA4783:VT | B PANEL | 40.B4
AF0920:14 | WC1183 | UA4783O | WHT | 20 | 40.B6 | UA4783:OUTPUT | B PANEL | 40.B4
AF0920:16 | WC1183 | UA4783C | BLK | 20 | 40.B6 | UA4783:COM | B PANEL | 40.B4
AF0920:31 | WC1183 | UA4783S | SH | 20 | 40.B6 | FLOATING | B PANEL | 40.B5
AF0920:09 | WC1184 | UA4784V | RED | 20 | 40.B6 | UA4784:VT | B PANEL | 40.B4
AF0920:10 | WC1184 | UA4784O | WHT | 20 | 40.B6 | UA4784:OUTPUT | B PANEL | 40.B4
AF0920:12 | WC1184 | UA4784C | BLK | 20 | 40.B6 | UA4784:COM | B PANEL | 40.B4
AF0920:27 | WC1184 | UA4784S | SH | 20 | 40.B6 | FLOATING | B PANEL | 40.B5
AF0940:09 | WC1187 | UA4787V | RED | 20 | 41.A6 | UA4787:VT | B PANEL | 41.A5
AF0940:10 | WC1187 | UA4787O | WHT | 20 | 41.A6 | UA4787:OUTPUT | B PANEL | 41.A5
AF0940:12 | WC1187 | UA4787C | BLK | 20 | 41.A6 | UA4787:COM | B PANEL | 41.A5
AF0940:27 | WC1187 | UA4787S | SH | 20 | 41.A6 | FLOATING | B PANEL | 41.B5
AF0940:13 | WC1188 | UA4788V | RED | 20 | 41.B6 | UA4788:VT | B PANEL | 41.B5
AF0940:14 | WC1188 | UA4788O | WHT | 20 | 41.B6 | UA4788:OUTPUT | B PANEL | 41.B5
AF0940:16 | WC1188 | UA4788C | BLK | 20 | 41.B6 | UA4788:COM | B PANEL | 41.B5
AF0940:31 | WC1188 | UA4788S | SH | 20 | 41.B6 | FLOATING | B PANEL | 41.B5
AF0920:01 | WC1191 | UA4791V | RED | 20 | 41.C6 | UA4791:VT | B PANEL | 41.C5
AF0920:02 | WC1191 | UA4791O | WHT | 20 | 41.C6 | UA4791:OUTPUT | B PANEL | 41.C5
AF0920:04 | WC1191 | UA4791C | BLK | 20 | 41.C6 | UA4791:COM | B PANEL | 41.C5
AF0920:19 | WC1191 | UA4791S | SH | 20 | 41.C6 | FLOATING | B PANEL | 41.C5
AF0920:05 | WC1192 | UA4792V | RED | 20 | 41.C6 | UA4792:VT | B PANEL | 41.C5
AF0920:06 | WC1192 | UA4792O | WHT | 20 | 41.C6 | UA4792:OUTPUT | B PANEL | 41.C5
AF0920:08 | WC1192 | UA4792C | BLK | 20 | 41.C6 | UA4792:COM | B PANEL | 41.C5
AF0920:23 | WC1192 | UA4792S | SH | 20 | 41.C6 | FLOATING | B PANEL | 41.D5
AF0910:09 | WC1196 | UA4796V | RED | 20 | 40.C6 | UA4796:VT | B PANEL | 40.C4
AF0910:10 | WC1196 | UA4796O | WHT | 20 | 40.C6 | UA4796:OUTPUT | B PANEL | 40.C4
AF0910:12 | WC1196 | UA4796C | BLK | 20 | 40.C6 | UA4796:COM | B PANEL | 40.C4
AF0910:27 | WC1196 | UA4796S | SH | 20 | 40.C6 | FLOATING | B PANEL | 40.C5
AF0910:13 | WC1197 | UA4797V | RED | 20 | 40.C6 | UA4797:VT | B PANEL | 40.C4
AF0910:14 | WC1197 | UA4797O | WHT | 20 | 40.C6 | UA4797:OUTPUT | B PANEL | 40.C4
AF0910:16 | WC1197 | UA4797C | BLK | 20 | 40.C6 | UA4797:COM | B PANEL | 40.C4
AF0910:31 | WC1197 | UA4797S | SH | 20 | 40.C6 | FLOATING | B PANEL | 40.C5
AF0400:LBUS | WC8040 | AF0410RBUS | BUS | CABLE | 18.B3 | AF0410:RBUS | B PANEL | 18.B2
AF0900:LBUS | WC8090 | AF0910RBUS | BUS | CABLE | 19.B5 | AF0910:RBUS | B PANEL | 19.B4
AF0910:LBUS | WC8091 | AF0920RBUS | BUS | CABLE | 19.B4 | AF0920:RBUS | B PANEL | 19.B3
AF0920:LBUS | WC8092 | AF0920LBUS | BUS | CABLE | 19.B3 | AF0940:RBUS | B PANEL | 19.B2
GR0110: | SC | GR0110 | GRN/YEL | 14 | 3.B4 | FRAME | B PANEL | 3.B3
FU0320:LD | SC | FU0320 | WHT | 14 | 19.D1 | AU0320:V+ | A PANEL | 19.D1
FU0810:LD | SC | FU0810 | WHT | 16 | 19.C1 | XT0475:1 | A PANEL | 44.D5
IEG0310:1 | SC | IEG03101 | GRN | 14 | 3.B4 | GR0320: | A PANEL | 3.B4
IEG0310:2 | SC | IEG03102 | GRN | 14 | 3.C4 | GR0760: | A PANEL | 3.C4
IEG0310:3 | SC | IEG03103 | GRN | 14 | 17.C5 | AF0763:SH | A PANEL | 17.C4
IEG0310:7 | SC | IEG03107 | GRN | 14 | 19.D7 | AF0327:SH | A PANEL | 19.D6
XT0110:1 | SC | FU0781 | WHT | 16 | 18.A5 | XT0760:1 | A PANEL | 17.A5
XT0110:2 | SC | 0V78 | WHT | 16 | 18.A5 | XT0760:3 | A PANEL | 17.A5
XT0310:1 | SC | FU0781 | WHT | 12 | 19.A5 | FU0781:LD | A PANEL | 16.C6
XT0310:3 | SC | 0V78 | WHT | 14 | 19.A5 | XT0761:4 | A PANEL | 16.C5
XT0310:3 | SC | 0V78 | WHT | 16 | 19.A5 | AU0320:COM | A PANEL | 19.D1
XT0310:4 | SC | 0V78 | WHT | 16 | 19.A5 | XT0475:4 | A PANEL | 44.D5
AF0410:L2 | WC0041 | AF0410L2 | ENET | CABLE | 18.B2 | AU0760:L1 | A PANEL | 17.B2
AF0910:L1 | WC0076 | AU0760L2 | ENET | CABLE | 19.B4 | AU0760:L2 | A PANEL | 17.B2
AF0940:L2 | WC0094 | AF0940L2 | ENET | CABLE | 19.B2 | AU0320:L1 | A PANEL | 19.D1
AF0410:L1 | WC0212 | BA1212L2 | ENET | CABLE | 18.B2 | BA1212:L2 | A PANEL | 17.C5
AF0900:02 | WC0901 | 050017 | CLR | 20 | 40.D6 | AF0500:17 | COMP VIB | 47.A6
AF0900:03 | WC0901 | 050016 | BLK | 20 | 40.D6 | AF0500:16 | COMP VIB | 47.A6
AF0900:07 | WC0901 | 050022 | SH | 20 | 40.D6 | AF0500:22 | COMP VIB | 47.A6
IEG0310:8 | SC | IEG03108 | GRN | 14 | 46.C5 | UV0760:IE | MOTOR LEFT RAIL | 46.C5
IEG0310:5 | SC | IEG03105 | GRN | 14 | 3.C3 | GR0111: | MOTOR RIGHT RAIL | 3.C4
SolarTools ver. 24.0.84.24712 (Jul 31, 2025)
Report date: 3/26/2026 3:09 PM

## COMP BOX DOOR
COMP BOX DOOR
JB73
Project # | J0670
Project Name | TE LAMBERTVILLE EMD CONTROLS-PRU
Revision | B
Controls DE | M.WERLING
Phone: | 0
Controls ME | N. CARPENTER
Phone:
From | [5 empty] | To
Device ID | Cable (W) Conductor (SC) Jumper Clip (JC) | Wire No. | Wire ID | Gauge/Size | Page/Zone | Device ID | Location | Page/Zone
GR0232: | SC | GR0232,GRN/YEL | GRN/YEL | 14 | 3.B3 | FG0010:1 | COMP BOX DOOR | 3.B3
KA0531:A1 | SC | ESTOP | WHT | 20 | 24.A3 | KA0532:A1 | COMP BOX DOOR | 24.A3
KA0531:A2 | SC | 0V | WHT | 20 | 24.A3 | KA0532:A2 | COMP BOX DOOR | 24.A3
KA0531:A2 | SC | 0V | WHT | 20 | 24.A3 | KA0536:A2 | COMP BOX DOOR | 24.A3
KA0532:14 | SC | KA053214 | WHT | 20 | 59.C6 | KA0546:A1 | COMP BOX DOOR | 59.C5
KA0532:24 | SC | KA053224 | WHT | 20 | 59.A6 | KA0541:A1 | COMP BOX DOOR | 59.A5
KA0532:A1 | SC | ESTOP | WHT | 20 | 24.A3 | KA0533:A1 | COMP BOX DOOR | 24.B3
KA0532:A2 | SC | 0V | WHT | 20 | 24.A3 | KA0533:A2 | COMP BOX DOOR | 24.B3
KA0533:14 | SC | KA053314 | WHT | 20 | 58.C6 | KA0545:A1 | COMP BOX DOOR | 58.C5
KA0533:24 | SC | KA053324 | WHT | 20 | 58.A6 | KA0540:A1 | COMP BOX DOOR | 58.A5
KA0533:A1 | SC | ESTOP | WHT | 20 | 24.B3 | KA0534:A1 | COMP BOX DOOR | 24.B3
KA0533:A2 | SC | 0V | WHT | 20 | 24.B3 | KA0534:A2 | COMP BOX DOOR | 24.B3
KA0534:A1 | SC | ESTOP | WHT | 20 | 24.B3 | KA0537:A1 | COMP BOX DOOR | 24.B3
KA0534:A2 | SC | 0V | WHT | 20 | 24.B3 | KA0537:A2 | COMP BOX DOOR | 24.B3
KA0535:11 | SC | KA055414 | WHT | 20 | 60.C6 | KA0554:14 | COMP BOX DOOR | 60.C6
KA0535:A1 | SC | KA0231A1 | WHT | 20 | 24.A3 | KA0536:A1 | COMP BOX DOOR | 24.A3
KA0535:A2 | SC | 0V | WHT | 20 | 24.A3 | KA0536:A2 | COMP BOX DOOR | 24.A3
KA0540:11 | SC | KA054011 | WHT | 20 | 58.A5 | KA0550:14 | COMP BOX DOOR | 58.A6
KA0541:11 | SC | KA054111 | WHT | 20 | 59.A5 | KA0551:14 | COMP BOX DOOR | 59.A6
KA0545:11 | SC | KA055024 | WHT | 20 | 58.B6 | KA0550:24 | COMP BOX DOOR | 58.B6
KA0546:11 | SC | KA055124 | WHT | 20 | 59.C5 | KA0551:24 | COMP BOX DOOR | 59.C6
KA0531:11 | SC | KA053111 | WHT | 20 | 57.A5 | AF0141:14 | COMP PANEL | 57.A7
KA0531:A1 | SC | ESTOP | WHT | 20 | 24.A3 | XT0140:6 | COMP PANEL | 24.A2
KA0532:11 | SC | 014106 | WHT | 20 | 59.C6 | AF0141:06 | COMP PANEL | 59.C7
KA0532:21 | SC | KA053221 | WHT | 20 | 59.A6 | AF0141:04 | COMP PANEL | 59.A7
KA0533:11 | SC | 014102 | WHT | 20 | 58.C6 | AF0141:02 | COMP PANEL | 58.B7
KA0533:21 | SC | 014100 | WHT | 20 | 58.A6 | AF0141:00 | COMP PANEL | 58.A7
KA0534:11 | SC | FU0142 | WHT | 14 | 24.C2 | XT0140:9 | COMP PANEL | 23.C2
KA0534:12 | SC | KA053412 | WHT | 20 | 24.C2 | KT0573:15 | COMP PANEL | 24.C3
KA0535:14 | SC | KA053514 | WHT | 20 | 60.C6 | XT0573:1 B2 | COMP PANEL | 60.C5
KA0535:A1 | SC | KA0231A1 | WHT | 20 | 24.A3 | XT0140:5 | COMP PANEL | 24.A2
KA0535:A2 | SC | 0V | WHT | 20 | 24.A3 | XT0140:7 | COMP PANEL | 24.B2
KA0536:11 | SC | XT05732B1 | WHT | 20 | 60.C5 | XT0573:2 B1 | COMP PANEL | 60.C5
KA0536:12 | SC | KA053612 | WHT | 20 | 60.C5 | XT0573:1 T1 | COMP PANEL | 60.C5
KA0536:21 | SC | 120112 | WHT | 20 | 54.D6 | AF1201:12 | COMP PANEL | 54.D7
KA0540:21 | SC | ZSC76212 | WHT | 20 | 58.B5 | XT0572:2 | COMP PANEL | 58.B5
KA0540:22 | SC | KA054022 | WHT | 20 | 58.B5 | KT0572:A1 | COMP PANEL | 58.B6
KA0540:A2 | SC | SV76212 | WHT | 20 | 58.A5 | XT0572:4 | COMP PANEL | 58.A5
KA0541:21 | SC | ZSC76412 | WHT | 20 | 59.B5 | XT0572:3 | COMP PANEL | 59.B5
KA0541:22 | SC | KA054122 | WHT | 20 | 59.B5 | KT0573:A1 | COMP PANEL | 59.B6
KA0541:A2 | SC | SV76412 | WHT | 20 | 59.A5 | XT0572:5 | COMP PANEL | 59.A5
KA0545:A2 | SC | SV76222 | WHT | 20 | 58.C5 | XT0572:6 | COMP PANEL | 58.C5
KA0546:A2 | SC | SV76422 | WHT | 20 | 59.C5 | XT0572:8 | COMP PANEL | 59.C5
KA0550:11 | SC | 014132 | WHT | 20 | 58.A6 | AF0141:32 | COMP PANEL | 58.A7
KA0550:21 | SC | 014134 | WHT | 20 | 58.B6 | AF0141:34 | COMP PANEL | 58.B7
KA0550:A1 | SC | KA0550A1 | WHT | 20 | 58.C6 | AF0184:00 | COMP PANEL | 58.C7
KA0550:A2 | SC | KA0550A2 | WHT | 20 | 58.C6 | AF0184:16 | COMP PANEL | 58.C7
KA0551:11 | SC | KA055111 | WHT | 20 | 59.A6 | AF0141:36 | COMP PANEL | 59.A7
KA0551:21 | SC | 014138 | WHT | 20 | 59.C6 | AF0141:38 | COMP PANEL | 59.C7
KA0551:A1 | SC | KA0551A1 | WHT | 20 | 59.C6 | AF0184:02 | COMP PANEL | 59.C7
KA0551:A2 | SC | KA0551A2 | WHT | 20 | 59.C6 | AF0184:18 | COMP PANEL | 59.C7
KA0554:11 | SC | 014112 | WHT | 20 | 60.C6 | AF0141:12 | COMP PANEL | 60.C7
KA0554:A1 | SC | KA0554A1 | WHT | 20 | 60.D6 | AF0184:05 | COMP PANEL | 60.D7
KA0554:A2 | SC | KA0554A2 | WHT | 20 | 60.D6 | AF0184:21 | COMP PANEL | 60.D7
KA4401:11 | SC | PS44012 | WHT | 20 | 50.A6 | AF1207:34 | COMP PANEL | 50.A7
KA4401:11 | SC | PS44012 | WHT | 20 | 50.A6 | XT0121:1 | COMP PANEL | 50.A5
KA4401:14 | SC | 120702 | WHT | 20 | 50.A6 | AF1207:02 | COMP PANEL | 50.A7
KA4401:A1 | SC | PS44013 | WHT | 20 | 50.A6 | XT0121:2 | COMP PANEL | 50.A5
KA4401:A2 | SC | 120718 | WHT | 20 | 50.A6 | AF1207:18 | COMP PANEL | 50.A7
SB0472:B1-11 | SC | ESTOPB | WHT | 20 | 25.B1 | XT0181:1 | COMP PANEL | 25.A5
SB0472:B1-12 | SC | ESTOPC | WHT | 16 | 25.B1 | XT0181:2 | COMP PANEL | 25.B5
SB0472:B2-11 | SC | SB0472B211 | WHT | 16 | 25.B1 | AF0183:32 | COMP PANEL | 25.B6
SB0472:B2-12 | SC | SB0472B212 | WHT | 20 | 25.B1 | AF0183:00 | COMP PANEL | 25.B6
SolarTools ver. 24.0.84.24712 (Jul 31, 2025)
Report date: 3/26/2026 3:09 PM

## COMP PANEL
COMP PANEL
JB73
Project # | J0670
Project Name | TE LAMBERTVILLE EMD CONTROLS-PRU
Revision | B
Controls DE | M.WERLING
Phone: | 0
Controls ME | N. CARPENTER
Phone:
From | [5 empty] | To
Device ID | Cable (W) Conductor (SC) Jumper Clip (JC) | Wire No. | Wire ID | Gauge/Size | Page/Zone | Device ID | Location | Page/Zone
XT0130:1 | JC | FU0731 | CLIP | --- | 22.A5 | XT0130:2 | COMP PANEL | 22.A5
XT0130:4 | JC | 0V73 | CLIP | --- | 22.A5 | XT0130:3 | COMP PANEL | 22.A5
XT0130:5 | JC | 0V73 | CLIP | --- | 22.A5 | XT0130:4 | COMP PANEL | 22.A5
XT0140:3 | JC | 0V73 | CLIP | --- | 23.A5 | XT0140:2 | COMP PANEL | 23.A5
XT0140:4 | JC | 0V73 | CLIP | --- | 23.A5 | XT0140:3 | COMP PANEL | 23.A5
XT0180:1 | JC | 0V73 | CLIP | --- | 23.D1 | XT0180:2 | COMP PANEL | 23.D1
XT0730:1 | JC | 24V73 | CLIP | --- | 21.B5 | XT0730:2 | COMP PANEL | 21.C5
XT0730:3 | JC | 0V73 | CLIP | --- | 21.B4 | XT0730:4 | COMP PANEL | 21.C5
AF0141:16 | SC | SV76212 | WHT | 20 | 58.A7 | XT0572:4 | COMP PANEL | 58.A5
AF0141:18 | SC | SV76222 | WHT | 20 | 58.B7 | XT0572:6 | COMP PANEL | 58.C5
AF0141:20 | SC | SV76412 | WHT | 20 | 59.A7 | XT0572:5 | COMP PANEL | 59.A5
AF0141:22 | SC | SV76422 | WHT | 20 | 59.C7 | XT0572:8 | COMP PANEL | 59.C5
AF0141:COM | SC | 0V73 | WHT | 16 | 23.B2 | XT0140:3 | COMP PANEL | 23.A5
AF0141:J | SC | * |  |  | 23.B2 | AF0142:P | COMP PANEL | 23.B3
AF0141:V+ | SC | FU0141 | WHT | 16 | 23.B2 | FU0141:LD | COMP PANEL | 23.C1
AF0142:07 | SC | ZSC76112 | WHT | 20 | 57.B7 | XT0572:1 | COMP PANEL | 57.B5
AF0142:23 | SC | 014223 | WHT | 20 | 57.B7 | KT0571:A2 | COMP PANEL | 57.B6
AF0142:COM | SC | AF0142N | WHT | 16 | 23.B3 | AF0143:COM | COMP PANEL | 23.B3
AF0142:COM | SC | AU0140N | WHT | 16 | 23.B3 | AU0140:COM | COMP PANEL | 23.B2
AF0142:J | SC | * |  |  | 23.B3 | AF0143:P | COMP PANEL | 23.B3
AF0142:V+ | SC | AF0142P | WHT | 16 | 23.B3 | AF0143:V+ | COMP PANEL | 23.B3
AF0142:V+ | SC | AU0140P | WHT | 16 | 23.B3 | AU0140:V+ | COMP PANEL | 23.B2
AF0143:COM | SC | AF0143N | WHT | 16 | 23.B3 | AF0144:COM | COMP PANEL | 23.B4
AF0143:J | SC | * |  |  | 23.B3 | AF0144:P | COMP PANEL | 23.B4
AF0143:SH | SC | AF0143G | GRN | 14 | 23.B3 | AF0144:SH | COMP PANEL | 23.B4
AF0143:SH | SC | AU0140G | GRN | 14 | 23.B3 | AU0140:GND | COMP PANEL | 23.B2
AF0143:V+ | SC | AF0143P | WHT | 16 | 23.B3 | AF0144:V+ | COMP PANEL | 23.B4
AF0144:COM | SC | AF0144N | WHT | 16 | 23.B4 | AF0145:COM | COMP PANEL | 23.B5
AF0144:J | SC | * |  |  | 23.B4 | AF0145:P | COMP PANEL | 23.B5
AF0144:SH | SC | AF0144G | GRN | 14 | 23.B4 | AF0145:SH | COMP PANEL | 23.B5
AF0144:V+ | SC | AF0144P | WHT | 16 | 23.B4 | AF0145:V+ | COMP PANEL | 23.B5
AF0145:J | SC | * |  |  | 23.B5 | AF0146:P | COMP PANEL | 23.B5
AF0145:SH | SC | IEG02571 | GRN | 14 | 23.B5 | IEG0257:1 | COMP PANEL | 23.C5
AF0146:COM | SC | 0V73 | WHT | 16 | 23.B5 | XT0140:3 | COMP PANEL | 23.A5
AF0146:V+ | SC | FU0142 | WHT | 16 | 23.B5 | XT0140:9 | COMP PANEL | 23.C2
AF0181:COM | SC | 0V73 | WHT | 16 | 23.D2 | XT0180:2 | COMP PANEL | 23.D1
AF0181:J | SC | * |  |  | 23.D2 | AF0182:P | COMP PANEL | 23.D3
AF0181:V+ | SC | FU0181 | WHT | 16 | 23.D2 | FU0181:LD | COMP PANEL | 23.D1
AF0182:COM | SC | AF0182N | WHT | 16 | 23.D3 | AF0183:COM | COMP PANEL | 23.C3
AF0182:COM | SC | AU0180N | WHT | 16 | 23.D3 | AU0180:COM | COMP PANEL | 23.C2
AF0182:J | SC | * |  |  | 23.D3 | AF0183:P | COMP PANEL | 23.C3
AF0182:V+ | SC | AF0182P | WHT | 16 | 23.D3 | AF0183:V+ | COMP PANEL | 23.C3
AF0182:V+ | SC | AU0180P | WHT | 16 | 23.D3 | AU0180:V+ | COMP PANEL | 23.C2
AF0183:04 | SC | ZSC76212 | WHT | 20 | 58.B7 | XT0572:2 | COMP PANEL | 58.B5
AF0183:05 | SC | ZSC76412 | WHT | 20 | 59.B7 | XT0572:3 | COMP PANEL | 59.B5
AF0183:20 | SC | 018320 | WHT | 20 | 58.B7 | KT0572:A2 | COMP PANEL | 58.B6
AF0183:21 | SC | 018321 | WHT | 20 | 59.B7 | KT0573:A2 | COMP PANEL | 59.B6
AF0183:COM | SC | AF0183N | WHT | 16 | 23.C3 | AF0185:COM | COMP PANEL | 23.D5
AF0183:J | SC | * |  |  | 23.C3 | AF0184:P | COMP PANEL | 23.C4
AF0183:V+ | SC | AF0183P | WHT | 16 | 23.C3 | AF0185:V+ | COMP PANEL | 23.D5
AF0184:COM | SC | 0V73 | WHT | 16 | 23.C4 | XT0180:1 | COMP PANEL | 23.D1
AF0184:J | SC | * |  |  | 23.C4 | AF0185:P | COMP PANEL | 23.D5
AF0184:V+ | SC | FU0184 | WHT | 16 | 23.C4 | FU0184:LD | COMP PANEL | 23.D1
AF0185:SH | SC | IEG02572 | GRN | 14 | 23.D5 | IEG0257:2 | COMP PANEL | 23.D6
AF0185:SH | SC | AU0180G | GRN | 14 | 23.D5 | AU0180:GND | COMP PANEL | 23.C2
AF1201:COM | SC | 0V73 | WHT | 16 | 22.D2 | XT0130:5 | COMP PANEL | 22.A5
AF1201:V+ | SC | FU0121 | WHT | 16 | 22.D2 | FU0121:LD | COMP PANEL | 22.D1
AF1202:COM | SC | AF1202N | WHT | 16 | 22.D3 | AF1203:COM | COMP PANEL | 22.D3
AF1202:COM | SC | AU1200N | WHT | 16 | 22.D3 | AU1200:COM | COMP PANEL | 22.C2
AF1202:V+ | SC | AU1200P | WHT | 14 | 22.D3 | AU1200:V+ | COMP PANEL | 22.C2
AF1202:V+ | SC | AF1202P | WHT | 16 | 22.D3 | AF1203:V+ | COMP PANEL | 22.D3
AF1203:15 | SC | 120315 | WHT | 20 | 21.B7 | XT0731:2 | COMP PANEL | 21.B6
AF1203:31 | SC | 0V73 | WHT | 20 | 21.B7 | XT0731:3 | COMP PANEL | 21.B6
AF1203:COM | SC | AF1203N | WHT | 16 | 22.D3 | AF1204:COM | COMP PANEL | 22.C4
AF1203:SH | SC | AF1203G | GRN | 14 | 22.D3 | AF1204:SH | COMP PANEL | 22.C4
AF1203:SH | SC | AU1200G | GRN | 14 | 22.D3 | AU1200:GND | COMP PANEL | 22.C2
AF1203:V+ | SC | AF1203P | WHT | 16 | 22.D3 | AF1204:V+ | COMP PANEL | 22.C4
AF1204:COM | SC | AF1204N | WHT | 16 | 22.C4 | AF1205:COM | COMP PANEL | 22.C5
AF1204:SH | SC | AF1204G | GRN | 14 | 22.C4 | AF1205:SH | COMP PANEL | 22.C5
AF1204:V+ | SC | AF1204P | WHT | 16 | 22.C4 | AF1205:V+ | COMP PANEL | 22.C5
AF1205:COM | SC | AF1205N | WHT | 16 | 22.C5 | AF1206:COM | COMP PANEL | 22.D5
AF1205:SH | SC | AF1205G | GRN | 14 | 22.C5 | AF1206:SH | COMP PANEL | 22.D5
AF1205:V+ | SC | AF1205P | WHT | 16 | 22.C5 | AF1206:V+ | COMP PANEL | 22.D5
AF1206:COM | SC | AF1206N | WHT | 16 | 22.D5 | AF1207:COM | COMP PANEL | 22.C6
AF1206:SH | SC | AF1206G | GRN | 14 | 22.D5 | AF1208:SH | COMP PANEL | 22.B2
AF1206:V+ | SC | AF1206P | WHT | 16 | 22.D5 | AF1207:V+ | COMP PANEL | 22.C6
AF1207:COM | SC | AF1207N | WHT | 16 | 22.C6 | AF1208:COM | COMP PANEL | 22.B2
AF1207:V+ | SC | AF1207P | WHT | 16 | 22.C6 | AF1208:V+ | COMP PANEL | 22.B2
AF1208:07 | SC | TE44381 | WHT | 20 | 48.A7 | AF1208:23 | COMP PANEL | 48.A7
AF1208:09 | SC | TE44371 | WHT | 20 | 48.B7 | AF1208:25 | COMP PANEL | 48.B7
AF1208:11 | SC | TE44181 | WHT | 20 | 48.C7 | AF1208:27 | COMP PANEL | 48.C7
AF1208:13 | SC | TE44171 | WHT | 20 | 48.C7 | AF1208:29 | COMP PANEL | 48.C7
AF1208:COM | SC | AF1208N | WHT | 16 | 22.B2 | AF1209:COM | COMP PANEL | 22.B2
AF1208:J | SC | * |  |  | 22.B2 | AF1209:P | COMP PANEL | 22.B2
AF1208:SH | SC | AF1208G | GRN | 14 | 22.B2 | AF1209:SH | COMP PANEL | 22.B2
AF1208:V+ | SC | AF1208P | WHT | 16 | 22.B2 | AF1209:V+ | COMP PANEL | 22.B2
AF1209:07 | SC | TE44141 | WHT | 20 | 49.A7 | AF1209:23 | COMP PANEL | 49.A7
AF1209:09 | SC | TE44131 | WHT | 20 | 49.B7 | AF1209:25 | COMP PANEL | 49.B7
AF1209:11 | SC | TE44341 | WHT | 20 | 49.C7 | AF1209:27 | COMP PANEL | 49.C7
AF1209:13 | SC | TE44331 | WHT | 20 | 49.C7 | AF1209:29 | COMP PANEL | 49.C7
AF1209:COM | SC | AF1209N | WHT | 16 | 22.B2 | AF1210:COM | COMP PANEL | 22.B3
AF1209:J | SC | * |  |  | 22.B2 | AF1210:P | COMP PANEL | 22.B3
AF1209:SH | SC | AF1209G | GRN | 14 | 22.B2 | AF1210:SH | COMP PANEL | 22.B3
AF1209:V+ | SC | AF1209P | WHT | 16 | 22.B2 | AF1210:V+ | COMP PANEL | 22.B3
AF1210:SH | SC | IEG02578 | GRN | 14 | 22.B3 | IEG0257:8 | COMP PANEL | 22.B4
AU0140:COM | SC | 0V73 | WHT | 16 | 23.B2 | XT0140:2 | COMP PANEL | 23.A5
AU0140:V+ | SC | FU0140 | WHT | 16 | 23.B2 | FU0140:LD | COMP PANEL | 23.B1
AU0180:COM | SC | 0V73 | WHT | 16 | 23.C2 | XT0180:1 | COMP PANEL | 23.D1
AU0180:V+ | SC | FU0180 | WHT | 16 | 23.C2 | FU0180:LD | COMP PANEL | 23.D1
AU1200:COM | SC | 0V73 | WHT | 16 | 22.C2 | XT0130:5 | COMP PANEL | 22.A5
AU1200:V+ | SC | FU0120 | WHT | 14 | 22.C2 | FU0120:LD | COMP PANEL | 22.D1
F0730:GND | SC | PEG03571 | GRN/YEL | 14 | 21.B4 | PEG0357:1 | COMP PANEL | 21.B3
F0730:LD - | SC | 0V73 | WHT | 10 | 21.B4 | XT0730:3 | COMP PANEL | 21.B4
F0730:LD + | SC | 24V73 | WHT | 10 | 21.B4 | XT0730:1 | COMP PANEL | 21.B5
F0730:LI - | SC | F0730N | WHT | 10 | 21.B4 | FU0730:LD 2 | COMP PANEL | 21.B2
F0730:LI + | SC | F0730P | WHT | 10 | 21.B4 | FU0730:LD 1 | COMP PANEL | 21.B2
FU0120:LI | SC | FU0130 | WHT | 14 | 22.D1 | FU0130:LD | COMP PANEL | 22.A5
FU0120:LI | SC | FU0130 | WHT | 14 | 22.D1 | FU0121:LI | COMP PANEL | 22.D1
FU0121:LI | SC | FU0130 | WHT | 14 | 22.D1 | FU5175:LI | COMP PANEL | 22.D1
FU0130:LI | SC | FU0731 | WHT | 14 | 22.A5 | XT0130:1 | COMP PANEL | 22.A5
FU0140:LI | SC | FU0570 | WHT | 14 | 23.B1 | FU0570:LD | COMP PANEL | 23.A4
FU0140:LI | SC | FU0570 | WHT | 14 | 23.B1 | FU0141:LI | COMP PANEL | 23.C1
FU0141:LI | SC | FU0570 | WHT | 14 | 23.C1 | FU0142:LI | COMP PANEL | 23.C1
FU0142:LD | SC | FU0142 | WHT | 14 | 23.C1 | XT0140:9 | COMP PANEL | 23.C2
FU0142:LI | SC | FU0570 | WHT | 14 | 23.C1 | FU0180:LI | COMP PANEL | 23.D1
FU0180:LI | SC | FU0570 | WHT | 14 | 23.D1 | FU0181:LI | COMP PANEL | 23.D1
FU0181:LI | SC | FU0570 | WHT | 14 | 23.D1 | FU0184:LI | COMP PANEL | 23.D1
FU0570:LI | SC | FU0731 | WHT | 14 | 23.A4 | XT0140:1 | COMP PANEL | 23.A5
FU0731:LD | SC | FU0731 | WHT | 14 | 21.C6 | XT0130:1 | COMP PANEL | 22.A5
FU0731:LI | SC | 24V73 | WHT | 12 | 21.C6 | XT0730:2 | COMP PANEL | 21.C5
FU5175:LD | SC | FU5175 | WHT | 16 | 22.D1 | XT0121:3 | COMP PANEL | 54.D5
GR0140: | SC | IEG02575 | GRN | 14 | 3.B4 | IEG0257:5 | COMP PANEL | 3.B4
GR0180: | SC | IEG02573 | GRN | 14 | 3.B3 | IEG0257:3 | COMP PANEL | 3.B3
GR0257: | SC | IEG02574 | GRN | 14 | 3.B4 | IEG0257:4 | COMP PANEL | 3.B4
GR0730: | SC | GR0730 | GRN/YEL | 14 | 3.B3 | FG0008:1 | COMP PANEL | 3.B3
GR0731: | SC | GR0731 | GRN/YEL | 14 | 3.B3 | FG0009:1 | COMP PANEL | 3.B3
KT0571:A1 | SC | ZSC76112 | WHT | 20 | 57.B6 | XT0572:1 | COMP PANEL | 57.B5
KT0572:15 | SC | KA053412 | WHT | 20 | 24.C3 | KT0573:15 | COMP PANEL | 24.C3
KT0572:16 | SC | KT057216 | WHT | 20 | 24.C3 | XT0573:2 B2 | COMP PANEL | 60.C5
KT0573:16 | SC | KT057316 | WHT | 20 | 24.C3 | XT0573:3 B2 | COMP PANEL | 60.C5
RR0731: -3.01K OHM | SC | 120315 | LEAD | --- | 21.B5 | XT0731:2 | COMP PANEL | 21.B6
RR0731: -3.01K OHM | SC | 24V73 | LEAD | --- | 21.B5 | XT0731:1 | COMP PANEL | 21.B5
RR0732: -1.0K OHM | SC | 0V73 | LEAD | --- | 21.B5 | XT0731:3 | COMP PANEL | 21.B6
RR0732: -1.0K OHM | SC | 120315 | LEAD | --- | 21.B5 | XT0731:2 | COMP PANEL | 21.B6
XT0121:7 | SC | 0V73 | WHT | 16 | 54.D5 | XT0130:4 | COMP PANEL | 22.A5
XT0130:2 | SC | FU0731 | WHT | 12 | 22.A5 | XT0140:1 | COMP PANEL | 23.A5
XT0130:3 | SC | 0V73 | WHT | 14 | 22.A5 | XT0730:4 | COMP PANEL | 21.C5
XT0130:4 | SC | 0V73 | WHT | 16 | 22.A5 | XT0140:2 | COMP PANEL | 23.A5
XT0180:1 | SC | 0V73 | WHT | 16 | 23.D1 | XT0140:4 | COMP PANEL | 23.A5
XT0181:4 | SC | ESTOPG | WHT | 20 | 25.B5 | XT0181:3 | COMP PANEL | 25.B5
XT0181:6 | SC | ESTOPH | WHT | 20 | 25.A5 | XT0181:5 | COMP PANEL | 25.B5
XT0573:3 B1 | SC | XT05732T1 | WHT | 20 | 60.C5 | XT0573:2 T1 | COMP PANEL | 60.C5
XT0730:1 | SC | 24V73 | WHT | 12 | 21.B5 | XT0731:1 | COMP PANEL | 21.B5
XT0730:3 | SC | 0V73 | WHT | 12 | 21.B4 | XT0731:4 | COMP PANEL | 21.B5
XT0731:3 | SC | 0V73 | WHT | 20 | 21.B6 | XT0731:4 | COMP PANEL | 21.B5
AU0140:L2 | WC0014 | AU0140L2 | ENET | CABLE | 23.B2 | AU0180:L1 | COMP PANEL | 23.C2
AU0140:L1 | WC0120 | AU1200L2 | ENET | CABLE | 23.B2 | AU1200:L2 | COMP PANEL | 22.C2
AF1207:J | WC0827 | AF1207J | CABLE | CABLE | 22.C6 | AF1208:P | COMP PANEL | 22.B2
XT0121:1 | SC | PS44012 | WHT | 16 | 50.A5 | XT4875:2 | JB75 | 50.A2
XT0121:2 | SC | PS44013 | WHT | 16 | 50.A5 | XT4875:3 | JB75 | 50.A2
XT0181:2 | SC | ESTOPC | WHT | 16 | 25.B5 | XT0320:1 | A PANEL | 25.C5
XT0181:3 | SC | ESTOPG | WHT | 16 | 25.B5 | XT0320:8 | A PANEL | 44.D6
AU0180:L2 | WC9018 | AU0180L2 | ENET | CABLE | 23.C2 | BA1212:L1 | A PANEL | 17.C5
AF0141:00 | SC | 014100 | WHT | 20 | 58.A7 | KA0533:21 | COMP BOX DOOR | 58.A6
AF0141:02 | SC | 014102 | WHT | 20 | 58.B7 | KA0533:11 | COMP BOX DOOR | 58.C6
AF0141:04 | SC | KA053221 | WHT | 20 | 59.A7 | KA0532:21 | COMP BOX DOOR | 59.A6
AF0141:06 | SC | 014106 | WHT | 20 | 59.C7 | KA0532:11 | COMP BOX DOOR | 59.C6
AF0141:12 | SC | 014112 | WHT | 20 | 60.C7 | KA0554:11 | COMP BOX DOOR | 60.C6
AF0141:14 | SC | KA053111 | WHT | 20 | 57.A7 | KA0531:11 | COMP BOX DOOR | 57.A5
AF0141:32 | SC | 014132 | WHT | 20 | 58.A7 | KA0550:11 | COMP BOX DOOR | 58.A6
AF0141:34 | SC | 014134 | WHT | 20 | 58.B7 | KA0550:21 | COMP BOX DOOR | 58.B6
AF0141:36 | SC | KA055111 | WHT | 20 | 59.A7 | KA0551:11 | COMP BOX DOOR | 59.A6
AF0141:38 | SC | 014138 | WHT | 20 | 59.C7 | KA0551:21 | COMP BOX DOOR | 59.C6
AF0184:00 | SC | KA0550A1 | WHT | 20 | 58.C7 | KA0550:A1 | COMP BOX DOOR | 58.C6
AF0184:02 | SC | KA0551A1 | WHT | 20 | 59.C7 | KA0551:A1 | COMP BOX DOOR | 59.C6
AF0184:05 | SC | KA0554A1 | WHT | 20 | 60.D7 | KA0554:A1 | COMP BOX DOOR | 60.D6
AF0184:16 | SC | KA0550A2 | WHT | 20 | 58.C7 | KA0550:A2 | COMP BOX DOOR | 58.C6
AF0184:18 | SC | KA0551A2 | WHT | 20 | 59.C7 | KA0551:A2 | COMP BOX DOOR | 59.C6
AF0184:21 | SC | KA0554A2 | WHT | 20 | 60.D7 | KA0554:A2 | COMP BOX DOOR | 60.D6
AF1201:12 | SC | 120112 | WHT | 20 | 54.D7 | KA0536:21 | COMP BOX DOOR | 54.D6
AF1207:02 | SC | 120702 | WHT | 20 | 50.A7 | KA4401:14 | COMP BOX DOOR | 50.A6
AF1207:18 | SC | 120718 | WHT | 20 | 50.A7 | KA4401:A2 | COMP BOX DOOR | 50.A6
AF1207:34 | SC | PS44012 | WHT | 20 | 50.A7 | KA4401:11 | COMP BOX DOOR | 50.A6
KT0572:A1 | SC | KA054022 | WHT | 20 | 58.B6 | KA0540:22 | COMP BOX DOOR | 58.B5
KT0573:15 | SC | KA053412 | WHT | 20 | 24.C3 | KA0534:12 | COMP BOX DOOR | 24.C2
KT0573:A1 | SC | KA054122 | WHT | 20 | 59.B6 | KA0541:22 | COMP BOX DOOR | 59.B5
XT0121:1 | SC | PS44012 | WHT | 20 | 50.A5 | KA4401:11 | COMP BOX DOOR | 50.A6
XT0121:2 | SC | PS44013 | WHT | 20 | 50.A5 | KA4401:A1 | COMP BOX DOOR | 50.A6
XT0140:5 | SC | KA0231A1 | WHT | 20 | 24.A2 | KA0535:A1 | COMP BOX DOOR | 24.A3
XT0140:6 | SC | ESTOP | WHT | 20 | 24.A2 | KA0531:A1 | COMP BOX DOOR | 24.A3
XT0140:7 | SC | 0V | WHT | 20 | 24.B2 | KA0535:A2 | COMP BOX DOOR | 24.A3
XT0140:9 | SC | FU0142 | WHT | 14 | 23.C2 | KA0534:11 | COMP BOX DOOR | 24.C2
XT0181:1 | SC | ESTOPB | WHT | 20 | 25.A5 | SB0472:B1-11 | COMP BOX DOOR | 25.B1
XT0181:2 | SC | ESTOPC | WHT | 16 | 25.B5 | SB0472:B1-12 | COMP BOX DOOR | 25.B1
XT0572:2 | SC | ZSC76212 | WHT | 20 | 58.B5 | KA0540:21 | COMP BOX DOOR | 58.B5
XT0572:3 | SC | ZSC76412 | WHT | 20 | 59.B5 | KA0541:21 | COMP BOX DOOR | 59.B5
XT0572:4 | SC | SV76212 | WHT | 20 | 58.A5 | KA0540:A2 | COMP BOX DOOR | 58.A5
XT0572:5 | SC | SV76412 | WHT | 20 | 59.A5 | KA0541:A2 | COMP BOX DOOR | 59.A5
XT0572:6 | SC | SV76222 | WHT | 20 | 58.C5 | KA0545:A2 | COMP BOX DOOR | 58.C5
XT0572:8 | SC | SV76422 | WHT | 20 | 59.C5 | KA0546:A2 | COMP BOX DOOR | 59.C5
XT0573:1 B2 | SC | KA053514 | WHT | 20 | 60.C5 | KA0535:14 | COMP BOX DOOR | 60.C6
XT0573:1 T1 | SC | KA053612 | WHT | 20 | 60.C5 | KA0536:12 | COMP BOX DOOR | 60.C5
XT0573:2 B1 | SC | XT05732B1 | WHT | 20 | 60.C5 | KA0536:11 | COMP BOX DOOR | 60.C5
XT0130:2 | SC | FU0731 | WHT | 12 | 22.A5 | XT0510:1 | COMP VIB | 20.A5
XT0130:3 | SC | 0V73 | WHT | 16 | 22.A5 | XT0510:2 | COMP VIB | 20.A5
AU1200:L1 | WC0052 | AF0520L2 | ENET | CABLE | 22.C2 | AF0520:L2 | COMP VIB | 20.B2
AF0183:00 | SC | SB0472B212 | WHT | 20 | 25.B6 | SB0472:B2-12 | COMP BOX DOOR | 25.B1
AF0183:32 | SC | SB0472B211 | WHT | 16 | 25.B6 | SB0472:B2-11 | COMP BOX DOOR | 25.B1
SolarTools ver. 24.0.84.24712 (Jul 31, 2025)
Report date: 3/26/2026 3:09 PM

## COMP VIB
COMP VIB
JB352
Project # | J0670
Project Name | TE LAMBERTVILLE EMD CONTROLS-PRU
Revision | B
Controls DE | M.WERLING
Phone: | 0
Controls ME | N. CARPENTER
Phone:
From | [5 empty] | To
Device ID | Cable (W) Conductor (SC) Jumper Clip (JC) | Wire No. | Wire ID | Gauge/Size | Page/Zone | Device ID | Location | Page/Zone
AF0500:12 | SC | XT05001 | GRN | 16 | 20.B4 | XT0500:1 | COMP VIB | 20.C3
AF0510:32 | SC | XT05001 | GRN | 16 | 20.B3 | XT0500:1 | COMP VIB | 20.C3
AF0510:53 | SC | 0V73 | WHT | 16 | 20.B3 | XT0510:2 | COMP VIB | 20.A5
AF0510:54 | SC | AF0510N | WHT | 16 | 20.B3 | AF0520:53 | COMP VIB | 20.B2
AF0510:55 | SC | FU0510 | WHT | 16 | 20.B3 | FU0510:LD | COMP VIB | 20.C1
AF0510:56 | SC | AF0510P | WHT | 16 | 20.B3 | AF0520:55 | COMP VIB | 20.B2
AF0520:32 | SC | XT05001 | GRN | 16 | 20.B2 | XT0500:1 | COMP VIB | 20.C3
FU0500:LD | SC | FU0500 | WHT | 14 | 20.A4 | FU0510:LI | COMP VIB | 20.C1
FU0500:LI | SC | FU0731 | WHT | 14 | 20.A4 | XT0510:1 | COMP VIB | 20.A5
GR4460: | SC | GR4460 | GRN/YEL | 14 | 3.B7 | FRAME | COMP VIB | 3.B7
IEG0352:1 | SC | IEG03521 | GRN | 14 | 20.C4 | XT0500:2 | COMP VIB | 20.C4
AF0510:L2 | WC0051 | AF0510L2 | ENET | CABLE | 20.B3 | AF0520:L1 | COMP VIB | 20.B2
AF0500:01 | WC1252 | UA44731 | RED | 20 | 47.A6 | UA4473:VT | COMP VIB | 47.A4
AF0500:02 | WC1252 | UA44732 | WHT | 20 | 47.A6 | UA4473:OUTPUT | COMP VIB | 47.A4
AF0500:03 | WC1252 | UA44733 | BLK | 20 | 47.A6 | UA4473:COM | COMP VIB | 47.A4
AF0500:07 | WC1252 | UA4473S | SH | 20 | 47.A6 | FLOATING | COMP VIB | 47.A4
AF0510:01 | WC1253 | UA44611 | RED | 20 | 47.B6 | UA4461:VT | COMP VIB | 47.B4
AF0510:02 | WC1253 | UA44612 | WHT | 20 | 47.B6 | UA4461:OUTPUT | COMP VIB | 47.B4
AF0510:04 | WC1253 | UA44613 | BLK | 20 | 47.B6 | UA4461:COM | COMP VIB | 47.B4
AF0510:19 | WC1253 | UA4461S | SH | 20 | 47.B6 | FLOATING | COMP VIB | 47.B4
AF0510:05 | WC1254 | UA44601 | RED | 20 | 47.B6 | UA4460:VT | COMP VIB | 47.B4
AF0510:06 | WC1254 | UA44602 | WHT | 20 | 47.B6 | UA4460:OUTPUT | COMP VIB | 47.B4
AF0510:08 | WC1254 | UA44603 | BLK | 20 | 47.B6 | UA4460:COM | COMP VIB | 47.B4
AF0510:23 | WC1254 | UA4460S | SH | 20 | 47.B6 | FLOATING | COMP VIB | 47.B4
AF0510:09 | WC1255 | UA44711 | RED | 20 | 47.C6 | UA4471:VT | COMP VIB | 47.C4
AF0510:10 | WC1255 | UA44712 | WHT | 20 | 47.C6 | UA4471:OUTPUT | COMP VIB | 47.C4
AF0510:12 | WC1255 | UA44713 | BLK | 20 | 47.C6 | UA4471:COM | COMP VIB | 47.C4
AF0510:27 | WC1255 | UA4471S | SH | 20 | 47.C6 | FLOATING | COMP VIB | 47.C4
AF0510:13 | WC1256 | UA44701 | RED | 20 | 47.C6 | UA4470:VT | COMP VIB | 47.C4
AF0510:14 | WC1256 | UA44702 | WHT | 20 | 47.C6 | UA4470:OUTPUT | COMP VIB | 47.C4
AF0510:16 | WC1256 | UA44703 | BLK | 20 | 47.C6 | UA4470:COM | COMP VIB | 47.C4
AF0510:31 | WC1256 | UA4470S | SH | 20 | 47.C6 | FLOATING | COMP VIB | 47.C4
AF0520:01 | WC1257 | UA44621 | RED | 20 | 47.C6 | UA4462:VT | COMP VIB | 47.C4
AF0520:02 | WC1257 | UA44622 | WHT | 20 | 47.C6 | UA4462:OUTPUT | COMP VIB | 47.C4
AF0520:04 | WC1257 | UA44623 | BLK | 20 | 47.C6 | UA4462:COM | COMP VIB | 47.C4
AF0520:19 | WC1257 | UA4462S | SH | 20 | 47.C6 | FLOATING | COMP VIB | 47.D4
AF0520:05 | WC1258 | UA44721 | RED | 20 | 47.D6 | UA4472:VT | COMP VIB | 47.D4
AF0520:06 | WC1258 | UA44722 | WHT | 20 | 47.D6 | UA4472:OUTPUT | COMP VIB | 47.D4
AF0520:08 | WC1258 | UA44723 | BLK | 20 | 47.D6 | UA4472:COM | COMP VIB | 47.D4
AF0520:23 | WC1258 | UA4472S | SH | 20 | 47.D6 | FLOATING | COMP VIB | 47.D4
AF0500:LBUS | WC8050 | AF0510RBUS | BUS | CABLE | 20.B4 | AF0510:RBUS | COMP VIB | 20.B3
AF0510:LBUS | WC8051 | AF0520RBUS | BUS | CABLE | 20.B3 | AF0520:RBUS | COMP VIB | 20.B2
AF0500:17 | WC0901 | 050017 | CLR | 20 | 47.A6 | AF0900:02 | B PANEL | 40.D6
AF0500:16 | WC0901 | 050016 | BLK | 20 | 47.A6 | AF0900:03 | B PANEL | 40.D6
AF0500:22 | WC0901 | 050022 | SH | 20 | 47.A6 | AF0900:07 | B PANEL | 40.D6
XT0510:1 | SC | FU0731 | WHT | 12 | 20.A5 | XT0130:2 | COMP PANEL | 22.A5
XT0510:2 | SC | 0V73 | WHT | 16 | 20.A5 | XT0130:3 | COMP PANEL | 22.A5
AF0520:L2 | WC0052 | AF0520L2 | ENET | CABLE | 20.B2 | AU1200:L1 | COMP PANEL | 22.C2
AF0510:L1 | WC9007 | BA0007RJ45 | ENET | CABLE | 20.B3 | BA0007:RJ45 | MOTOR RIGHT RAIL | 2.C2
SolarTools ver. 24.0.84.24712 (Jul 31, 2025)
Report date: 3/26/2026 3:09 PM

## CONTROL PANEL
CONTROL PANEL
MAIN CONSOLE
Project # | J0670
Project Name | TE LAMBERTVILLE EMD CONTROLS-PRU
Revision | B
Controls DE | M.WERLING
Phone: | 0
Controls ME | N. CARPENTER
Phone:
From | [5 empty] | To
Device ID | Cable (W) Conductor (SC) Jumper Clip (JC) | Wire No. | Wire ID | Gauge/Size | Page/Zone | Device ID | Location | Page/Zone
AF0201:00 | SC | TCP13NO | WHT | 20 | 10.A3 | SH0400:NO | CONTROL PANEL | 10.A1
AF0201:01 | SC | TCP14NO | WHT | 20 | 10.A3 | SH0401:NO | CONTROL PANEL | 10.A1
AF0201:02 | SC | TCP15NO | WHT | 20 | 10.B3 | SH0409:NO | CONTROL PANEL | 10.B1
AF0201:03 | SC | TCP16NO | WHT | 20 | 10.B3 | SH0410:NO | CONTROL PANEL | 10.B1
AF0201:04 | SC | TCP17B2 | WHT | 20 | 10.C3 | SA0400:B-B1 | CONTROL PANEL | 10.C1
AF0201:05 | SC | TCP17A2 | WHT | 20 | 10.C3 | SA0400:W-B1 | CONTROL PANEL | 10.C1
AF0201:06 | SC | TCP17C2 | WHT | 20 | 10.C3 | SA0400:B-A3 | CONTROL PANEL | 10.C1
AF0201:08 | SC | TCP23NC | WHT | 20 | 10.D3 | SB0401:NC | CONTROL PANEL | 10.D1
AF0201:09 | SC | TCP24NO | WHT | 20 | 10.D3 | SB0402:NO | CONTROL PANEL | 10.D1
AF0201:10 | SC | TCP25NO | WHT | 20 | 10.A6 | SB0403:NO | CONTROL PANEL | 10.A5
AF0201:11 | SC | TCP26NO | WHT | 20 | 10.A7 | SB0404:NO | CONTROL PANEL | 10.A5
AF0201:12 | SC | TCP29NO | WHT | 20 | 11.D3 | SB0405:NO | CONTROL PANEL | 11.D1
AF0201:13 | SC | TCP28NC | WHT | 20 | 11.C3 | SB0406:NC | CONTROL PANEL | 11.C1
AF0201:14 | SC | TCP31NO | WHT | 20 | 11.A6 | SB0407:NO | CONTROL PANEL | 11.A5
AF0201:15 | SC | TCP32NO | WHT | 20 | 11.A6 | SB0408:NO | CONTROL PANEL | 11.A5
AF0201:16 | SC | TCP30NO | WHT | 20 | 11.D3 | SH0408:NO | CONTROL PANEL | 11.D1
AF0201:17 | SC | TCP19NO | WHT | 20 | 11.A3 | SH0404:NO | CONTROL PANEL | 11.A1
AF0201:18 | SC | TCP20NO | WHT | 20 | 11.B3 | SH0405:NO | CONTROL PANEL | 11.B1
AF0201:19 | SC | TCP21NO | WHT | 20 | 11.B3 | SH0406:NO | CONTROL PANEL | 11.B1
AF0201:20 | SC | TCP22NO | WHT | 20 | 11.C3 | SH0407:NO | CONTROL PANEL | 11.C1
AF0201:32 | SC | TCP13C | WHT | 20 | 10.A3 | SH0400:C | CONTROL PANEL | 10.A1
AF0201:33 | SC | TCP14C | WHT | 20 | 10.A3 | SH0401:C | CONTROL PANEL | 10.A1
AF0201:34 | SC | TCP15C | WHT | 20 | 10.B3 | SH0409:C | CONTROL PANEL | 10.B1
AF0201:35 | SC | TCP16C | WHT | 20 | 10.B3 | SH0410:C | CONTROL PANEL | 10.B1
AF0201:36 | SC | TCP17B1 | WHT | 20 | 10.C3 | SA0400:B-B2 | CONTROL PANEL | 10.C1
AF0201:37 | SC | TCP17A1 | WHT | 20 | 10.C3 | SA0400:W-B2 | CONTROL PANEL | 10.C1
AF0201:38 | SC | TCP17C1 | WHT | 20 | 10.C3 | SA0400:B-A4 | CONTROL PANEL | 10.C1
AF0201:40 | SC | TCP23C | WHT | 20 | 10.D3 | SB0401:C | CONTROL PANEL | 10.D1
AF0201:41 | SC | TCP24C | WHT | 20 | 10.D3 | SB0402:C | CONTROL PANEL | 10.D1
AF0201:42 | SC | TCP25C | WHT | 20 | 10.A6 | SB0403:C | CONTROL PANEL | 10.A5
AF0201:43 | SC | TCP26C | WHT | 20 | 10.A7 | SB0404:C | CONTROL PANEL | 10.A5
AF0201:44 | SC | TCP29C | WHT | 20 | 11.D3 | SB0405:C | CONTROL PANEL | 11.D1
AF0201:45 | SC | TCP28C | WHT | 20 | 11.C3 | SB0406:C | CONTROL PANEL | 11.C1
AF0201:46 | SC | TCP31C | WHT | 20 | 11.A6 | SB0407:C | CONTROL PANEL | 11.A5
AF0201:47 | SC | TCP32C | WHT | 20 | 11.A6 | SB0408:C | CONTROL PANEL | 11.A5
AF0201:48 | SC | TCP30C | WHT | 20 | 11.D3 | SH0408:C | CONTROL PANEL | 11.D1
AF0201:49 | SC | TCP19C | WHT | 20 | 11.A3 | SH0404:C | CONTROL PANEL | 11.A1
AF0201:50 | SC | TCP20C | WHT | 20 | 11.B3 | SH0405:C | CONTROL PANEL | 11.B1
AF0201:51 | SC | TCP21C | WHT | 20 | 11.B3 | SH0406:C | CONTROL PANEL | 11.B1
AF0201:52 | SC | TCP22C | WHT | 20 | 11.C3 | SH0407:C | CONTROL PANEL | 11.C1
AF0201:COM | SC | AU0200N | WHT | 16 | 8.A4 | AU0200:COM | CONTROL PANEL | 8.A3
AF0201:SHLD | SC | AF0201V+L | WHT | 16 | 8.B7 | AF0201:V+L | CONTROL PANEL | 8.B7
AF0201:V+ | SC | AU0200P | WHT | 16 | 8.A4 | AU0200:V+ | CONTROL PANEL | 8.A3
AF0202:00 | SC | TCP01AP | WHT | 20 | 9.A3 | HL0400:A+ | CONTROL PANEL | 9.A1
AF0202:01 | SC | TCP02AP | WHT | 20 | 9.A3 | HL0401:A+ | CONTROL PANEL | 9.A1
AF0202:02 | SC | TCP03AP | WHT | 20 | 9.B3 | HL0402:A+ | CONTROL PANEL | 9.B1
AF0202:03 | SC | TCP04AP | WHT | 20 | 9.B3 | HL0403:A+ | CONTROL PANEL | 9.B1
AF0202:04 | SC | TCP05AP | WHT | 20 | 9.C3 | HL0404:A+ | CONTROL PANEL | 9.C1
AF0202:05 | SC | TCP06AP | WHT | 20 | 9.C3 | HL0405:A+ | CONTROL PANEL | 9.C1
AF0202:06 | SC | TCP06BP | WHT | 20 | 9.D3 | HL0405:B+ | CONTROL PANEL | 9.D1
AF0202:08 | SC | TCP07AP | WHT | 20 | 9.D3 | HL0406:A+ | CONTROL PANEL | 9.D1
AF0202:09 | SC | TCP08AP | WHT | 20 | 9.A7 | HL0407:A+ | CONTROL PANEL | 9.A5
AF0202:10 | SC | TCP09AP | WHT | 20 | 9.A7 | HL0408:A+ | CONTROL PANEL | 9.A5
AF0202:11 | SC | TCP10AP | WHT | 20 | 9.B7 | HL0409:A+ | CONTROL PANEL | 9.B5
AF0202:12 | SC | TCP11AP | WHT | 20 | 9.B7 | HL0411:A+ | CONTROL PANEL | 9.B5
AF0202:13 | SC | TCP15AP | WHT | 20 | 9.C7 | SH0409:A+ | CONTROL PANEL | 9.C5
AF0202:14 | SC | TCP15BP | WHT | 20 | 9.C7 | SH0409:B+ | CONTROL PANEL | 9.C5
AF0202:15 | SC | TCP16AP | WHT | 20 | 9.D7 | SH0410:A+ | CONTROL PANEL | 9.D5
AF0202:16 | SC | TCP16BP | WHT | 20 | 9.D7 | SH0410:B+ | CONTROL PANEL | 9.D5
AF0202:17 | SC | TCP19AP | WHT | 20 | 11.B6 | SH0404:A+ | CONTROL PANEL | 11.B5
AF0202:18 | SC | TCP20AP | WHT | 20 | 11.B6 | SH0405:A+ | CONTROL PANEL | 11.B5
AF0202:19 | SC | TCP21AP | WHT | 20 | 11.C6 | SH0406:A+ | CONTROL PANEL | 11.C5
AF0202:20 | SC | TCP22AP | WHT | 20 | 11.C6 | SH0407:A+ | CONTROL PANEL | 11.C5
AF0202:21 | SC | TCP30AP | WHT | 20 | 11.D6 | SH0408:A+ | CONTROL PANEL | 11.D5
AF0202:22 | SC | TCP30BP | WHT | 20 | 11.D6 | SH0408:B+ | CONTROL PANEL | 11.D5
AF0202:32 | SC | TCP01A | WHT | 20 | 9.A3 | HL0400:A | CONTROL PANEL | 9.A1
AF0202:33 | SC | TCP02A | WHT | 20 | 9.A3 | HL0401:A | CONTROL PANEL | 9.A1
AF0202:34 | SC | TCP03A | WHT | 20 | 9.B3 | HL0402:A | CONTROL PANEL | 9.B1
AF0202:35 | SC | TCP04A | WHT | 20 | 9.B3 | HL0403:A | CONTROL PANEL | 9.B1
AF0202:36 | SC | TCP05A | WHT | 20 | 9.C3 | HL0404:A | CONTROL PANEL | 9.C1
AF0202:37 | SC | TCP06A | WHT | 20 | 9.C3 | HL0405:A | CONTROL PANEL | 9.C1
AF0202:38 | SC | TCP06B | WHT | 20 | 9.D3 | HL0405:B | CONTROL PANEL | 9.D1
AF0202:40 | SC | TCP07A | WHT | 20 | 9.D3 | HL0406:A | CONTROL PANEL | 9.D1
AF0202:41 | SC | TCP08A | WHT | 20 | 9.A7 | HL0407:A | CONTROL PANEL | 9.A5
AF0202:42 | SC | TCP09A | WHT | 20 | 9.A7 | HL0408:A | CONTROL PANEL | 9.A5
AF0202:43 | SC | TCP10A | WHT | 20 | 9.B7 | HL0409:A | CONTROL PANEL | 9.B5
AF0202:44 | SC | TCP11A | WHT | 20 | 9.B7 | HL0411:A | CONTROL PANEL | 9.B5
AF0202:45 | SC | TCP15A | WHT | 20 | 9.C7 | SH0409:A | CONTROL PANEL | 9.C5
AF0202:46 | SC | TCP15B | WHT | 20 | 9.C7 | SH0409:B | CONTROL PANEL | 9.C5
AF0202:47 | SC | TCP16A | WHT | 20 | 9.D7 | SH0410:A | CONTROL PANEL | 9.D5
AF0202:48 | SC | TCP16B | WHT | 20 | 9.D7 | SH0410:B | CONTROL PANEL | 9.D5
AF0202:49 | SC | TCP19A | WHT | 20 | 11.B6 | SH0404:A | CONTROL PANEL | 11.B5
AF0202:50 | SC | TCP20A | WHT | 20 | 11.B6 | SH0405:A | CONTROL PANEL | 11.B5
AF0202:51 | SC | TCP21A | WHT | 20 | 11.C6 | SH0406:A | CONTROL PANEL | 11.C5
AF0202:52 | SC | TCP22A | WHT | 20 | 11.C6 | SH0407:A | CONTROL PANEL | 11.C5
AF0202:53 | SC | TCP30A | WHT | 20 | 11.D6 | SH0408:A | CONTROL PANEL | 11.D5
AF0202:54 | SC | TCP30B | WHT | 20 | 11.D6 | SH0408:B | CONTROL PANEL | 11.D5
AF0202:COML | SC | 0202COML | WHT | 16 | 8.B7 | AF0202:SHLD | CONTROL PANEL | 8.B7
AU0200:GND | SC | AU0200G | GRN | 14 | 8.A3 | XT0562G:1 | CONTROL PANEL | 8.B4
HL0400:A | SC | TCP01A | WHT | 20 | 9.A1 | HL0400:B | CONTROL PANEL | 9.A1
HL0400:A+ | SC | TCP01AP | WHT | 20 | 9.A1 | HL0400:B+ | CONTROL PANEL | 9.A1
HL0401:A | SC | TCP02A | WHT | 20 | 9.A1 | HL0401:B | CONTROL PANEL | 9.A1
HL0401:A+ | SC | TCP02AP | WHT | 20 | 9.A1 | HL0401:B+ | CONTROL PANEL | 9.A1
HL0402:A | SC | TCP03A | WHT | 20 | 9.B1 | HL0402:B | CONTROL PANEL | 9.B1
HL0402:A+ | SC | TCP03AP | WHT | 20 | 9.B1 | HL0402:B+ | CONTROL PANEL | 9.B1
HL0403:A | SC | TCP04A | WHT | 20 | 9.B1 | HL0403:B | CONTROL PANEL | 9.B1
HL0403:A+ | SC | TCP04AP | WHT | 20 | 9.B1 | HL0403:B+ | CONTROL PANEL | 9.B1
HL0404:A | SC | TCP05A | WHT | 20 | 9.C1 | HL0404:B | CONTROL PANEL | 9.C1
HL0404:A+ | SC | TCP05AP | WHT | 20 | 9.C1 | HL0404:B+ | CONTROL PANEL | 9.C1
HL0406:A | SC | TCP07A | WHT | 20 | 9.D1 | HL0406:B | CONTROL PANEL | 9.D1
HL0406:A+ | SC | TCP07AP | WHT | 20 | 9.D1 | HL0406:B+ | CONTROL PANEL | 9.D1
HL0407:A | SC | TCP08A | WHT | 20 | 9.A5 | HL0407:B | CONTROL PANEL | 9.A5
HL0407:A+ | SC | TCP08AP | WHT | 20 | 9.A5 | HL0407:B+ | CONTROL PANEL | 9.A5
HL0408:A | SC | TCP09A | WHT | 20 | 9.A5 | HL0408:B | CONTROL PANEL | 9.A5
HL0408:A+ | SC | TCP09AP | WHT | 20 | 9.A5 | HL0408:B+ | CONTROL PANEL | 9.A5
HL0409:A | SC | TCP10A | WHT | 20 | 9.B5 | HL0409:B | CONTROL PANEL | 9.B5
HL0409:A+ | SC | TCP10AP | WHT | 20 | 9.B5 | HL0409:B+ | CONTROL PANEL | 9.B5
HL0410:A | SC | 0V | WHT | 20 | 10.B5 | HL0410:B | CONTROL PANEL | 10.B5
HL0410:A+ | SC | TCP12AP | WHT | 20 | 10.B5 | XT0564:1 B1 | CONTROL PANEL | 10.B5
HL0410:A+ | SC | TCP12AP | WHT | 20 | 10.B5 | HL0410:B+ | CONTROL PANEL | 10.B5
HL0411:A | SC | TCP11A | WHT | 20 | 9.B5 | HL0411:B | CONTROL PANEL | 9.B5
HL0411:A+ | SC | TCP11AP | WHT | 20 | 9.B5 | HL0411:B+ | CONTROL PANEL | 9.B5
SB0404:NO | SC | TCP26NO | WHT | 20 | 10.A5 | XT0564:1 T1 | CONTROL PANEL | 10.B5
SH0400:A | SC | 0V1 | WHT | 20 | 10.B5 | SH0401:A | CONTROL PANEL | 10.C5
SH0400:A | SC | 0V1 | WHT | 20 | 10.B5 | SH0400:B | CONTROL PANEL | 10.B5
SH0400:A+ | SC | TCP13AP | WHT | 20 | 10.B5 | XT0564:2 B1 | CONTROL PANEL | 10.B5
SH0400:B+ | SC | TCP13BP | WHT | 20 | 10.B5 | XT0564:3 B1 | CONTROL PANEL | 10.B5
SH0401:A | SC | 0V1 | WHT | 20 | 10.C5 | SH0401:B | CONTROL PANEL | 10.C5
SH0401:A+ | SC | TCP14AP | WHT | 20 | 10.C5 | XT0564:5 B1 | CONTROL PANEL | 10.C5
SH0401:B+ | SC | TCP14BP | WHT | 20 | 10.C5 | XT0564:4 B1 | CONTROL PANEL | 10.C5
SH0404:A | SC | TCP19A | WHT | 20 | 11.B5 | SH0404:B | CONTROL PANEL | 11.B5
SH0404:A+ | SC | TCP19AP | WHT | 20 | 11.B5 | SH0404:B+ | CONTROL PANEL | 11.B5
SH0405:A | SC | TCP20A | WHT | 20 | 11.B5 | SH0405:B | CONTROL PANEL | 11.B5
SH0405:A+ | SC | TCP20AP | WHT | 20 | 11.B5 | SH0405:B+ | CONTROL PANEL | 11.B5
SH0406:A | SC | TCP21A | WHT | 20 | 11.C5 | SH0406:B | CONTROL PANEL | 11.C5
SH0406:A+ | SC | TCP21AP | WHT | 20 | 11.C5 | SH0406:B+ | CONTROL PANEL | 11.C5
SH0407:A | SC | TCP22A | WHT | 20 | 11.C5 | SH0407:B | CONTROL PANEL | 11.C5
SH0407:A+ | SC | TCP22AP | WHT | 20 | 11.C5 | SH0407:B+ | CONTROL PANEL | 11.C5
XT0564:1 T2 | SC | TCP26NO | WHT | 20 | 10.B5 | XT0564:2 T2 | CONTROL PANEL | 10.B5
XT0564:2 T1 | SC | TCP26NO | WHT | 20 | 10.B5 | XT0564:3 T1 | CONTROL PANEL | 10.B5
XT0564:3 T2 | SC | TCP26NO | WHT | 20 | 10.B5 | XT0564:4 T2 | CONTROL PANEL | 10.C5
XT0564:4 T1 | SC | TCP26NO | WHT | 20 | 10.C5 | XT0564:5 T1 | CONTROL PANEL | 10.C5
AF0202:23 | WC5540 | HA0273P | BLK | 16 | 11.A3 | HA0273:(+) | MAIN CONSOLE | 11.A1
AF0202:55 | WC5540 | HA0273N | WHT | 16 | 11.A3 | HA0273:(-) | MAIN CONSOLE | 11.A1
GR0200: | SC | IEG02305 | GRN | 14 | 3.A4 | IEG0230:5 | MAIN PANEL | 3.A4
AU0200:L1 | WC0008 | AU0080L2 | ENET | CABLE | 8.A3 | AU0080:L2 | MAIN PANEL | 7.A1
AU0200:L2 | WC0020 | AU0200L2 | ENET | CABLE | 8.A3 | BA0002:RJ45 | MAIN PANEL | 2.B2
AF0202:24 | SC | TCP13A | WHT | 20 | 10.B7 | XT0563:7 | PWR RAIL | 10.B6
AF0202:COM | SC | 0V1 | WHT | 16 | 8.A5 | XT0562:1 | PWR RAIL | 8.B2
AF0202:V+ | SC | FU0201 | WHT | 14 | 8.A5 | FU0201:LD | PWR RAIL | 8.B3
AU0200:COM | SC | 0V1 | WHT | 16 | 8.A3 | XT0562:1 | PWR RAIL | 8.B2
AU0200:V+ | SC | FU0200 | WHT | 14 | 8.A3 | FU0200:LD | PWR RAIL | 8.A3
HL0410:A | SC | 0V | WHT | 20 | 10.B5 | XT0563:4 | PWR RAIL | 10.B6
SA0401:1 | SC | KA0241A1 | WHT | 20 | 10.C5 | XT0563:5 | PWR RAIL | 10.C6
SA0401:2 | SC | FU0139 | WHT | 20 | 10.C5 | XT0563:6 | PWR RAIL | 10.C6
SB0400:11 | SC | ESTOPA | WHT | 20 | 10.D5 | XT0563:1 | PWR RAIL | 10.D6
SB0400:12 | SC | ESTOP | WHT | 20 | 10.D5 | XT0563:2 | PWR RAIL | 10.D6
SB0400:21 | SC | TCP18B1 | WHT | 20 | 10.D5 | XT0563:8 | PWR RAIL | 10.D6
SB0400:22 | SC | TCP18B2 | WHT | 20 | 10.D5 | XT0563:9 | PWR RAIL | 10.D6
SH0400:B | SC | 0V1 | WHT | 16 | 10.B5 | XT0562:3 | PWR RAIL | 8.B2
XT0564:1 B2 | SC | KA023612 | WHT | 20 | 10.B5 | XT0563:3 | PWR RAIL | 10.B6
XT0564:2 B2 | SC | TCP13A | WHT | 20 | 10.B5 | XT0563:7 | PWR RAIL | 10.B6
XT0564:3 B2 | SC | TCP13A | WHT | 20 | 10.B5 | XT0563:7 | PWR RAIL | 10.B6
SolarTools ver. 24.0.84.24712 (Jul 31, 2025)
Report date: 3/26/2026 3:08 PM

## LEFT PANEL
LEFT PANEL
MAIN CONSOLE
Project # | J0670
Project Name | TE LAMBERTVILLE EMD CONTROLS-PRU
Revision | B
Controls DE | M.WERLING
Phone: | 0
Controls ME | N. CARPENTER
Phone:
From | [5 empty] | To
Device ID | Cable (W) Conductor (SC) Jumper Clip (JC) | Wire No. | Wire ID | Gauge/Size | Page/Zone | Device ID | Location | Page/Zone
GR0131: | SC | GR0131 | GRN/YEL | 14 | 3.A3 | FRAME | LEFT PANEL | 3.A3
GR0132: | SC | GR0132 | GRN/YEL | 14 | 3.A3 | FRAME | LEFT PANEL | 3.A3
SolarTools ver. 24.0.84.24712 (Jul 31, 2025)
Report date: 3/26/2026 3:08 PM

## MAIN CONSOLE
MAIN CONSOLE
Project # | J0670
Project Name | TE LAMBERTVILLE EMD CONTROLS-PRU
Revision | B
Controls DE | M.WERLING
Phone: | 0
Controls ME | N. CARPENTER
Phone:
From | [5 empty] | To
Device ID | Cable (W) Conductor (SC) Jumper Clip (JC) | Wire No. | Wire ID | Gauge/Size | Page/Zone | Device ID | Location | Page/Zone
EL0273:+ | SC | ZS0273 | WHT | 14 | 8.B4 | ZS0273:2 | MAIN CONSOLE | 8.B4
HA0273:(+) | WC5540 | HA0273P | BLK | 16 | 11.A1 | AF0202:23 | CONTROL PANEL | 11.A3
HA0273:(-) | WC5540 | HA0273N | WHT | 16 | 11.A1 | AF0202:55 | CONTROL PANEL | 11.A3
EL0273:- | SC | 0V1 | WHT | 14 | 8.B4 | AT0190:NEG | MAIN CONSOLE DOOR | 8.B4
EL0273:- | SC | 0V1 | WHT | 16 | 8.B4 | XT0562:2 | PWR RAIL | 8.B2
ZS0273:1 | SC | FU0273 | WHT | 14 | 8.B4 | FU0273:LD | PWR RAIL | 8.B3
SolarTools ver. 24.0.84.24712 (Jul 31, 2025)
Report date: 3/26/2026 3:08 PM

## MAIN CONSOLE DOOR
MAIN CONSOLE DOOR
MAIN CONSOLE
Project # | J0670
Project Name | TE LAMBERTVILLE EMD CONTROLS-PRU
Revision | B
Controls DE | M.WERLING
Phone: | 0
Controls ME | N. CARPENTER
Phone:
From | [5 empty] | To
Device ID | Cable (W) Conductor (SC) Jumper Clip (JC) | Wire No. | Wire ID | Gauge/Size | Page/Zone | Device ID | Location | Page/Zone
AT0190:GND | SC | AT0190G | GRN/YEL | 14 | 8.B4 | FRAME | MAIN CONSOLE DOOR | 8.C3
AT0190:USB1 | SC | AT0190K | CABLE | USB | 8.B4 | AT0190K:KI | MAIN CONSOLE DOOR | 8.C5
AT0190:NEG | SC | 0V1 | WHT | 14 | 8.B4 | EL0273:- | MAIN CONSOLE | 8.B4
AT0190:POS | SC | FU0190 | WHT | 14 | 8.B4 | FU0190:LD | PWR RAIL | 8.C3
AT0190:ENET | WC0019 | AT0190E | ENET | CABLE | 8.B4 | AT0680:LAN2 | PWR RAIL | 6.B4
SolarTools ver. 24.0.84.24712 (Jul 31, 2025)
Report date: 3/26/2026 3:08 PM

## MAIN PANEL
MAIN PANEL
MAIN CONSOLE
Project # | J0670
Project Name | TE LAMBERTVILLE EMD CONTROLS-PRU
Revision | B
Controls DE | M.WERLING
Phone: | 0
Controls ME | N. CARPENTER
Phone:
From | [5 empty] | To
Device ID | Cable (W) Conductor (SC) Jumper Clip (JC) | Wire No. | Wire ID | Gauge/Size | Page/Zone | Device ID | Location | Page/Zone
GR0231: | SC | GR0231 | GRN/YEL | 14 | 3.A3 | FRAME | MAIN PANEL | 3.A3
XT0001:1 | JC | FU0210 | CLIP | --- | 2.A3 | XT0001:2 | MAIN PANEL | 2.B3
XT0001:4 | JC | 0V | CLIP | --- | 2.A3 | XT0001:5 | MAIN PANEL | 2.B3
XT0080:1 | JC | 0V | CLIP | --- | 7.B1 | XT0080:2 | MAIN PANEL | 7.B1
XT0080:2 | JC | 0V | CLIP | --- | 7.B1 | XT0080:3 | MAIN PANEL | 7.B1
XT0081:1 | JC | 0V | CLIP | --- | 7.D1 | XT0081:2 | MAIN PANEL | 7.D1
XT0131:1 | JC | 24V | CLIP | --- | 12.B5 | XT0131:2 | MAIN PANEL | 12.C5
XT0131:3 | JC | 0V | CLIP | --- | 12.B4 | XT0131:4 | MAIN PANEL | 12.C5
XT0134:1 | JC | 0V | CLIP | --- | 13.B3 | XT0134:2 | MAIN PANEL | 13.B3
XT0134:2 | JC | 0V | CLIP | --- | 13.B3 | XT0134:3 | MAIN PANEL | 13.B3
XT0134:3 | JC | 0V | CLIP | --- | 13.B3 | XT0134:4 | MAIN PANEL | 13.B3
XT0135:1 | JC | 0V | CLIP | --- | 13.B4 | XT0135:2 | MAIN PANEL | 13.B4
XT0135:2 | JC | 0V | CLIP | --- | 13.B4 | XT0135:3 | MAIN PANEL | 13.B4
XT0135:3 | JC | 0V | CLIP | --- | 13.B4 | XT0135:4 | MAIN PANEL | 13.C4
XT0136:1 | JC | FU0139 | CLIP | --- | 14.A2 | XT0136:2 | MAIN PANEL | 14.A2
XT0136:4 | JC | 0V | CLIP | --- | 14.A2 | XT0136:3 | MAIN PANEL | 14.A2
XT0138:1 | JC | FU0136 | CLIP | --- | 13.A3 | XT0138:2 | MAIN PANEL | 13.A3
XT0138:2 | JC | FU0136 | CLIP | --- | 13.A3 | XT0138:3 | MAIN PANEL | 13.A3
XT0138:3 | JC | FU0136 | CLIP | --- | 13.A3 | XT0138:4 | MAIN PANEL | 13.B3
XT0139:1 | JC | FU0137 | CLIP | --- | 13.A4 | XT0139:2 | MAIN PANEL | 13.A4
XT0139:2 | JC | FU0137 | CLIP | --- | 13.A4 | XT0139:3 | MAIN PANEL | 13.B4
XT0233:1 | JC | FU0210 | CLIP | --- | 13.C4 | XT0233:2 | MAIN PANEL | 13.C4
XT0233:2 | JC | FU0210 | CLIP | --- | 13.C4 | XT0233:3 | MAIN PANEL | 13.C4
XT0235:1 | JC | 0V | CLIP | --- | 13.D4 | XT0235:2 | MAIN PANEL | 13.D4
XT0235:2 | JC | 0V | CLIP | --- | 13.D4 | XT0235:3 | MAIN PANEL | 13.D4
XT0240:11 | JC | FU0139 | CLIP | --- | 15.C4 | XT0240:12 | MAIN PANEL | 15.C4
XT0240:9 | JC | 0V | CLIP | --- | 15.D3 | XT0240:10 | MAIN PANEL | 15.D3
AF0081:12 | SC | 008112 | WHT | 20 | 66.A7 | KA0237:11 | MAIN PANEL | 66.A6
AF0081:14 | SC | 008114 | WHT | 20 | 63.A7 | KA8200:A1 | MAIN PANEL | 63.A5
AF0081:28 | SC | 008128 | WHT | 20 | 66.A7 | KA8300:A2 | MAIN PANEL | 66.A6
AF0081:30 | SC | 008130 | WHT | 20 | 63.A7 | KA8200:A2 | MAIN PANEL | 63.A5
AF0081:COM | SC | 0V | WHT | 14 | 7.B2 | XT0080:2 | MAIN PANEL | 7.B1
AF0081:J | SC | * |  |  | 7.B2 | AF0082:P | MAIN PANEL | 7.B3
AF0081:V+ | SC | FU0081 | WHT | 14 | 7.B2 | FU0081:LD | MAIN PANEL | 7.B1
AF0082:06 | SC | KA023214 | WHT | 20 | 14.C2 | KA0232:14 | MAIN PANEL | 14.C1
AF0082:13 | SC | KA013624 | WHT | 20 | 14.B4 | KA0136:24 | MAIN PANEL | 14.B3
AF0082:38 | SC | KA023211 | WHT | 20 | 14.C2 | KA0232:11 | MAIN PANEL | 14.C1
AF0082:45 | SC | KA013621 | WHT | 20 | 14.B4 | KA0136:21 | MAIN PANEL | 14.B3
AF0082:COM | SC | AU0080N | WHT | 14 | 7.B3 | AU0080:COM | MAIN PANEL | 7.A1
AF0082:COM | SC | AF0082N | WHT | 16 | 7.B3 | AF0083:COM | MAIN PANEL | 7.B3
AF0082:J | SC | * |  |  | 7.B3 | AF0083:P | MAIN PANEL | 7.B3
AF0082:V+ | SC | AF0082P | WHT | 16 | 7.B3 | AF0083:V+ | MAIN PANEL | 7.B3
AF0082:V+ | SC | AU0080P | WHT | 16 | 7.B3 | AU0080:V+ | MAIN PANEL | 7.A1
AF0083:COM | SC | AF0083N | WHT | 16 | 7.B3 | AF0084:COM | MAIN PANEL | 7.B4
AF0083:J | SC | * |  |  | 7.B3 | AF0084:P | MAIN PANEL | 7.B4
AF0083:SH | SC | AF0083G | GRN | 14 | 7.B3 | AF0084:SH | MAIN PANEL | 7.B4
AF0083:SH | SC | AU0080G | GRN | 14 | 7.B3 | AU0080:GND | MAIN PANEL | 7.A1
AF0083:V+ | SC | AF0083P | WHT | 16 | 7.B3 | AF0084:V+ | MAIN PANEL | 7.B4
AF0084:01 | SC | 008401 | WHT | 20 | 12.B7 | XT0013:2 | MAIN PANEL | 12.B6
AF0084:17 | SC | 0V | WHT | 20 | 12.B7 | XT0013:3 | MAIN PANEL | 12.B6
AF0084:COM | SC | AF0084N | WHT | 16 | 7.B4 | AF0085:COM | MAIN PANEL | 7.B4
AF0084:J | SC | * |  |  | 7.B4 | AF0085:P | MAIN PANEL | 7.B4
AF0084:SH | SC | IEG02302 | GRN | 14 | 7.B4 | IEG0230:2 | MAIN PANEL | 7.B5
AF0084:V+ | SC | AF0084P | WHT | 16 | 7.B4 | AF0085:V+ | MAIN PANEL | 7.B4
AF0085:J | SC | * |  |  | 7.B4 | AF0086:P | MAIN PANEL | 7.B5
AF0086:01 | SC | 008601 | WHT | 20 | 8.D7 | PC0470:INP_A | MAIN PANEL | 8.D5
AF0086:17 | SC | 008617 | WHT | 20 | 8.D7 | PC0470:-PWR | MAIN PANEL | 8.D5
AF0086:33 | SC | 008633 | WHT | 20 | 8.D7 | PC0470:+PWR | MAIN PANEL | 8.D5
AF0086:COM | SC | 0V | WHT | 14 | 7.B5 | XT0080:3 | MAIN PANEL | 7.B1
AF0086:V+ | SC | FU0082 | WHT | 14 | 7.B5 | FU0082:LD | MAIN PANEL | 7.B1
AF0091:04 | SC | JP4 | VIO | 20 | 28.C6 | AF0091:36 | MAIN PANEL | 28.C6
AF0091:05 | SC | JP3 | VIO | 20 | 28.C6 | AF0091:37 | MAIN PANEL | 28.C6
XT0091:2 | SC | JP2 | VIO | 20 | 28.D5 | XT0091:1 | MAIN PANEL | 28.D5
AF0091:COM | SC | AF0091N | WHT | 16 | 7.D2 | AF0094:COM | MAIN PANEL | 7.C4
AF0091:COM | SC | AU0090N | WHT | 20 | 7.D2 | AU0090:COM | MAIN PANEL | 7.C1
AF0091:J | SC | * |  |  | 7.D2 | AF0092:P | MAIN PANEL | 7.D3
AF0091:V+ | SC | AF0091P | WHT | 14 | 7.D2 | AF0094:V+ | MAIN PANEL | 7.C4
AF0091:V+ | SC | AU0090P | WHT | 20 | 7.D2 | AU0090:V+ | MAIN PANEL | 7.C1
AF0092:01 | SC | 009201 | WHT | 20 | 32.A6 | KA3230:A1 | MAIN PANEL | 32.B6
AF0092:02 | SC | KA0133A1 | WHT | 20 | 30.B7 | KA0133:A1 | MAIN PANEL | 14.C6
AF0092:04 | SC | 009204 | WHT | 20 | 31.A7 | KA3220:A1 | MAIN PANEL | 31.B6
AF0092:06 | SC | KA013114 | WHT | 20 | 30.A7 | KA0131:14 | MAIN PANEL | 14.D4
AF0092:08 | SC | 009208 | WHT | 20 | 34.A7 | KA3103:A1 | MAIN PANEL | 34.A6
AF0092:10 | SC | 009210 | WHT | 20 | 35.A7 | KA3104:A1 | MAIN PANEL | 35.A6
AF0092:17 | SC | 009217 | WHT | 20 | 32.A6 | KA3230:A2 | MAIN PANEL | 32.B6
AF0092:20 | SC | 009220 | WHT | 20 | 31.A7 | KA3220:A2 | MAIN PANEL | 31.B6
AF0092:24 | SC | 009224 | WHT | 20 | 34.A7 | KA3103:A2 | MAIN PANEL | 34.A6
AF0092:26 | SC | 009226 | WHT | 20 | 35.A7 | KA3104:A2 | MAIN PANEL | 35.A6
AF0092:COM | SC | 0V | WHT | 14 | 7.D3 | XT0081:2 | MAIN PANEL | 7.D1
AF0092:J | SC | * |  |  | 7.D3 | AF0093:P | MAIN PANEL | 7.D3
AF0092:V+ | SC | FU0091 | WHT | 14 | 7.D3 | FU0091:LD | MAIN PANEL | 7.D1
AF0093:COM | SC | 0V | WHT | 14 | 7.D3 | XT0081:2 | MAIN PANEL | 7.D1
AF0093:J | SC | * |  |  | 7.D3 | AF0094:P | MAIN PANEL | 7.C4
AF0093:V+ | SC | FU0092 | WHT | 14 | 7.D3 | FU0092:LD | MAIN PANEL | 7.D1
AF0094:01 | SC | SB75122 | WHT | 20 | 28.D6 | XT0091:2 | MAIN PANEL | 28.D5
AF0094:02 | SC | KA024314 | WHT | 20 | 15.B7 | KA0243:14 | MAIN PANEL | 15.B6
AF0094:03 | SC | KA024524 | WHT | 20 | 15.B7 | KA0245:24 | MAIN PANEL | 15.B6
AF0094:09 | SC | KA023924 | WHT | 20 | 15.A7 | KA0239:24 | MAIN PANEL | 15.B6
AF0094:10 | SC | KA024214 | WHT | 20 | 15.C7 | KA0242:14 | MAIN PANEL | 15.C6
AF0094:17 | SC | 009417 | WHT | 20 | 28.D6 | KA7512:A2 | MAIN PANEL | 28.D6
AF0094:33 | SC | SB75121 | WHT | 20 | 28.D6 | XT0091:1 | MAIN PANEL | 28.D5
AF0094:34 | SC | KA024311 | WHT | 20 | 15.B7 | KA0243:11 | MAIN PANEL | 15.B6
AF0094:35 | SC | KA024521 | WHT | 20 | 15.B7 | KA0245:21 | MAIN PANEL | 15.B6
AF0094:41 | SC | KA023921 | WHT | 20 | 15.A7 | KA0239:21 | MAIN PANEL | 15.B6
AF0094:COM | SC | AF0094N | WHT | 16 | 7.C4 | AF0095:COM | MAIN PANEL | 7.D4
AF0094:J | SC | * |  |  | 7.C4 | AF0095:P | MAIN PANEL | 7.D4
AF0094:V+ | SC | AF0094P | WHT | 16 | 7.C4 | AF0095:V+ | MAIN PANEL | 7.D4
AF0095:J | SC | * |  |  | 7.D4 | AF0096:P | MAIN PANEL | 7.C5
AF0096:08 | SC | KT014615 | WHT | 20 | 15.C7 | KT0146:15 | MAIN PANEL | 15.C6
AF0096:09 | SC | KT0146B1 | WHT | 20 | 14.B2 | KT0146:B1 | MAIN PANEL | 14.B1
AF0096:24 | SC | KA0231A2 | WHT | 20 | 15.C7 | KA0231:A2 | MAIN PANEL | 15.C6
AF0096:25 | SC | KT0146A2 | WHT | 20 | 14.B2 | KT0146:A2 | MAIN PANEL | 14.B1
AF0096:COM | SC | 0V | WHT | 14 | 7.C5 | XT0081:2 | MAIN PANEL | 7.D1
AF0096:V+ | SC | FU0093 | WHT | 14 | 7.C5 | FU0093:LD | MAIN PANEL | 7.D1
AR0600:IE1 | SC | UV0600G | GRN | 14 | 4.A1 | UV0600:GND | MAIN PANEL | 4.B2
AR0600:IE2 | SC | IEG02301 | GRN | 12 | 4.A1 | IEG0230:1 | MAIN PANEL | 4.B6
AU0080:COM | SC | 0V | WHT | 14 | 7.A1 | XT0080:1 | MAIN PANEL | 7.B1
AU0080:V+ | SC | FU0080 | WHT | 14 | 7.A1 | FU0080:LD | MAIN PANEL | 7.B1
AU0090:COM | SC | 0V | WHT | 14 | 7.C1 | XT0081:1 | MAIN PANEL | 7.D1
AU0090:GND | SC | AU0090G | GRN | 14 | 7.C1 | XT0082G:1 | MAIN PANEL | 7.D2
AU0090:V+ | SC | FU0090 | WHT | 14 | 7.C1 | FU0090:LD | MAIN PANEL | 7.D1
BA0001:V1(-) | SC | 0V | WHT | 16 | 2.A2 | XT0001:4 | MAIN PANEL | 2.A3
BA0001:V1(+) | SC | FU0001 | WHT | 16 | 2.A2 | FU0001:LD | MAIN PANEL | 2.A3
BA0002:V1(-) | SC | 0V | WHT | 16 | 2.B2 | XT0001:5 | MAIN PANEL | 2.B3
BA0002:V1(+) | SC | FU0002 | WHT | 16 | 2.B2 | FU0002:LD | MAIN PANEL | 2.B3
F0200:GND | SC | PEG01301 | GRN/YEL | 14 | 12.B4 | PEG0130:1 | MAIN PANEL | 12.B3
F0200:LD - | SC | 0V | WHT | 10 | 12.B4 | XT0131:3 | MAIN PANEL | 12.B4
F0200:LD + | SC | 24V | WHT | 10 | 12.B4 | XT0131:1 | MAIN PANEL | 12.B5
F0200:LI - | SC | F0200N | WHT | 10 | 12.B4 | QS0011:LD-3 | MAIN PANEL | 12.B2
F0200:LI + | SC | F0200P | WHT | 10 | 12.B4 | QS0011:LD-1 | MAIN PANEL | 12.B2
FU0001:LI | SC | FU0210 | WHT | 16 | 2.A3 | XT0001:1 | MAIN PANEL | 2.A3
FU0002:LI | SC | FU0210 | WHT | 16 | 2.B3 | XT0001:2 | MAIN PANEL | 2.B3
FU0010:LD | SC | FU0010 | WHT | 14 | 13.A5 | UV0600:(+) | MAIN PANEL | 4.B2
FU0010:LI | SC | FU0137 | WHT | 14 | 13.A5 | FU0139:LI | MAIN PANEL | 13.A5
FU0010:LI | SC | FU0137 | WHT | 14 | 13.A5 | XT0139:1 | MAIN PANEL | 13.A4
FU0080:LI | SC | FU0137 | WHT | 14 | 7.B1 | XT0139:1 | MAIN PANEL | 13.A4
FU0080:LI | SC | FU0137 | WHT | 14 | 7.B1 | FU0081:LI | MAIN PANEL | 7.B1
FU0081:LI | SC | FU0137 | WHT | 14 | 7.B1 | FU0082:LI | MAIN PANEL | 7.B1
FU0090:LI | SC | FU0137 | WHT | 14 | 7.D1 | XT0139:2 | MAIN PANEL | 13.A4
FU0090:LI | SC | FU0137 | WHT | 14 | 7.D1 | FU0091:LI | MAIN PANEL | 7.D1
FU0091:LI | SC | FU0137 | WHT | 14 | 7.D1 | FU0092:LI | MAIN PANEL | 7.D1
FU0092:LI | SC | FU0137 | WHT | 14 | 7.D1 | FU0093:LI | MAIN PANEL | 7.D1
FU0136:LD | SC | FU0136 | WHT | 10 | 13.A3 | XT0138:1 | MAIN PANEL | 13.A3
FU0136:LI | SC | 24V | WHT | 10 | 13.A3 | XT0131:2 | MAIN PANEL | 12.C5
FU0137:LD | SC | FU0137 | WHT | 16 | 13.A4 | XT0139:1 | MAIN PANEL | 13.A4
FU0137:LI | SC | FU0136 | WHT | 12 | 13.A4 | XT0138:1 | MAIN PANEL | 13.A3
FU0139:LD | SC | FU0139 | WHT | 16 | 13.A5 | XT0136:1 | MAIN PANEL | 14.A2
FU0210:LD | SC | FU0210 | WHT | 14 | 13.C4 | XT0233:1 | MAIN PANEL | 13.C4
FU0210:LI | SC | FU0136 | WHT | 12 | 13.C4 | XT0138:4 | MAIN PANEL | 13.B3
GR0120: | SC | IEG02306 | GRN | 14 | 3.A4 | IEG0230:6 | MAIN PANEL | 3.A4
GR0124: | SC | IEG02308 | GRN | 14 | 3.A4 | IEG0230:8 | MAIN PANEL | 3.A4
GR0133: | SC | IEG02303 | GRN | 14 | 3.A4 | IEG0230:3 | MAIN PANEL | 3.A4
KA0131:11 | SC | KA0144A1 | WHT | 20 | 14.D4 | KA0144:A1 | MAIN PANEL | 14.C6
KA0131:12 | SC | KA013112 | WHT | 20 | 14.D4 | KA0137:24 | MAIN PANEL | 14.D3
KA0131:14 | SC | KA013114 | WHT | 20 | 14.D4 | AF0082:02 | MAIN PANEL | 30.A7
KA0131:A1 | SC | KA0231A1 | WHT | 20 | 14.B6 | KA0132:A1 | MAIN PANEL | 14.B6
KA0131:A1 | SC | KA0231A1 | WHT | 20 | 14.B6 | KA0242:11 | MAIN PANEL | 15.C6
KA0131:A2 | SC | 0V | WHT | 20 | 14.B6 | KA0132:A2 | MAIN PANEL | 14.B6
KA0131:A2 | SC | 0V | WHT | 20 | 14.B6 | KT0145:A2 | MAIN PANEL | 14.B6
KA0132:11 | SC | FU0139 | WHT | 20 | 14.A3 | KA0133:11 | MAIN PANEL | 14.A3
KA0132:11 | SC | FU0139 | WHT | 20 | 14.A3 | KT0145:15 | MAIN PANEL | 14.D2
KA0132:12 | SC | KT0141A1 | WHT | 20 | 14.A3 | KT0142:A1 | MAIN PANEL | 14.A6
KA0132:12 | SC | KT0141A1 | WHT | 20 | 14.A3 | KA0133:12 | MAIN PANEL | 14.A3
KA0132:21 | SC | KA0138A1 | WHT | 20 | 14.D4 | KA0138:A1 | MAIN PANEL | 14.D6
KA0132:22 | SC | KA013222 | WHT | 20 | 14.D4 | KA0137:14 | MAIN PANEL | 14.D3
KA0132:22 | SC | KA013222 | WHT | 20 | 14.D4 | KT0141:18 | MAIN PANEL | 14.D2
KA0132:24 | SC | KA013224 | WHT | 20 | 14.D4 | KA0134:14 | MAIN PANEL | 14.D3
KA0132:A1 | SC | KA0231A1 | WHT | 20 | 14.B6 | KA0141:A1 | MAIN PANEL | 14.C6
KA0132:A2 | SC | 0V | WHT | 20 | 14.B6 | KA0141:A2 | MAIN PANEL | 14.C6
KA0133:11 | SC | FU0139 | WHT | 20 | 14.A3 | KA0134:11 | MAIN PANEL | 14.D3
KA0133:A2 | SC | 0V | WHT | 20 | 14.C6 | KA0134:A2 | MAIN PANEL | 14.C6
KA0133:A2 | SC | 0V | WHT | 20 | 14.C6 | KA0141:A2 | MAIN PANEL | 14.C6
KA0134:11 | SC | FU0139 | WHT | 20 | 14.D3 | KA0136:11 | MAIN PANEL | 14.B4
KA0134:A1 | SC | FU0139 | WHT | 20 | 14.C6 | XT0136:1 | MAIN PANEL | 14.A2
KA0134:A2 | SC | 0V | WHT | 20 | 14.C6 | KA0139:A2 | MAIN PANEL | 14.C6
KA0136:11 | SC | FU0139 | WHT | 20 | 14.B4 | KA0137:21 | MAIN PANEL | 14.D3
KA0136:14 | SC | KA013821 | WHT | 20 | 14.B4 | KA0138:21 | MAIN PANEL | 14.B5
KA0136:A1 | SC | KA0136A1 | WHT | 20 | 14.D6 | XT0136:5 | MAIN PANEL | 14.D5
KA0136:A2 | SC | 0V | WHT | 20 | 14.D6 | KA0137:A2 | MAIN PANEL | 14.D6
KA0136:A2 | SC | 0V | WHT | 20 | 14.D6 | KA0144:A2 | MAIN PANEL | 14.C6
KA0137:11 | SC | FU0139 | WHT | 20 | 14.D3 | KA0137:21 | MAIN PANEL | 14.D3
KA0137:24 | SC | KA013112 | WHT | 20 | 14.D3 | AF0082:12 | MAIN PANEL | 14.C4
KA0137:A1 | SC | KA0137A1 | WHT | 20 | 14.D6 | KT0142:18 | MAIN PANEL | 14.D2
KA0137:A2 | SC | 0V | WHT | 20 | 14.D6 | KA0138:A2 | MAIN PANEL | 14.D6
KA0138:24 | SC | KT0144B1 | WHT | 20 | 14.B5 | KT0144:B1 | MAIN PANEL | 14.B6
KA0139:A1 | SC | KA0144A1 | WHT | 20 | 14.C6 | KA0144:A1 | MAIN PANEL | 14.C6
KA0139:A2 | SC | 0V | WHT | 20 | 14.C6 | KA0144:A2 | MAIN PANEL | 14.C6
KA0141:21 | SC | FU0139 | WHT | 20 | 14.B2 | KA0241:21 | MAIN PANEL | 14.B2
KA0141:21 | SC | FU0139 | WHT | 20 | 14.B2 | XT0136:2 | MAIN PANEL | 14.A2
KA0141:24 | SC | KT0146A1 | WHT | 20 | 14.B2 | KA0241:24 | MAIN PANEL | 14.B2
KA0141:24 | SC | KT0146A1 | WHT | 20 | 14.B2 | KT0146:A1 | MAIN PANEL | 14.B1
KA0231:11 | SC | KA0231A1 | WHT | 20 | 15.C6 | KA0242:11 | MAIN PANEL | 15.C6
KA0231:11 | SC | KA0231A1 | WHT | 20 | 15.C6 | KA0231:A1 | MAIN PANEL | 15.C6
KA0231:14 | SC | KA024214 | WHT | 20 | 15.C6 | KA0242:14 | MAIN PANEL | 15.C6
KA0231:14 | SC | KA024214 | WHT | 20 | 15.C6 | KT0146:18 | MAIN PANEL | 15.C6
KA0231:21 | SC | KA024514 | WHT | 20 | 15.A4 | KA0245:14 | MAIN PANEL | 15.A4
KA0231:A1 | SC | KA0231A1 | WHT | 20 | 15.C6 | KA0232:A1 | MAIN PANEL | 15.D6
KA0231:A2 | SC | KA0231A2 | WHT | 20 | 15.C6 | KA0232:A2 | MAIN PANEL | 15.D6
KA0232:A1 | SC | KA0231A1 | WHT | 20 | 15.D6 | KA0233:A1 | MAIN PANEL | 15.D6
KA0232:A2 | SC | KA0231A2 | WHT | 20 | 15.D6 | KA0233:A2 | MAIN PANEL | 15.D6
KA0233:A1 | SC | KA0231A1 | WHT | 20 | 15.D6 | KA0234:A1 | MAIN PANEL | 15.D6
KA0233:A2 | SC | KA0231A2 | WHT | 20 | 15.D6 | KA0234:A2 | MAIN PANEL | 15.D6
KA0234:A1 | SC | KA0231A1 | WHT | 20 | 15.D6 | XT0240:5 | MAIN PANEL | 15.D6
KA0235:11 | SC | FU0139 | WHT | 20 | 15.A5 | KA0241:11 | MAIN PANEL | 15.A5
KA0235:14 | SC | KA024114 | WHT | 20 | 15.A5 | KA0241:14 | MAIN PANEL | 15.A5
KA0235:A1 | SC | ESTOP | WHT | 20 | 15.A2 | XT0240:4 | MAIN PANEL | 15.A3
KA0235:A1 | SC | ESTOP | WHT | 20 | 15.A2 | KA0236:A1 | MAIN PANEL | 15.B2
KA0236:11 | SC | FU0139 | WHT | 20 | 15.D4 | KA0244:11 | MAIN PANEL | 15.D4
KA0236:11 | SC | FU0139 | WHT | 20 | 15.D4 | XT0240:12 | MAIN PANEL | 15.C4
KA0236:12 | SC | KA023612 | WHT | 20 | 15.D4 | XT0240:13 | MAIN PANEL | 15.D4
KA0236:A1 | SC | ESTOP | WHT | 20 | 15.B2 | KA0237:A1 | MAIN PANEL | 15.B2
KA0236:A2 | SC | 0V | WHT | 20 | 15.B2 | KA0235:A2 | MAIN PANEL | 15.A2
KA0236:A2 | SC | 0V | WHT | 20 | 15.B2 | KA0237:A2 | MAIN PANEL | 15.B2
KA0237:14 | SC | KA023714 | WHT | 20 | 66.A6 | KA8300:A1 | MAIN PANEL | 66.A6
KA0237:A1 | SC | ESTOP | WHT | 20 | 15.B2 | KA0238:A1 | MAIN PANEL | 15.B2
KA0237:A2 | SC | 0V | WHT | 20 | 15.B2 | KA0238:A2 | MAIN PANEL | 15.B2
KA0238:A1 | SC | ESTOP | WHT | 20 | 15.B2 | KA0239:A1 | MAIN PANEL | 15.B2
KA0238:A2 | SC | 0V | WHT | 20 | 15.B2 | KA0239:A2 | MAIN PANEL | 15.B2
KA0239:A1 | SC | ESTOP | WHT | 20 | 15.B2 | KA0240:A1 | MAIN PANEL | 15.B2
KA0239:A2 | SC | 0V | WHT | 20 | 15.B2 | KA0240:A2 | MAIN PANEL | 15.B2
KA0240:A1 | SC | ESTOP | WHT | 20 | 15.B2 | KA0248:A1 | MAIN PANEL | 15.C2
KA0240:A2 | SC | 0V | WHT | 20 | 15.B2 | KA0248:A2 | MAIN PANEL | 15.C2
KA0241:11 | SC | FU0139 | WHT | 20 | 15.A5 | XT0240:11 | MAIN PANEL | 15.C4
KA0241:14 | SC | KA024114 | WHT | 20 | 15.A5 | KA0231:24 | MAIN PANEL | 15.A4
KA0241:A1 | SC | KA0241A1 | WHT | 20 | 15.C2 | KA0242:A1 | MAIN PANEL | 15.C2
KA0241:A1 | SC | KA0241A1 | WHT | 20 | 15.C2 | XT0240:6 | MAIN PANEL | 15.C3
KA0241:A2 | SC | 0V | WHT | 20 | 15.C2 | KA0242:A2 | MAIN PANEL | 15.C2
KA0241:A2 | SC | 0V | WHT | 20 | 15.C2 | KA0248:A2 | MAIN PANEL | 15.C2
KA0242:A2 | SC | 0V | WHT | 20 | 15.C2 | KA0243:A2 | MAIN PANEL | 15.C2
KA0243:21 | SC | ESTOPH | WHT | 20 | 15.A3 | XT0240:1 | MAIN PANEL | 15.A3
KA0243:24 | SC | KA024324 | WHT | 20 | 15.A3 | KA0245:11 | MAIN PANEL | 15.A4
KA0243:A1 | SC | KA0243A1 | WHT | 20 | 15.C2 | KA0244:A1 | MAIN PANEL | 15.D2
KA0243:A1 | SC | KA0243A1 | WHT | 20 | 15.C2 | XT0240:7 | MAIN PANEL | 15.C3
KA0243:A2 | SC | 0V | WHT | 20 | 15.C2 | KA0244:A2 | MAIN PANEL | 15.D2
KA0244:12 | SC | KA024412 | WHT | 20 | 15.D4 | KT0145:A1 | MAIN PANEL | 14.B6
KA0244:A2 | SC | 0V | WHT | 20 | 15.D2 | KA0245:A2 | MAIN PANEL | 15.D2
KA0245:A1 | SC | KA0245A1 | WHT | 20 | 15.D2 | KA0249:A1 | MAIN PANEL | 15.D2
KA0245:A1 | SC | KA0245A1 | WHT | 20 | 15.D2 | XT0240:8 | MAIN PANEL | 15.D3
KA0245:A2 | SC | 0V | WHT | 20 | 15.D2 | KA0249:A2 | MAIN PANEL | 15.D2
KA0249:A2 | SC | 0V | WHT | 20 | 15.D2 | XT0240:10 | MAIN PANEL | 15.D3
KA7512:11 | SC | ESTOPB | WHT | 20 | 28.D5 | XT0240:2 | MAIN PANEL | 15.A3
KA7512:14 | SC | ESTOPA | WHT | 20 | 28.D5 | XT0240:3 | MAIN PANEL | 15.A3
KA7512:A1 | SC | SB75122 | WHT | 20 | 28.D6 | XT0091:2 | MAIN PANEL | 28.D5
KT0140:15 | SC | FU0139 | WHT | 20 | 14.D1 | KT0142:15 | MAIN PANEL | 14.D2
KT0140:15 | SC | FU0139 | WHT | 20 | 14.A2 | XT0136:2 | MAIN PANEL | 14.A2
KT0140:16 | SC | KT014115 | WHT | 20 | 14.D1 | KT0141:15 | MAIN PANEL | 14.D2
KT0140:18 | SC | KT0143A1 | WHT | 20 | 14.A2 | KT0143:A1 | MAIN PANEL | 14.A6
KT0140:A1 | SC | KT0140A1 | WHT | 20 | 14.A6 | KT0143:16 | MAIN PANEL | 14.A5
KT0140:A2 | SC | 0V | WHT | 20 | 14.A6 | KT0141:A2 | MAIN PANEL | 14.A6
KT0140:A2 | SC | 0V | WHT | 20 | 14.A6 | XT0136:3 | MAIN PANEL | 14.A2
KT0141:18 | SC | KA013222 | WHT | 20 | 14.D2 | KT0144:18 | MAIN PANEL | 14.D2
KT0141:A1 | SC | KT0141A1 | WHT | 20 | 14.A6 | KT0143:15 | MAIN PANEL | 14.A5
KT0141:A1 | SC | KT0141A1 | WHT | 20 | 14.A6 | KT0142:A1 | MAIN PANEL | 14.A6
KT0141:A2 | SC | 0V | WHT | 20 | 14.A6 | KT0142:A2 | MAIN PANEL | 14.A6
KT0142:15 | SC | FU0139 | WHT | 20 | 14.D2 | KT0144:A1 | MAIN PANEL | 14.B6
KT0142:18 | SC | KA0137A1 | WHT | 20 | 14.D2 | KT0145:18 | MAIN PANEL | 14.D2
KT0142:A2 | SC | 0V | WHT | 20 | 14.A6 | KT0143:A2 | MAIN PANEL | 14.A6
KT0143:A2 | SC | 0V | WHT | 20 | 14.A6 | KT0144:A2 | MAIN PANEL | 14.B6
KT0144:15 | SC | FU0139 | WHT | 20 | 14.D2 | KT0145:15 | MAIN PANEL | 14.D2
KT0144:15 | SC | FU0139 | WHT | 20 | 14.D2 | KT0144:A1 | MAIN PANEL | 14.B6
KT0144:A2 | SC | 0V | WHT | 20 | 14.B6 | KT0145:A2 | MAIN PANEL | 14.B6
PC0470:INP_A | SC | 008601 | WHT | 20 | 8.D5 | PC0470:INP_B | MAIN PANEL | 8.D5
RR0851: -3.01K OHM | SC | 008401 | LEAD | --- | 12.B5 | XT0013:2 | MAIN PANEL | 12.B6
RR0851: -3.01K OHM | SC | 24V | LEAD | --- | 12.B5 | XT0013:1 | MAIN PANEL | 12.B5
RR0852: -1.0K OHM | SC | 0V | LEAD | --- | 12.B5 | XT0013:3 | MAIN PANEL | 12.B6
RR0852: -1.0K OHM | SC | 008401 | LEAD | --- | 12.B5 | XT0013:2 | MAIN PANEL | 12.B6
UV0600:(-) | SC | 0V | WHT | 14 | 4.B2 | XT0135:1 | MAIN PANEL | 13.B4
XT0001:1 | SC | FU0210 | WHT | 14 | 2.A3 | XT0233:2 | MAIN PANEL | 13.C4
XT0001:4 | SC | 0V | WHT | 14 | 2.A3 | XT0235:1 | MAIN PANEL | 13.D4
XT0013:3 | SC | 0V | WHT | 20 | 12.B6 | XT0013:4 | MAIN PANEL | 12.B5
XT0080:1 | SC | 0V | WHT | 16 | 7.B1 | XT0135:2 | MAIN PANEL | 13.B4
XT0131:1 | SC | 24V | WHT | 12 | 12.B5 | XT0013:1 | MAIN PANEL | 12.B5
XT0131:3 | SC | 0V | WHT | 12 | 12.B4 | XT0013:4 | MAIN PANEL | 12.B5
XT0131:4 | SC | 0V | WHT | 12 | 12.C5 | XT0134:1 | MAIN PANEL | 13.B3
XT0134:1 | SC | 0V | WHT | 14 | 13.B3 | XT0135:1 | MAIN PANEL | 13.B4
XT0134:4 | SC | 0V | WHT | 12 | 13.B3 | XT0235:1 | MAIN PANEL | 13.D4
XT0135:1 | SC | 0V | WHT | 14 | 13.B4 | XT0136:3 | MAIN PANEL | 14.A2
XT0135:2 | SC | 0V | WHT | 16 | 13.B4 | XT0081:1 | MAIN PANEL | 7.D1
XT0136:1 | SC | FU0139 | WHT | 20 | 14.A2 | XT0240:12 | MAIN PANEL | 15.C4
XT0136:3 | SC | 0V | WHT | 16 | 14.A2 | XT0240:10 | MAIN PANEL | 15.D3
AP0602:L2 | WC0001 | AP0602L2 | ENET | CABLE | 4.A3 | AP0603:L1 | MAIN PANEL | 4.A3
AP0603:L2 | WC0003 | AP0603L2 | ENET | CABLE | 4.A3 | AU0090:L1 | MAIN PANEL | 7.C1
AU0080:L1 | WC0009 | AU0090L2 | ENET | CABLE | 7.A1 | AU0090:L2 | MAIN PANEL | 7.C1
AP0602:L1 | WC9001 | BA0001RJ45 | ENET | CABLE | 4.A3 | BA0001:RJ45 | MAIN PANEL | 2.A2
IEG0230:5 | SC | IEG02305 | GRN | 14 | 3.A4 | GR0200: | CONTROL PANEL | 3.A4
AU0080:L2 | WC0008 | AU0080L2 | ENET | CABLE | 7.A1 | AU0200:L1 | CONTROL PANEL | 8.A3
BA0002:RJ45 | WC0020 | AU0200L2 | ENET | CABLE | 2.B2 | AU0200:L2 | CONTROL PANEL | 8.A3
AF0094:05 | SC | TCP18B2 | WHT | 20 | 10.D6 | XT0563:9 | PWR RAIL | 10.D6
AF0094:37 | SC | TCP18B1 | WHT | 20 | 10.D6 | XT0563:8 | PWR RAIL | 10.D6
XT0134:2 | SC | 0V | WHT | 12 | 13.B3 | QS0560:LI-4 | PWR RAIL | 8.B2
XT0138:2 | SC | FU0136 | WHT | 12 | 13.A3 | QS0560:LI-2 | PWR RAIL | 8.B2
XT0233:3 | SC | FU0210 | WHT | 14 | 13.C4 | FU0680:LI | PWR RAIL | 6.B2
XT0235:3 | SC | 0V | WHT | 14 | 13.D4 | XT0680:2 | PWR RAIL | 6.B3
XT0240:11 | SC | FU0139 | WHT | 20 | 15.C4 | XT0563:6 | PWR RAIL | 10.C6
XT0240:13 | SC | KA023612 | WHT | 20 | 15.D4 | XT0563:3 | PWR RAIL | 10.B6
XT0240:3 | SC | ESTOPA | WHT | 20 | 15.A3 | XT0563:1 | PWR RAIL | 10.D6
XT0240:4 | SC | ESTOP | WHT | 20 | 15.A3 | XT0563:2 | PWR RAIL | 10.D6
XT0240:6 | SC | KA0241A1 | WHT | 20 | 15.C3 | XT0563:5 | PWR RAIL | 10.C6
XT0240:9 | SC | 0V | WHT | 14 | 15.D3 | XT0563:4 | PWR RAIL | 10.B6
AP0609:L1 | WC0680 | AT0680LAN1 | ENET | CABLE | 4.A6 | AT0680:LAN1 | PWR RAIL | 6.B4
SolarTools ver. 24.0.84.24712 (Jul 31, 2025)
Report date: 3/26/2026 3:08 PM

## MOTOR DOOR
MOTOR DOOR
JB78
Project # | J0670
Project Name | TE LAMBERTVILLE EMD CONTROLS-PRU
Revision | B
Controls DE | M.WERLING
Phone: | 0
Controls ME | N. CARPENTER
Phone:
From | [5 empty] | To
Device ID | Cable (W) Conductor (SC) Jumper Clip (JC) | Wire No. | Wire ID | Gauge/Size | Page/Zone | Device ID | Location | Page/Zone
SB0372:B1-11 | SC | ESTOPC | WHT | 16 | 25.C1 | XT0320:1 | A PANEL | 25.C5
SB0372:B1-12 | SC | ESTOPD | WHT | 16 | 25.C1 | XT0320:2 | A PANEL | 25.C5
SB0372:B2-11 | SC | SB0372B211 | WHT | 20 | 25.D1 | AF0764:33 | A PANEL | 25.D6
SB0372:B2-12 | SC | SB0372B212 | WHT | 20 | 25.D1 | AF0764:01 | A PANEL | 25.D6
SolarTools ver. 24.0.84.24712 (Jul 31, 2025)
Report date: 3/26/2026 3:08 PM

## MOTOR LEFT RAIL
MOTOR LEFT RAIL
JB78
Project # | J0670
Project Name | TE LAMBERTVILLE EMD CONTROLS-PRU
Revision | B
Controls DE | M.WERLING
Phone: | 0
Controls ME | N. CARPENTER
Phone:
From | [5 empty] | To
Device ID | Cable (W) Conductor (SC) Jumper Clip (JC) | Wire No. | Wire ID | Gauge/Size | Page/Zone | Device ID | Location | Page/Zone
FU0765:LD | SC | UV0760P | WHT | 16 | 46.C6 | UV0760:8+ | MOTOR LEFT RAIL | 46.C5
GR1100: | SC | GR1100 | GRN/YEL | 14 | 3.C4 | FG0004:1 | MOTOR LEFT RAIL | 3.C4
FU0765:LI | SC | FU0781 | WHT | 14 | 46.C6 | XT0760:2 | A PANEL | 17.B5
UV0760:9- | SC | 0V78 | WHT | 16 | 46.C5 | XT0760:4 | A PANEL | 17.A5
UAI7611:+8 | WC0761 | UAI76118 | RED | 20 | 46.A5 | AF0761:02 | A PANEL | 46.A6
UAI7611:-7 | WC0761 | UAI76117 | BLK | 20 | 46.A5 | AF0761:18 | A PANEL | 46.A6
FLOATING | WC0761 | UAI7611S | SH | 20 | 46.A5 | AF0761:50 | A PANEL | 46.A6
UAI7625:8 | WC0762 | UAI76258 | RED | 20 | 46.B5 | AF0762:10 | A PANEL | 46.B6
UAI7625:7 | WC0762 | UAI76257 | BLK | 20 | 46.B5 | AF0762:26 | A PANEL | 46.B6
FLOATING | WC0762 | UAI7625S | SH | 20 | 46.B6 | AF0762:58 | A PANEL | 46.B6
UV0760:IE | SC | IEG03108 | GRN | 14 | 46.C5 | IEG0310:8 | B PANEL | 46.C5
Report date: 3/26/2026 3:08 PM |  |  |  |  | SolarTools ver. 24.0.84.24712 (Jul 31, 2025)

## MOTOR RIGHT RAIL
MOTOR RIGHT RAIL
JB78
Project # | J0670
Project Name | TE LAMBERTVILLE EMD CONTROLS-PRU
Revision | B
Controls DE | M.WERLING
Phone: | 0
Controls ME | N. CARPENTER
Phone:
From | [5 empty] | To
Device ID | Cable (W) Conductor (SC) Jumper Clip (JC) | Wire No. | Wire ID | Gauge/Size | Page/Zone | Device ID | Location | Page/Zone
BA0007:V1(-) | SC | 0V78 | WHT | 16 | 2.C2 | XT0004:3 | MOTOR RIGHT RAIL | 2.C3
BA0007:V1(+) | SC | FU0007 | WHT | 16 | 2.C2 | FU0007:LD | MOTOR RIGHT RAIL | 2.C3
BA0008:V1(-) | SC | 0V78 | WHT | 16 | 2.D2 | XT0004:4 | MOTOR RIGHT RAIL | 2.D3
BA0008:V1(+) | SC | FU0008 | WHT | 16 | 2.D2 | FU0008:LD | MOTOR RIGHT RAIL | 2.D3
FU0007:LI | SC | FU0781 | WHT | 16 | 2.C3 | XT0004:1 | MOTOR RIGHT RAIL | 2.C3
FU0008:LI | SC | FU0781 | WHT | 16 | 2.D3 | XT0004:2 | MOTOR RIGHT RAIL | 2.D3
XT0004:1 | SC | FU0781 | WHT | 16 | 2.C3 | XT0004:2 | MOTOR RIGHT RAIL | 2.D3
XT0004:3 | SC | 0V78 | WHT | 16 | 2.C3 | XT0004:4 | MOTOR RIGHT RAIL | 2.D3
XT0004:1 | SC | FU0781 | WHT | 16 | 2.C3 | XT0760:2 | A PANEL | 17.B5
XT0004:3 | SC | 0V78 | WHT | 16 | 2.C3 | XT0760:4 | A PANEL | 17.A5
BA0008:RJ45 | WC9032 | AU0320L2 | ENET | CABLE | 2.D2 | AU0320:L2 | A PANEL | 19.D1
GR0111: | SC | IEG03105 | GRN | 14 | 3.C4 | IEG0310:5 | B PANEL | 3.C3
BA0007:RJ45 | WC9007 | BA0007RJ45 | ENET | CABLE | 2.C2 | AF0510:L1 | COMP VIB | 20.B3
SolarTools ver. 24.0.84.24712 (Jul 31, 2025)
Report date: 3/26/2026 3:08 PM

## PWR RAIL
PWR RAIL
MAIN CONSOLE
Project # | J0670
Project Name | TE LAMBERTVILLE EMD CONTROLS-PRU
Revision | B
Controls DE | M.WERLING
Phone: | 0
Controls ME | N. CARPENTER
Phone:
From | [5 empty] | To
Device ID | Cable (W) Conductor (SC) Jumper Clip (JC) | Wire No. | Wire ID | Gauge/Size | Page/Zone | Device ID | Location | Page/Zone
XT0561:2 | JC | 24VDC1 | CLIP | --- | 8.A2 | XT0561:1 | PWR RAIL | 8.A2
XT0562:1 | JC | 0V1 | CLIP | --- | 8.B2 | XT0562:2 | PWR RAIL | 8.B2
XT0562:2 | JC | 0V1 | CLIP | --- | 8.B2 | XT0562:3 | PWR RAIL | 8.B2
AT0680:NEG | SC | 0V | WHT | 14 | 6.B4 | XT0680:2 | PWR RAIL | 6.B3
AT0680:POS | SC | AT0680POS | WHT | 14 | 6.B4 | XT0680:1 | PWR RAIL | 6.B3
FU0190:LI | SC | 24VDC1 | WHT | 14 | 8.C3 | FU0273:LI | PWR RAIL | 8.B3
FU0200:LI | SC | 24VDC1 | WHT | 14 | 8.A3 | FU0201:LI | PWR RAIL | 8.B3
FU0200:LI | SC | 24VDC1 | WHT | 14 | 8.A3 | XT0561:1 | PWR RAIL | 8.A2
FU0201:LI | SC | 24VDC1 | WHT | 14 | 8.B3 | FU0273:LI | PWR RAIL | 8.B3
FU0680:LD | SC | AT0680POS | WHT | 14 | 6.B2 | XT0680:1 | PWR RAIL | 6.B3
QS0560:LD-1 | SC | 24VDC1 | WHT | 12 | 8.B2 | XT0561:1 | PWR RAIL | 8.A2
QS0560:LD-3 | SC | 0V1 | WHT | 16 | 8.B2 | XT0562:1 | PWR RAIL | 8.B2
FU0200:LD | SC | FU0200 | WHT | 14 | 8.A3 | AU0200:V+ | CONTROL PANEL | 8.A3
FU0201:LD | SC | FU0201 | WHT | 14 | 8.B3 | AF0202:V+ | CONTROL PANEL | 8.A5
XT0562:1 | SC | 0V1 | WHT | 16 | 8.B2 | AU0200:COM | CONTROL PANEL | 8.A3
XT0562:1 | SC | 0V1 | WHT | 16 | 8.B2 | AF0202:COM | CONTROL PANEL | 8.A5
XT0562:3 | SC | 0V1 | WHT | 16 | 8.B2 | SH0400:B | CONTROL PANEL | 10.B5
XT0563:1 | SC | ESTOPA | WHT | 20 | 10.D6 | SB0400:11 | CONTROL PANEL | 10.D5
XT0563:2 | SC | ESTOP | WHT | 20 | 10.D6 | SB0400:12 | CONTROL PANEL | 10.D5
XT0563:3 | SC | KA023612 | WHT | 20 | 10.B6 | XT0564:1 B2 | CONTROL PANEL | 10.B5
XT0563:4 | SC | 0V | WHT | 20 | 10.B6 | HL0410:A | CONTROL PANEL | 10.B5
XT0563:5 | SC | KA0241A1 | WHT | 20 | 10.C6 | SA0401:1 | CONTROL PANEL | 10.C5
XT0563:6 | SC | FU0139 | WHT | 20 | 10.C6 | SA0401:2 | CONTROL PANEL | 10.C5
XT0563:7 | SC | TCP13A | WHT | 20 | 10.B6 | AF0202:24 | CONTROL PANEL | 10.B7
XT0563:7 | SC | TCP13A | WHT | 20 | 10.B6 | XT0564:2 B2 | CONTROL PANEL | 10.B5
XT0563:7 | SC | TCP13A | WHT | 20 | 10.B6 | XT0564:3 B2 | CONTROL PANEL | 10.B5
XT0563:8 | SC | TCP18B1 | WHT | 20 | 10.D6 | SB0400:21 | CONTROL PANEL | 10.D5
XT0563:9 | SC | TCP18B2 | WHT | 20 | 10.D6 | SB0400:22 | CONTROL PANEL | 10.D5
FU0273:LD | SC | FU0273 | WHT | 14 | 8.B3 | ZS0273:1 | MAIN CONSOLE | 8.B4
XT0562:2 | SC | 0V1 | WHT | 16 | 8.B2 | EL0273:- | MAIN CONSOLE | 8.B4
FU0190:LD | SC | FU0190 | WHT | 14 | 8.C3 | AT0190:POS | MAIN CONSOLE DOOR | 8.B4
AT0680:LAN2 | WC0019 | AT0190E | ENET | CABLE | 6.B4 | AT0190:ENET | MAIN CONSOLE DOOR | 8.B4
FU0680:LI | SC | FU0210 | WHT | 14 | 6.B2 | XT0233:3 | MAIN PANEL | 13.C4
QS0560:LI-2 | SC | FU0136 | WHT | 12 | 8.B2 | XT0138:2 | MAIN PANEL | 13.A3
QS0560:LI-4 | SC | 0V | WHT | 12 | 8.B2 | XT0134:2 | MAIN PANEL | 13.B3
XT0563:1 | SC | ESTOPA | WHT | 20 | 10.D6 | XT0240:3 | MAIN PANEL | 15.A3
XT0563:2 | SC | ESTOP | WHT | 20 | 10.D6 | XT0240:4 | MAIN PANEL | 15.A3
XT0563:3 | SC | KA023612 | WHT | 20 | 10.B6 | XT0240:13 | MAIN PANEL | 15.D4
XT0563:4 | SC | 0V | WHT | 14 | 10.B6 | XT0240:9 | MAIN PANEL | 15.D3
XT0563:5 | SC | KA0241A1 | WHT | 20 | 10.C6 | XT0240:6 | MAIN PANEL | 15.C3
XT0563:6 | SC | FU0139 | WHT | 20 | 10.C6 | XT0240:11 | MAIN PANEL | 15.C4
XT0563:8 | SC | TCP18B1 | WHT | 20 | 10.D6 | AF0094:37 | MAIN PANEL | 10.D6
XT0563:9 | SC | TCP18B2 | WHT | 20 | 10.D6 | AF0094:05 | MAIN PANEL | 10.D6
XT0680:2 | SC | 0V | WHT | 14 | 6.B3 | XT0235:3 | MAIN PANEL | 13.D4
AT0680:LAN1 | WC0680 | AT0680LAN1 | ENET | CABLE | 6.B4 | AP0609:L1 | MAIN PANEL | 4.A6
SolarTools ver. 24.0.84.24712 (Jul 31, 2025)
Report date: 3/26/2026 3:08 PM

## SWITCHGEAR
SWITCHGEAR
JB72
Project # | J0670
Project Name | TE LAMBERTVILLE EMD CONTROLS-PRU
Revision | B
Controls DE | M.WERLING
Phone: | 0
Controls ME | N. CARPENTER
Phone:
From | [5 empty] | To
Device ID | Cable (W) Conductor (SC) Jumper Clip (JC) | Wire No. | Wire ID | Gauge/Size | Page/Zone | Device ID | Location | Page/Zone
XT0070:1 | JC | FU0721 | CLIP | --- | 27.A5 | XT0070:2 | SWITCHGEAR | 27.A5
XT0070:5 | JC | 0V72 | CLIP | --- | 27.A5 | XT0070:4 | SWITCHGEAR | 27.A5
XT0070:6 | JC | 0V72 | CLIP | --- | 27.A5 | XT0070:5 | SWITCHGEAR | 27.A5
XT0071:1 | JC | 0V72 | CLIP | --- | 27.B1 | XT0071:2 | SWITCHGEAR | 27.C1
XT0720:1 | JC | 24V72 | CLIP | --- | 26.B5 | XT0720:2 | SWITCHGEAR | 26.C5
XT0720:3 | JC | 0V72 | CLIP | --- | 26.B4 | XT0720:4 | SWITCHGEAR | 26.C5
XT0722:1 | JC | UJ0722P | CLIP | --- | 26.C4 | XT0722:2 | SWITCHGEAR | 26.C4
XT0722:2 | JC | UJ0722P | CLIP | --- | 26.C4 | XT0722:3 | SWITCHGEAR | 26.C4
XT0722:4 | JC | UJ0722N | CLIP | --- | 26.D4 | XT0722:5 | SWITCHGEAR | 26.D4
XT0722:5 | JC | UJ0722N | CLIP | --- | 26.D4 | XT0722:6 | SWITCHGEAR | 26.D4
AF0071:COM | SC | AF0071N | WHT | 16 | 27.B2 | AF0072:COM | SWITCHGEAR | 27.B3
AF0071:COM | SC | AU0070N | WHT | 16 | 27.B2 | AU0070:COM | SWITCHGEAR | 27.A1
AF0071:SH | SC | AF0071G | GRN | 14 | 27.B2 | AF0072:SH | SWITCHGEAR | 27.B3
AF0071:SH | SC | AU0070G | GRN | 14 | 27.B2 | AU0070:GND | SWITCHGEAR | 27.A1
AF0071:V+ | SC | AF0071P | WHT | 16 | 27.B2 | AF0072:V+ | SWITCHGEAR | 27.B3
AF0071:V+ | SC | AU0070P | WHT | 16 | 27.B2 | AU0070:V+ | SWITCHGEAR | 27.A1
AF0072:02 | SC | BT670B3 | WHT | 16 | 77.A7 | XT0073:9 | SWITCHGEAR | 77.B6
AF0072:04 | SC | BT670A3 | WHT | 20 | 77.A7 | XT0073:12 | SWITCHGEAR | 77.A6
AF0072:14 | SC | 007214 | WHT | 20 | 26.B7 | XT0721:2 | SWITCHGEAR | 26.B6
AF0072:15 | SC | 0V72 | WHT | 20 | 26.B7 | XT0721:3 | SWITCHGEAR | 26.B6
AF0072:COM | SC | AF0072N | WHT | 16 | 27.B3 | AF0073:COM | SWITCHGEAR | 27.B3
AF0072:SH | SC | IEG03563 | GRN | 14 | 27.B3 | IEG0356:3 | SWITCHGEAR | 27.B3
AF0072:V+ | SC | AF0072P | WHT | 16 | 27.B3 | AF0073:V+ | SWITCHGEAR | 27.B3
AF0073:COM | SC | AF0073N | WHT | 16 | 27.B3 | AF0074:COM | SWITCHGEAR | 27.A4
AF0073:V+ | SC | AF0073P | WHT | 16 | 27.B3 | AF0074:V+ | SWITCHGEAR | 27.A4
AF0074:COM | SC | AF0074N | WHT | 16 | 27.A4 | AF0075:COM | SWITCHGEAR | 27.B4
AF0074:V+ | SC | AF0074P | WHT | 16 | 27.A4 | AF0075:V+ | SWITCHGEAR | 27.B4
AF0075:COM | SC | AF0075N | WHT | 16 | 27.B4 | AF0077:COM | SWITCHGEAR | 27.B6
AF0075:V+ | SC | AF0075P | WHT | 16 | 27.B4 | AF0077:V+ | SWITCHGEAR | 27.B6
AF0076:00 | SC | 007600 | WHT | 20 | 69.A6 | KA9002:A1 | SWITCHGEAR | 69.A6
AF0076:01 | SC | 007601 | WHT | 20 | 69.A6 | KA9003:A1 | SWITCHGEAR | 69.B6
AF0076:02 | SC | 007602 | WHT | 20 | 69.B6 | KA9004:A1 | SWITCHGEAR | 69.B6
AF0076:03 | SC | 007603 | WHT | 20 | 69.B6 | KA9005:A1 | SWITCHGEAR | 69.C6
AF0076:16 | SC | 007616 | WHT | 20 | 69.A6 | KA9002:A2 | SWITCHGEAR | 69.A6
AF0076:17 | SC | 007617 | WHT | 20 | 69.A6 | KA9003:A2 | SWITCHGEAR | 69.B6
AF0076:18 | SC | 007618 | WHT | 20 | 69.B6 | KA9004:A2 | SWITCHGEAR | 69.B6
AF0076:19 | SC | 007619 | WHT | 20 | 69.B6 | KA9005:A2 | SWITCHGEAR | 69.C6
AF0076:COM | SC | 0V72 | WHT | 16 | 27.B6 | XT0071:2 | SWITCHGEAR | 27.C1
AF0076:V+ | SC | FU0071 | WHT | 16 | 27.B6 | FU0071:LD | SWITCHGEAR | 27.B1
AU0070:COM | SC | 0V72 | WHT | 16 | 27.A1 | XT0071:1 | SWITCHGEAR | 27.B1
AU0070:V+ | SC | FU0070 | WHT | 16 | 27.A1 | FU0070:LD | SWITCHGEAR | 27.B1
BA0003:V1(-) | SC | 0V72 | WHT | 16 | 2.D6 | XT0002:4 | SWITCHGEAR | 2.D5
BA0003:V1(+) | SC | FU0003 | WHT | 16 | 2.D6 | FU0003:LD | SWITCHGEAR | 2.D5
BA0004:V1(-) | SC | 0V72 | WHT | 16 | 2.C6 | XT0002:3 | SWITCHGEAR | 2.C5
BA0004:V1(+) | SC | FU0004 | WHT | 16 | 2.C6 | FU0004:LD | SWITCHGEAR | 2.C5
BA1213:NEG | SC | UJ0722N | WHT | 16 | 27.D3 | XT0722:4 | SWITCHGEAR | 26.D4
BA1213:POS | SC | FU1213LD | WHT | 16 | 27.D3 | FU1213:LD | SWITCHGEAR | 27.D4
F0720:GND | SC | PEG04561 | GRN/YEL | 14 | 26.B4 | PEG0456:1 | SWITCHGEAR | 26.B3
F0720:LD - | SC | 0V72 | WHT | 10 | 26.B4 | XT0720:3 | SWITCHGEAR | 26.B4
F0720:LD + | SC | 24V72 | WHT | 10 | 26.B4 | XT0720:1 | SWITCHGEAR | 26.B5
F0720:LI - | SC | F0720N | WHT | 10 | 26.B4 | FU0720:LD 2 | SWITCHGEAR | 26.B2
F0720:LI + | SC | F0720P | WHT | 10 | 26.B4 | FU0720:LD 1 | SWITCHGEAR | 26.B2
FU0003:LI | SC | FU0721 | WHT | 16 | 2.D5 | XT0002:2 | SWITCHGEAR | 2.D5
FU0004:LI | SC | FU0721 | WHT | 16 | 2.C5 | XT0002:1 | SWITCHGEAR | 2.C5
FU0070:LI | SC | FU0725 | WHT | 14 | 27.B1 | FU0725:LD | SWITCHGEAR | 27.A5
FU0070:LI | SC | FU0725 | WHT | 14 | 27.B1 | FU0071:LI | SWITCHGEAR | 27.B1
FU0071:LI | SC | FU0725 | WHT | 14 | 27.B1 | FU0072:LI | SWITCHGEAR | 27.C1
FU0072:LD | SC | FU0072 | WHT | 16 | 27.C1 | XT0073:17 | SWITCHGEAR | 77.A7
FU0721:LD | SC | FU0721 | WHT | 16 | 26.C6 | XT0070:1 | SWITCHGEAR | 27.A5
FU0721:LI | SC | 24V72 | WHT | 12 | 26.C6 | FU0722:LI | SWITCHGEAR | 26.C6
FU0721:LI | SC | 24V72 | WHT | 12 | 26.C6 | XT0720:2 | SWITCHGEAR | 26.C5
FU0722:LD | SC | FU0722 | WHT | 16 | 26.C6 | UJ0722:24V(+) | SWITCHGEAR | 26.D5
FU0725:LI | SC | FU0721 | WHT | 14 | 27.A5 | XT0070:1 | SWITCHGEAR | 27.A5
FU1213:LI | SC | UJ0722P | WHT | 14 | 27.D4 | XT0722:1 | SWITCHGEAR | 26.C4
GR0355: | SC | IEG03562 | GRN | 14 | 3.C3 | IEG0356:2 | SWITCHGEAR | 3.C3
GR0356: | SC | IEG03561 | GRN | 14 | 3.C3 | IEG0356:1 | SWITCHGEAR | 3.C3
GR0357: | SC | IEG03564 | GRN | 14 | 3.D3 | IEG0356:4 | SWITCHGEAR | 3.D3
GR0720: | SC | GR0720 | GRN/YEL | 14 | 3.C4 | FG0007:1 | SWITCHGEAR | 3.C4
RR0721: -3.01K OHM | SC | 007214 | LEAD | --- | 26.B5 | XT0721:2 | SWITCHGEAR | 26.B6
RR0721: -3.01K OHM | SC | 24V72 | LEAD | --- | 26.B5 | XT0721:1 | SWITCHGEAR | 26.B5
RR0722: -1.0K OHM | SC | 0V72 | LEAD | --- | 26.B5 | XT0721:3 | SWITCHGEAR | 26.B6
RR0722: -1.0K OHM | SC | 007214 | LEAD | --- | 26.B5 | XT0721:2 | SWITCHGEAR | 26.B6
UJ0722:24V(-) | SC | 0V72 | WHT | 14 | 26.D5 | XT0720:5 | SWITCHGEAR | 26.C5
UJ0722:OUT1(-) | SC | UJ0722N | WHT | 14 | 26.D5 | XT0722:4 | SWITCHGEAR | 26.D4
UJ0722:OUT1(+) | SC | UJ0722P | WHT | 14 | 26.D5 | XT0722:1 | SWITCHGEAR | 26.C4
XT0002:1 | SC | FU0721 | WHT | 14 | 2.C5 | XT0002:2 | SWITCHGEAR | 2.D5
XT0002:1 | SC | FU0721 | WHT | 16 | 2.C5 | XT0070:2 | SWITCHGEAR | 27.A5
XT0002:3 | SC | 0V72 | WHT | 16 | 2.C5 | XT0002:4 | SWITCHGEAR | 2.D5
XT0002:3 | SC | 0V72 | WHT | 16 | 2.C5 | XT0070:5 | SWITCHGEAR | 27.A5
XT0070:4 | SC | 0V72 | WHT | 14 | 27.A5 | XT0720:4 | SWITCHGEAR | 26.C5
XT0071:1 | SC | 0V72 | WHT | 16 | 27.B1 | XT0070:4 | SWITCHGEAR | 27.A5
XT0071:2 | SC | 0V72 | WHT | 16 | 27.C1 | XT0073:16 | SWITCHGEAR | 77.A7
XT0720:1 | SC | 24V72 | WHT | 12 | 26.B5 | XT0721:1 | SWITCHGEAR | 26.B5
XT0720:3 | SC | 0V72 | WHT | 12 | 26.B4 | XT0721:4 | SWITCHGEAR | 26.B5
XT0720:4 | SC | 0V72 | WHT | 12 | 26.C5 | XT0720:5 | SWITCHGEAR | 26.C5
XT0721:3 | SC | 0V72 | WHT | 20 | 26.B6 | XT0721:4 | SWITCHGEAR | 26.B5
AU0070:L2 | WC0007 | AU0070L2 | ENET | CABLE | 27.A1 | BA0004:RJ45 | SWITCHGEAR | 2.C6
AU0070:L1 | WC0213 | BA1213L2 | ENET | CABLE | 27.A1 | BA1213:L2 | SWITCHGEAR | 27.D3
AF0071:00 | WC0710 | UF8000-77BK | RED | 20 | 77.C6 | XT0073:1 | SWITCHGEAR | 77.C5
AF0071:16 | WC0710 | UF8000-77CK | BLK | 20 | 77.C6 | XT0073:2 | SWITCHGEAR | 77.C5
AF0071:48 | WC0710 | UF8000S1 | SH | 20 | 77.C6 | FLOATING | SWITCHGEAR | 77.C5
XT0073:17 | WC0712 | FU0072 | RED | 20 | 77.A7 | XT0073:14 | SWITCHGEAR | 77.A6
XT0073:16 | WC0712 | 0V72 | BLK | 20 | 77.A7 | XT0073:13 | SWITCHGEAR | 77.A6
AF0072:00 | WC0720 | UF8000-77DN | RED | 20 | 77.C6 | XT0073:3 | SWITCHGEAR | 77.C5
AF0072:01 | WC0720 | UF8000-77EN | BLK | 20 | 77.C6 | XT0073:4 | SWITCHGEAR | 77.C5
AF0072:48 | WC0720 | UF8000S2 | SH | 20 | 77.C6 | FLOATING | SWITCHGEAR | 77.D5
XT0073:14 | WC0722 | FU0072 | RED | 20 | 77.A6 | XT0073:11 | SWITCHGEAR | 77.A6
XT0073:13 | WC0722 | 0V72 | BLK | 20 | 77.A6 | XT0073:10 | SWITCHGEAR | 77.A6
AF0072:06 | WC0730 | UF8000-78FN | RED | 20 | 77.B6 | XT0073:6 | SWITCHGEAR | 77.C5
AF0072:07 | WC0730 | UF8000-78GN | BLK | 20 | 77.B6 | XT0073:5 | SWITCHGEAR | 77.C5
AF0072:54 | WC0730 | UF8000S3 | SH | 20 | 77.B6 | FLOATING | SWITCHGEAR | 77.C5
AF0075:J | WC0875 | AF0075J | CABLE | CABLE | 27.B4 | AF0076:P | SWITCHGEAR | 27.B6
BA0003:RJ45 | WC9003 | BA0003RJ45 | ENET | CABLE | 2.D6 | BA1213:L1 | SWITCHGEAR | 27.D3
SolarTools ver. 24.0.84.24712 (Jul 31, 2025)
Report date: 3/26/2026 3:08 PM

## Panel Errors
Panel Errors
Project # | J0670
Project Name | TE LAMBERTVILLE EMD CONTROLS-PRU
Revision | B
Controls DE | M.WERLING
Phone: | 0
Controls ME | N. CARPENTER
Phone:
From | [6 empty] | To
Device ID | Location | Cable (W) Conductor (SC) Jumper Clip (JC) | Wire ID | Wire No. | Gauge/Size | Page/Zone | Device ID | Location | Page/Zone
FLOATING | PANEL | WC0753 | SH | UA4753S | 20 | 44.A5 | AF0327:48 | A PANEL | 44.A6
FLOATING | PANEL | WC0754 | SH | UA4754S | 20 | 44.B5 | AF0327:52 | A PANEL | 44.B6
FLOATING | PANEL | WC0756 | SH | UA4756S | 20 | 44.C5 | AF0327:56 | A PANEL | 44.C6
SolarTools ver. 24.0.84.24712 (Jul 31, 2025)
Report date: 3/26/2026 3:08 PM

## Cable Part Numbers
Cable Part Numbers |  |  | SolarTools ver. 24.0.84.24712 (Jul 31, 2025)
Project # | J0670
Report date: 3/26/2026 3:11 PM
Project Name | TE LAMBERTVILLE EMD CONTROLS-PRU
Revision | B
Controls DE | M.WERLING
Phone: | 0
Controls ME | N. CARPENTER
Phone:
Device ID |  | Part Number |  | Description
WC0827 |  | 2684693-54 |  | CABLE, EXTENSION, BACKPLANE
WC0001 |  | 1302073-36 |  | CABLE, ETHERNET - 36 INCHES
WC0003 |  | 1302073-36 |  | CABLE, ETHERNET - 36 INCHES
WC0007 |  | 1302073-36 |  | CABLE, ETHERNET - 36 INCHES
WC0008 |  | 1302073-36 |  | CABLE, COMMUNICATION CABLE - 36 INCHES
WC0009 |  | 1302073-36 |  | CABLE, ETHERNET - 36 INCHES
WC0014 |  | 1302073-36 |  | CABLE, ETHERNET - 36 INCHES
WC0019 |  | 1302073-36 |  | CABLE, COMMUNICATION CABLE - 36 INCHES
WC0020 |  | 1302073-36 |  | CABLE, COMMUNICATION CABLE - 36 INCHES
WC0041 |  | 1302073-36 |  | CABLE, ETHERNET - 36 INCHES
WC0051 |  | 1302073-36 |  | CABLE, ETHERNET - 36 INCHES
WC0091 |  | 1302073-36 |  | CABLE, ETHERNET - 36 INCHES
WC0092 |  | 1302073-36 |  | CABLE, ETHERNET - 36 INCHES
WC0094 |  | 1302073-36 |  | CABLE, ETHERNET - 36 INCHES
WC0120 |  | 1302073-36 |  | CABLE, ETHERNET - 36 INCHES
WC0213 |  | 1302073-36 |  | CABLE, ETHERNET - 36 INCHES
WC0680 |  | 1302073-36 |  | CABLE, COMMUNICATION CABLE - 36 INCHES
WC0710 |  | 1022941-12 |  | TPE, 1 PAIR TWISTED SHIELDED
WC0712 |  | 1022941-12 |  | TPE, 1 PAIR TWISTED SHIELDED
WC0720 |  | 1022941-12 |  | TPE, 1 PAIR TWISTED SHIELDED
WC0722 |  | 1022941-12 |  | TPE, 1 PAIR TWISTED SHIELDED
WC0730 |  | 1022941-12 |  | TPE, 1 PAIR TWISTED SHIELDED
WC0753 |  | 1022941-12 |  | TPE, 1 PAIR TWISTED SHIELDED
WC0754 |  | 1022941-12 |  | TPE, 1 PAIR TWISTED SHIELDED
WC0756 |  | 1022941-12 |  | TPE, 1 PAIR TWISTED SHIELDED
WC0761 |  | 1022941-12 |  | TPE, 1 PAIR TWISTED SHIELDED
WC0762 |  | 1022941-12 |  | TPE, 1 PAIR TWISTED SHIELDED
WC0900 |  | 1022941-12 |  | TPE, 1 PAIR TWISTED SHIELDED
WC1183 |  | 1022941-13 |  | TPE, 1 TRIAD TWISTED SHIELDED
WC1184 |  | 1022941-13 |  | TPE, 1 TRIAD TWISTED SHIELDED
WC1187 |  | 1022941-13 |  | TPE, 1 TRIAD TWISTED SHIELDED
WC1188 |  | 1022941-13 |  | TPE, 1 TRIAD TWISTED SHIELDED
WC1191 |  | 1022941-13 |  | TPE, 1 TRIAD TWISTED SHIELDED
WC1192 |  | 1022941-13 |  | TPE, 1 TRIAD TWISTED SHIELDED
WC1196 |  | 1022941-13 |  | TPE, 1 TRIAD TWISTED SHIELDED
WC1197 |  | 1022941-13 |  | TPE, 1 TRIAD TWISTED SHIELDED
WC1252 |  | 1022941-13 |  | TPE, 1 TRIAD TWISTED SHIELDED
WC1253 |  | 1022941-13 |  | TPE, 1 TRIAD TWISTED SHIELDED
WC1254 |  | 1022941-13 |  | TPE, 1 TRIAD TWISTED SHIELDED
WC1255 |  | 1022941-13 |  | TPE, 1 TRIAD TWISTED SHIELDED
WC1256 |  | 1022941-13 |  | TPE, 1 TRIAD TWISTED SHIELDED
WC1257 |  | 1022941-13 |  | TPE, 1 TRIAD TWISTED SHIELDED
WC1258 |  | 1022941-13 |  | TPE, 1 TRIAD TWISTED SHIELDED
WC5540 |  | PART OF 1113568-200 |  | CABLE, 2 CONDUCTOR TRIMMED SHIELD PART OF HORN
WC8040 |  | 1322418-90 |  | CABLE, SUPPLIED BY OTHERS
WC8050 |  | 1322418-90 |  | CABLE, SUPPLIED BY OTHERS
WC8051 |  | 1322418-90 |  | CABLE, SYTSTEM FUNCTION
WC8090 |  | 1322418-90 |  | CABLE, SUPPLIED BY OTHERS
WC8091 |  | 1322418-90 |  | CABLE, SUPPLIED BY OTHERS
WC8092 |  | 1322418-90 |  | CABLE, SUPPLIED BY OTHERS
WC9001 |  | 1302073-36 |  | CABLE, COMMUNICATION CABLE - 36 INCHES
WC9003 |  | 1302073-36 |  | CABLE, ETHERNET - 36 INCHES
WC0875 |  | 2684693-54 |  | CABLE, EXTENSION, BACKPLANE

## Part Number List
Part Number List |  | SolarTools ver. 24.0.84.24712 (Jul 31, 2025)
Project # | J0670
Report date: 3/26/2026 3:11 PM
Project Name | TE LAMBERTVILLE EMD CONTROLS-PRU
Revision | B
Controls DE | M.WERLING
Phone: | 0
Controls ME | N. CARPENTER
Phone:
Device ID | Part Number | Description | Location
AF0321 | 2684693-18,2684693-32 | 5094-IJ2ISXT, 2 FAST COUNTER INPUT, S | A PANEL
AF0322 | 2684693-17,2684693-23 | 5094-IB16XT, 16 DISCRETE INPUT | A PANEL
AF0323 | 2684693-18,2684693-56 | 5094-IF8IHXT, 8 ANALOG INPUT, ISOLATED | A PANEL
AF0324 | 2684693-19,2684693-33 | 5094-IY8XT, 8 ANALOG INPUT,TC/RTD/I&V | A PANEL
AF0325 | 2684693-19,2684693-33 | 5094-IY8XT, 8 ANALOG INPUT,TC/RTD/I&V | A PANEL
AF0326 | 2684693-19,2684693-33 | 5094-IY8XT, 8 ANALOG INPUT,TC/RTD/I&V | A PANEL
AF0327 | 2684693-18,2684693-30 | 5094-IF4IHSXT, 4 ANALOG INPUT, S | A PANEL
AF0761 | 2684693-18,2684693-27 | 5094-OF8IHXT, 8 ANALOG OUTPUT, ISOLATED | A PANEL
AF0762 | 2684693-18,2684693-56 | 5094-IF8IHXT, 8 ANALOG INPUT, ISOLATED | A PANEL
AF0763 | 2684693-18,2684693-32 | 5094-IJ2ISXT, 2 FAST COUNTER INPUT, S | A PANEL
AF0764 | 2684693-18,2684693-28 | 5094-IB16SXT, 16 DISCRETE INPUT, S | A PANEL
AF0765 | 2684693-17,2684693-24 | 5094-OB16XT, 16 DISCRETE OUTPUT | A PANEL
AU0320 | 2684693-22 | 5094-AENTRXT, FLEX 5000 I/O | A PANEL
AU0760 | 2684693-22 | 5094-AENTRXT, FLEX 5000 I/O | A PANEL
BA1212 | 1337728-12 | SWITCH, ETAP, DLR INTERFACE | A PANEL
F0780 | 1022716-1 | EMI/SURGE FILTER, 24VDC | A PANEL
FU0760 | 1043265-1,1043265-5 | FUSE, 10A | A PANEL
FU0761 | 1043265-1,1043265-5 | FUSE, 10A | A PANEL
FU0762 | 1043265-1,1043265-4 | FUSE, 5A | A PANEL
FU0763 | 1043265-1,1043265-4 | FUSE, 5A | A PANEL
FU0780 | 1043265-11,[2]1043265-9 | FUSE, 30A | A PANEL
FU0781 | 1043265-1,1043265-7 | FUSE, 20A | A PANEL
FU0782 | 1043265-1,1043265-4 | FUSE, 5A | A PANEL
FU1212 | 1043265-1,1043265-3 | FUSE, 2A | A PANEL
GR0320 | 903849C1 | RAIL GROUND, DIN RAIL GROUNDING | A PANEL
GR0760 | 903849C1 | RAIL GROUND, DIN RAIL GROUNDING | A PANEL
GR0780 | 903849C1 | RAIL GROUND, DIN RAIL GROUNDING | A PANEL
GR0781 | 903849C1 | RAIL GROUND, DIN RAIL GROUNDING | A PANEL
GR0782 | 903849C1 | RAIL GROUND, DIN RAIL GROUNDING | A PANEL
KA9000 | 1061979-1 | RELAY, CUSTOMER FAST STOP | A PANEL
PEG0410 | 232941-200 | BUS BAR, GEARBOX/MOTOR - POWER EARTH GROUNDING | A PANEL
RR7801 | 981090C1 | RESISTOR, 3.01K OHM | A PANEL
RR7802 | 981089C1 | RESISTOR, 1.0K OHM | A PANEL
UJ0781 | 1088442-4 | POWER CONVERTER, DC/DC INPUT TO 24V DC OUTPUT | A PANEL
XT0320 | 1066730-7 | TERMINAL BLOCK, SPRING, 4 CONDUCTOR,30-12 AWG (0.05-3.31 MM2),NON-IS | A PANEL
XT0351 | 1066730-7,1066730-8,1067996-4 | TERMINAL BLOCK, SPRING, 4 CONDUCTOR,30-12 AWG (0.05-3.31 MM2),NON-IS | A PANEL
XT0475 | 1066730-7 | TERMINAL BLOCK, SPRING, 4 CONDUCTOR,30-12 AWG (0.05-3.31 MM2),NON-IS | A PANEL
XT0760 | 1066730-7,1066730-8,1067996-4 | TERMINAL BLOCK, SPRING, 4 CONDUCTOR,30-12 AWG (0.05-3.31 MM2),NON-IS | A PANEL
XT0761 | 1066730-16 | TERMINAL STRIP, 2 CONDUCTOR | A PANEL
XT0762 | 1066730-7 | TERMINAL BLOCK, SPRING, 4 CONDUCTOR,30-12 AWG (0.05-3.31 MM2),NON-IS | A PANEL
XT0782 | 1066730-7,1066730-8 | TERMINAL BLOCK, SPRING, 4 CONDUCTOR,30-12 AWG (0.05-3.31 MM2),NON-IS | A PANEL
AF0400 | [4]1322418-31,[2]1322418-40,[2]1322418-72,[2]1322418-73 | 1444-TSCX02-02RB, 2-CH TACHOMETER INPUT^DYNAMIX 1444 VIBRATION | B PANEL
AF0410 | [4]1322418-11,[2]1322418-20,[2]1322418-70,[2]1322418-71 | 1444-DYN04-01RA, 4-CH VIBRATION INPUT^DYNAMIX 1444 VIBRATION | B PANEL
AF0900 | 1322418-31,1322418-40,1322418-72,1322418-73 | 1444-TSCX02-02RB, 2-CH TACHOMETER INPUT^DYNAMIX 1444 VIBRATION | B PANEL
AF0910 | 1322418-11,1322418-20,1322418-70,1322418-71 | 1444-DYN04-01RA, 4-CH VIBRATION INPUT^DYNAMIX 1444 VIBRATION | B PANEL
AF0920 | 1322418-11,1322418-20,1322418-70,1322418-71 | 1444-DYN04-01RA, 4-CH VIBRATION INPUT^DYNAMIX 1444 VIBRATION | B PANEL
AF0940 | 1322418-11,1322418-20,1322418-70,1322418-71 | 1444-DYN04-01RA, 4-CH VIBRATION INPUT^DYNAMIX 1444 VIBRATION | B PANEL
FU0110 | 1043265-1,1043265-4 | FUSE, 5A | B PANEL
FU0310 | 1043265-1,1043265-7 | FUSE, 20A | B PANEL
FU0320 | 1043265-1,1043265-5 | FUSE, 10A | B PANEL
FU0810 | 1043265-1,1043265-4 | FUSE, 5A | B PANEL
FU0910 | 1043265-1,1043265-4 | FUSE, 5A | B PANEL
GR0110 | 903849C1 | RAIL GROUND, DIN RAIL GROUNDING | B PANEL
GR1101 | 903849C1 | RAIL GROUND, DIN RAIL GROUNDING | B PANEL
IEG0310 | 232941-110 | BUS BAR, GEARBOX/MOTOR - INSTRUMENT EARTH GROUNDING | B PANEL
UA4783 | 190817-91 | PROXIMITOR, SHAFT VIBRATION (X-AXIS)^INPUT SHAFT BEARING | B PANEL
UA4784 | 190817-91 | PROXIMITOR, SHAFT VIBRATION (Y-AXIS)^INPUT SHAFT BEARING | B PANEL
UA4787 | 190817-91 | PROXIMITOR, SHAFT VIBRATION (Z-AXIS)^COUPLING SPUR GEAR AXIAL #1 | B PANEL
UA4788 | 190817-91 | PROXIMITOR, SHAFT VIBRATION (Z-AXIS)^COUPLING SPUR GEAR AXIAL #2 | B PANEL
UA4791 | 190817-91 | PROXIMITOR, SHAFT VIBRATION (X-AXIS)^COUPLING SLEEVE | B PANEL
UA4792 | 190817-91 | PROXIMITOR, SHAFT VIBRATION (Y-AXIS)^COUPLING SLEEVE | B PANEL
UA4796 | 190817-91 | PROXIMITOR, SHAFT VIBRATION (X-AXIS)^OUTPUT SHAFT BEARING | B PANEL
UA4797 | 190817-91 | PROXIMITOR, SHAFT VIBRATION (Y-AXIS)^OUTPUT SHAFT BEARING | B PANEL
XT0110 | 1066730-7 | TERMINAL BLOCK, SPRING, 4 CONDUCTOR,30-12 AWG (0.05-3.31 MM2),NON-IS | B PANEL
XT0310 | 1066730-7,1066730-8,1067996-4 | TERMINAL BLOCK, SPRING, 4 CONDUCTOR,30-12 AWG (0.05-3.31 MM2),NON-IS | B PANEL
XT0400 | 1066730-1 | TERMINAL STRIP, 4 CONDUCTOR | B PANEL
XT0900 | 1066730-1 | TERMINAL STRIP, 4 CONDUCTOR | B PANEL
GR0232 | 903849C1 | RAIL GROUND, DIN RAIL GROUNDING | COMP BOX DOOR
KA0531 | 1061979-1 | RELAY, NO EMERGENCY SHUTDOWN SUMMARY | COMP BOX DOOR
KA0532 | 1061979-1 | RELAY, NO EMERGENCY SHUTDOWN SUMMARY | COMP BOX DOOR
KA0533 | 1061979-1 | RELAY, NO EMERGENCY SHUTDOWN SUMMARY | COMP BOX DOOR
KA0534 | 1061979-1 | RELAY, NO EMERGENCY SHUTDOWN SUMMARY | COMP BOX DOOR
KA0535 | 1061979-1 | RELAY, CONTROLLER ACTIVE | COMP BOX DOOR
KA0536 | 1061979-1 | RELAY, CONTROLLER ACTIVE | COMP BOX DOOR
KA0537 | 1061979-1 | RELAY, NO EMERGENCY SHUTDOWN SUMMARY | COMP BOX DOOR
KA0540 | 1061979-1 | RELAY, OPEN SUCTION VALVE | COMP BOX DOOR
KA0541 | 1061979-1 | RELAY, OPEN DISCHARGE VALVE | COMP BOX DOOR
KA0545 | 1061979-1 | RELAY, HOLD OPEN SUCTION VALVE | COMP BOX DOOR
KA0546 | 1061979-1 | RELAY, HOLD OPEN DISCHARGE VALVE | COMP BOX DOOR
KA0550 | 1061979-1 | RELAY, OPEN SUCTION VALVE SAFETY | COMP BOX DOOR
KA0551 | 1061979-1 | RELAY, OPEN DISCHARGE VALVE SAFETY | COMP BOX DOOR
KA0554 | 1061979-1 | RELAY, CLOSE VENT^VALVE SAFETY | COMP BOX DOOR
KA4401 | 1061979-1 | RELAY, CASE DEPRESSURIZED | COMP BOX DOOR
SB0472 | 1035040-32,2380746-4 | PUSHBUTTON SWITCH, EMERGENCY STOP | COMP BOX DOOR
AF0141 | 2684693-17,2684693-25 | 5094-OB8XT, 8 DISCRETE OUTPUT | COMP PANEL
AF0142 | 2684693-17,2684693-23 | 5094-IB16XT, 16 DISCRETE INPUT | COMP PANEL
AF0143 | 2684693-18,2684693-56 | 5094-IF8IHXT, 8 ANALOG INPUT, ISOLATED | COMP PANEL
AF0144 | 2684693-18,2684693-27 | 5094-OF8IHXT, 8 ANALOG OUTPUT, ISOLATED | COMP PANEL
AF0145 | 2684693-19,2684693-33 | 5094-IY8XT, 8 ANALOG INPUT,TC/RTD/I&V | COMP PANEL
AF0146 | 2684693-17,2684693-25 | 5094-OB8XT, 8 DISCRETE OUTPUT | COMP PANEL
AF0181 | 2684693-17,2684693-25 | 5094-OB8XT, 8 DISCRETE OUTPUT | COMP PANEL
AF0182 | 2684693-17,2684693-23 | 5094-IB16XT, 16 DISCRETE INPUT | COMP PANEL
AF0183 | 2684693-18,2684693-28 | 5094-IB16SXT, 16 DISCRETE INPUT, S | COMP PANEL
AF0184 | 2684693-18,2684693-55 | 5094-OB16SXT, 16 DISCRETE OUTPUT, S | COMP PANEL
AF0185 | 2684693-18,2684693-56 | 5094-IF8IHXT, 8 ANALOG INPUT, ISOLATED | COMP PANEL
AF1201 | 2684693-17,2684693-25 | 5094-OB8XT, 8 DISCRETE OUTPUT | COMP PANEL
AF1202 | 2684693-17,2684693-23 | 5094-IB16XT, 16 DISCRETE INPUT | COMP PANEL
AF1203 | 2684693-18,2684693-56 | 5094-IF8IHXT, 8 ANALOG INPUT, ISOLATED | COMP PANEL
AF1204 | 2684693-18,2684693-30 | 5094-IF4IHSXT, 4 ANALOG INPUT, S | COMP PANEL
AF1205 | 2684693-18,2684693-30 | 5094-IF4IHSXT, 4 ANALOG INPUT, S | COMP PANEL
AF1206 | 2684693-21,2684693-36 | 5094-IRT8SXT, 8 RTD/TC ANALOG INPUT, S | COMP PANEL
AF1207 | 2684693-18,2684693-28 | 5094-IB16SXT, 16 DISCRETE INPUT, S | COMP PANEL
AF1208 | 2684693-19,2684693-33 | 5094-IY8XT, 8 ANALOG INPUT,TC/RTD/I&V | COMP PANEL
AF1209 | 2684693-19,2684693-33 | 5094-IY8XT, 8 ANALOG INPUT,TC/RTD/I&V | COMP PANEL
AF1210 | 2684693-18,2684693-56 | 5094-IF8IHXT, 8 ANALOG INPUT, ISOLATED | COMP PANEL
AU0140 | 2684693-22 | 5094-AENTRXT, FLEX 5000 I/O | COMP PANEL
AU0180 | 2684693-22 | 5094-AENTRXT, FLEX 5000 I/O | COMP PANEL
AU1200 | 2684693-50 | 5094-AEN2TR, 16 DISCRETE INPUT, S | COMP PANEL
F0730 | 1022716-1 | EMI/SURGE FILTER, 24VDC | COMP PANEL
FU0120 | 1043265-1,1043265-5 | FUSE, 10A | COMP PANEL
FU0121 | 1043265-1,1043265-5 | FUSE, 10A | COMP PANEL
FU0130 | 1043265-1,1043265-5 | FUSE, 10A | COMP PANEL
FU0140 | 1043265-1,1043265-5 | FUSE, 10A | COMP PANEL
FU0141 | 1043265-1,1043265-5 | FUSE, 10A | COMP PANEL
FU0142 | 1043265-1,1043265-5 | FUSE, 10A | COMP PANEL
FU0180 | 1043265-1,1043265-5 | FUSE, 10A | COMP PANEL
FU0181 | 1043265-1,1043265-5 | FUSE, 10A | COMP PANEL
FU0184 | 1043265-1,1043265-5 | FUSE, 10A | COMP PANEL
FU0570 | 1043265-1,1043265-7 | FUSE, 20A | COMP PANEL
FU0730 | 1043265-11,1043265-9 | FUSE, 30A | COMP PANEL
FU0731 | 1043265-1,1043265-7 | FUSE, 20A | COMP PANEL
FU5175 | 1043265-1,1043265-5 | FUSE, 10A | COMP PANEL
GR0140 | 903849C1 | RAIL GROUND, DIN RAIL GROUNDING | COMP PANEL
GR0180 | 903849C1 | RAIL GROUND, DIN RAIL GROUNDING | COMP PANEL
GR0257 | 903849C1 | RAIL GROUND, DIN RAIL GROUNDING | COMP PANEL
GR0730 | 903849C1 | RAIL GROUND, DIN RAIL GROUNDING | COMP PANEL
GR0731 | 903849C1 | RAIL GROUND, DIN RAIL GROUNDING | COMP PANEL
IEG0257 | 232941-110 | BUS BAR, HPC - INSTRUMENT EARTH GROUNDING | COMP PANEL
KT0571 | 2651077-1 | TIMER RELAY, LOADING VALVE CLOSED | COMP PANEL
KT0572 | 2651077-1 | TIMER RELAY, SUCTION VALVE CLOSED | COMP PANEL
KT0573 | 2651077-1 | TIMER RELAY, DISCHARGE VALVE CLOSED | COMP PANEL
PEG0357 | 232941-200 | BUS BAR, HPC - POWER EARTH GROUNDING | COMP PANEL
RR0731 | 981090C1 | RESISTOR, 3.01K OHM | COMP PANEL
RR0732 | 981089C1 | RESISTOR, 1.0K OHM | COMP PANEL
WC0827 | 2684693-54 |  | COMP PANEL
XT0121 | 1066730-7,1066730-8,1067996-4 | TERMINAL BLOCK, SPRING, 4 CONDUCTOR,30-12 AWG (0.05-3.31 MM2),NON-IS | COMP PANEL
XT0130 | 1066730-7,1066730-8,1067996-4 | TERMINAL BLOCK, SPRING, 4 CONDUCTOR,30-12 AWG (0.05-3.31 MM2),NON-IS | COMP PANEL
XT0140 | 1066730-7 | TERMINAL BLOCK, SPRING, 4 CONDUCTOR,30-12 AWG (0.05-3.31 MM2),NON-IS | COMP PANEL
XT0180 | 1066730-7,1066730-8,1067996-4 | TERMINAL BLOCK, SPRING, 4 CONDUCTOR,30-12 AWG (0.05-3.31 MM2),NON-IS | COMP PANEL
XT0181 | 1066730-7 | TERMINAL BLOCK, SPRING, 4 CONDUCTOR,30-12 AWG (0.05-3.31 MM2),NON-IS | COMP PANEL
XT0572 | 1066730-7,1066730-8,1067996-4 | TERMINAL BLOCK, SPRING, 4 CONDUCTOR,30-12 AWG (0.05-3.31 MM2),NON-IS | COMP PANEL
XT0573 | 1066730-10,1066730-9,1067996-4 | DIODE TERMINAL STRIP, 4 CONDUCTOR | COMP PANEL
XT0730 | 1066730-16 | TERMINAL STRIP, 2 CONDUCTOR | COMP PANEL
XT0731 | 1066730-7 | TERMINAL BLOCK, SPRING, 4 CONDUCTOR,30-12 AWG (0.05-3.31 MM2),NON-IS | COMP PANEL
XT0845 | 1066730-7,1066730-8,1067996-82 | TERMINAL BLOCK, SPRING, 4 CONDUCTOR,30-12 AWG (0.05-3.31 MM2),NON-IS | COMP PANEL
AF0500 | 1322418-31,1322418-40,1322418-72,1322418-73 | 1444-TSCX02-02RB, 2-CH TACHOMETER INPUT^DYNAMIX 1444 VIBRATION | COMP VIB
AF0510 | 1322418-11,1322418-20,1322418-70,1322418-71 | 1444-DYN04-01RA, 4-CH VIBRATION INPUT^DYNAMIX 1444 VIBRATION | COMP VIB
AF0520 | 1322418-11,1322418-20,1322418-70,1322418-71 | 1444-DYN04-01RA, 4-CH VIBRATION INPUT^DYNAMIX 1444 VIBRATION | COMP VIB
FU0500 | 1043265-1,1043265-7 | FUSE, 20A | COMP VIB
FU0510 | 1043265-1,1043265-4 | FUSE, 5A | COMP VIB
GR4460 | 903849C1 | RAIL GROUND, DIN RAIL GROUNDING | COMP VIB
IEG0352 | 232941-200 | BUS BAR, HPC VIBRATION- INSTRUMENT EARTH GROUNDING | COMP VIB
UA4460 | 190817-91 | PROXIMITOR, HP COMPRESSOR SUCTION END^(X-AXIS) | COMP VIB
UA4461 | 190817-91 | PROXIMITOR, HP COMPRESSOR SUCTION END^(Y-AXIS) | COMP VIB
UA4462 | 190817-91 | PROXIMITOR, HP COMPRESSOR SUCTION END^AXIAL #1 (Z-AXIS) | COMP VIB
UA4470 | 190817-91 | PROXIMITOR, HP COMPRESSOR DISCHARGE END^(X-AXIS) | COMP VIB
UA4471 | 190817-91 | PROXIMITOR, HP COMPRESSOR DISCHARGE END^(Y-AXIS) | COMP VIB
UA4472 | 190817-91 | PROXIMITOR, HP COMPRESSOR DISCHARGE END^AXIAL #2 (Z-AXIS) | COMP VIB
UA4473 | 190817-91 | PROXIMITOR, HP COMPRESSOR DISCHARGE END^(KEYPHASOR) | COMP VIB
XT0500 | 1066730-1,1066730-2 | TERMINAL STRIP, 4 CONDUCTOR | COMP VIB
XT0510 | 1066730-7 | TERMINAL BLOCK, SPRING, 4 CONDUCTOR,30-12 AWG (0.05-3.31 MM2),NON-IS | COMP VIB
AF0201 | 2684693-51 | 5094-IB32XT, 32 DISCRETE INPUT | CONTROL PANEL
AF0202 | PARTOFTCPASSY | 5094-OB32XT, 32 DISCRETE OUTPUT | CONTROL PANEL
AU0200 | PART OF TCP ASSEMBLY | 5094-AENTRXT, FLEX 5000 I/O | CONTROL PANEL
GR0200 | PART OF TCP ASSEMBLY | RAIL LUG, DIN RAIL GROUNDING | CONTROL PANEL
HL0400 | PART OF TCP ASSEMBLY | LIGHT, READY, GREEN | CONTROL PANEL
HL0401 | PART OF TCP ASSEMBLY | LIGHT, STARTING, WHITE | CONTROL PANEL
HL0402 | PART OF TCP ASSEMBLY | LIGHT, READY TO LOAD, WHITE | CONTROL PANEL
HL0403 | PART OF TCP ASSEMBLY | LIGHT, ON LOAD, WHITE | CONTROL PANEL
HL0404 | 1035040-1840,PART OF TCP ASSEMBLY | LIGHT, CUSTOMER, WHITE | CONTROL PANEL
HL0405 | PART OF TCP ASSEMBLY | LIGHT, LOCAL/AUXILIARY SELECT, WHITE | CONTROL PANEL
HL0406 | PART OF TCP ASSEMBLY | LIGHT, SPARE, WHITE | CONTROL PANEL
HL0407 | PART OF TCP ASSEMBLY | LIGHT, COOLDOWN, WHITE | CONTROL PANEL
HL0408 | PART OF TCP ASSEMBLY | LIGHT, STOPPING, WHITE | CONTROL PANEL
HL0409 | PART OF TCP ASSEMBLY | LIGHT, ALARM SUMMARY, AMBER | CONTROL PANEL
HL0410 | PART OF TCP ASSEMBLY | LIGHT, BACKUP ACTIVE, AMBER | CONTROL PANEL
HL0411 | PART OF TCP ASSEMBLY | LIGHT, SHUTDOWN SUMMARY, RED | CONTROL PANEL
SA0400 | 1035040-1833,PART OF TCP ASSEMBLY | SELECTOR SWITCH, OFF/LOC/AUX/CUST. | CONTROL PANEL
SA0401 | 1035040-33,PART OF TCP ASSEMBLY | SELECTOR SWITCH, BACKUP SYSTEM RESET | CONTROL PANEL
SB0400 | 1035040-32,PART OF TCP ASSEMBLY | PUSHBUTTON SWITCH, EMERGENCY STOP | CONTROL PANEL
SB0401 | PART OF TCP ASSEMBLY | PUSHBUTTON SWITCH, HORN SILENCE | CONTROL PANEL
SB0402 | PART OF TCP ASSEMBLY | PUSHBUTTON SWITCH, ACKNOWLEDGE | CONTROL PANEL
SB0403 | PART OF TCP ASSEMBLY | PUSHBUTTON SWITCH, RESET | CONTROL PANEL
SB0404 | PART OF TCP ASSEMBLY | PUSHBUTTON SWITCH, LAMP TEST | CONTROL PANEL
SB0405 | PART OF TCP ASSEMBLY | PUSHBUTTON SWITCH, START | CONTROL PANEL
SB0406 | PART OF TCP ASSEMBLY | PUSHBUTTON SWITCH, NORMAL STOP | CONTROL PANEL
SB0407 | 1035040-505,PART OF TCP ASSEMBLY | PUSHBUTTON SWITCH, SETPOINT DECREASE | CONTROL PANEL
SB0408 | 1035040-505,PART OF TCP ASSEMBLY | PUSHBUTTON SWITCH, SETPOINT INCREASE | CONTROL PANEL
SH0400 | PART OF TCP ASSEMBLY | LIGHTED SWITCH, DEPRESSURIZE, WHITE | CONTROL PANEL
SH0401 | PART OF TCP ASSEMBLY | LIGHTED SWITCH, SPARE, WHITE | CONTROL PANEL
SH0404 | PART OF TCP ASSEMBLY | LIGHTED SWITCH, SPARE, WHITE | CONTROL PANEL
SH0405 | PART OF TCP ASSEMBLY | LIGHTED SWITCH, SPARE, WHITE | CONTROL PANEL
SH0406 | 1035040-11,PART OF TCP ASSEMBLY | LIGHTED SWITCH, OPEN HPC SURGE CONTROL VALVE, WHITE | CONTROL PANEL
SH0407 | 1035040-41,PART OF TCP ASSEMBLY | LIGHTED SWITCH, CLOSE HPC SURGE CONTROL VALVE, WHITE | CONTROL PANEL
SH0408 | PART OF TCP ASSEMBLY | LIGHTED SWITCH, AUTO/MANUAL SELECT, WHITE | CONTROL PANEL
SH0409 | PART OF TCP ASSEMBLY | LIGHTED SWITCH, SPARE, WHITE | CONTROL PANEL
SH0410 | PART OF TCP ASSEMBLY | LIGHTED SWITCH, SPARE, WHITE | CONTROL PANEL
XT0562G | 1066730-1 | TERMINAL STRIP, 4 CONDUCTOR | CONTROL PANEL
XT0564 | PART OF TCP ASSEMBLY | TERMINAL STRIP, SYSTEM FUNCTION (USE) | CONTROL PANEL
XT4875 | DRIVEN COMMON | TERMINAL STRIP, HP COMPRESSOR CASE PRESSURE | JB75
GR0131 | 903849C1 | RAIL GROUND, DIN RAIL GROUNDING | LEFT PANEL
GR0132 | 903849C1 | RAIL GROUND, DIN RAIL GROUNDING | LEFT PANEL
EL0273 | 1015796,1022899,1024594-100 | LIGHT, LED, WHITE | MAIN CONSOLE
HA0273 | 1113568-200 | HORN, AUDIBLE ALARM | MAIN CONSOLE
ZS0273 | [2]1113474-2 | LIMIT SWITCH, CONSOLE DOOR OPEN | MAIN CONSOLE
AT0190 | 1577354-5100 | WORKSTATION, PANEL COMPUTER, TT4000 | MAIN CONSOLE DOOR
AT0190K | 1047273-2,1047273-4,1068334 | KEYBOARD, TYPING INTERFACE | MAIN CONSOLE DOOR
AF0081 | 2684693-17,2684693-25 | 5094-OB8XT, 8 DISCRETE OUTPUT | MAIN PANEL
AF0082 | 2684693-17,2684693-23 | 5094-IB16XT, 16 DISCRETE INPUT | MAIN PANEL
AF0083 | 2684693-19,2684693-33 | 5094-IY8XT, 8 ANALOG INPUT,TC/RTD/I&V | MAIN PANEL
AF0084 | 2684693-18,2684693-56 | 5094-IF8IHXT, 8 ANALOG INPUT, ISOLATED | MAIN PANEL
AF0085 | 2684693-17,2684693-23 | 5094-IB16XT, 16 DISCRETE INPUT | MAIN PANEL
AF0086 | 2684693-17,2684693-24 | 5094-OB16XT, 16 DISCRETE OUTPUT | MAIN PANEL
AF0091 | 2684693-17,2684693-23 | 5094-IB16XT, 16 DISCRETE INPUT | MAIN PANEL
AF0092 | 2684693-17,2684693-24 | 5094-OB16XT, 16 DISCRETE OUTPUT | MAIN PANEL
AF0093 | 2684693-17,2684693-24 | 5094-OB16XT, 16 DISCRETE OUTPUT | MAIN PANEL
AF0094 | 2684693-18,2684693-28 | 5094-IB16SXT, 16 DISCRETE INPUT, S | MAIN PANEL
AF0095 | 2684693-17,2684693-23 | 5094-IB16XT, 16 DISCRETE INPUT | MAIN PANEL
AF0096 | 2684693-18,2684693-55 | 5094-OB16SXT, 16 DISCRETE OUTPUT, S | MAIN PANEL
AP0601 | [2]1089241-20 | MODULE, BLANK FILLER | MAIN PANEL
AP0602 | 1089241-40 | 1756-EN2TRXT, ETHERNET | MAIN PANEL
AP0603 | 1089241-40 | 1756-EN2TRXT, ETHERNET | MAIN PANEL
AP0604 | 1089241-15 | MVI 56-MNETXT, ETHERNET/MODBUS | MAIN PANEL
AP0605 | 1089241-15 | MVI 56-MNETXT, ETHERNET/MODBUS | MAIN PANEL
AP0606 | 1089241-20 | MODULE, BLANK FILLER | MAIN PANEL
AP0607 | 1089241-36 | 1756-EN2TXT, ETHERNET | MAIN PANEL
AP0608 | 1089241-20 | MODULE, BLANK FILLER | MAIN PANEL
AP0609 | 1089241-40 | 1756-EN2TRXT, ETHERNET | MAIN PANEL
AR0600 | 1057900,1059465,1089241-42,1103759,19298R1,22652R1 | RACK CHASSIS, 1756-A10XT (10 SLOT) | MAIN PANEL
AT0600 | 1089241-43 | 1756-L83EXTS, CONTROLLER^GUARDLOGIX | MAIN PANEL
AU0080 | 2684693-22 | 5094-AENTRXT, FLEX 5000 I/O | MAIN PANEL
AU0090 | 2684693-22 | 5094-AENTRXT, FLEX 5000 I/O | MAIN PANEL
BA0001 | 1271449-2 | MEDIA CONVERTER, ETHERNET-FIBER OPTIC | MAIN PANEL
BA0002 | 1271449-2 | MEDIA CONVERTER, ETHERNET-FIBER OPTIC | MAIN PANEL
F0200 | 1022716-1 | EMI/SURGE FILTER, 24VDC | MAIN PANEL
FU0001 | 1043265-1,1043265-3 | FUSE, 2A | MAIN PANEL
FU0002 | 1043265-1,1043265-3 | FUSE, 2A | MAIN PANEL
FU0010 | 1043265-1,1043265-5 | FUSE, 10A | MAIN PANEL
FU0080 | 1043265-1,1043265-5 | FUSE, 10A | MAIN PANEL
FU0081 | 1043265-1,1043265-5 | FUSE, 10A | MAIN PANEL
FU0082 | 1043265-1,1043265-5 | FUSE, 10A | MAIN PANEL
FU0090 | 1043265-1,1043265-5 | FUSE, 10A | MAIN PANEL
FU0091 | 1043265-1,1043265-5 | FUSE, 10A | MAIN PANEL
FU0092 | 1043265-1,1043265-5 | FUSE, 10A | MAIN PANEL
FU0093 | 1043265-1,1043265-5 | FUSE, 10A | MAIN PANEL
FU0136 | 1043265-1,1043265-9 | FUSE, 30A | MAIN PANEL
FU0137 | 1043265-1,1043265-7 | FUSE, 20A | MAIN PANEL
FU0139 | 1043265-1,1043265-4 | FUSE, 5A | MAIN PANEL
FU0210 | 1043265-1,1043265-7 | FUSE, 20A | MAIN PANEL
GR0120 | 903849C1 | RAIL GROUND, DIN RAIL GROUNDING | MAIN PANEL
GR0124 | 903849C1 | RAIL GROUND, DIN RAIL GROUNDING | MAIN PANEL
GR0133 | 903849C1 | RAIL GROUND, DIN RAIL GROUNDING | MAIN PANEL
GR0231 | 903849C1 | RAIL GROUND, DIN RAIL GROUNDING | MAIN PANEL
IEG0230 | 232941-110 | BUS BAR, CONSOLE - INSTRUMENT EARTH GROUNDING | MAIN PANEL
KA0131 | 1061979-1 | RELAY, CONTROLLER ACTIVE | MAIN PANEL
KA0132 | 1061979-1 | RELAY, CONTROLLER ACTIVE | MAIN PANEL
KA0133 | 1061979-1 | RELAY, POST LUBE NOT REQUIRED | MAIN PANEL
KA0134 | 1061979-1 | RELAY, BACKUP COMMAND OFF | MAIN PANEL
KA0136 | 1061979-1 | RELAY, LUBE OIL HEADER PRESSURE HIGH | MAIN PANEL
KA0137 | 1061979-1 | RELAY, LUBE PUMP INHIBIT | MAIN PANEL
KA0138 | 1061979-1 | RELAY, BACKUP LUBE OIL PUMP OFF | MAIN PANEL
KA0139 | 1061979-1 | RELAY, AC PRE-POST PUMP | MAIN PANEL
KA0141 | 1061979-1 | RELAY, CONTROLLER ACTIVE | MAIN PANEL
KA0144 | 1061979-1 | RELAY, AC PRE-POST PUMP | MAIN PANEL
KA0231 | 1061979-1 | RELAY, CONTROLLER ACTIVE | MAIN PANEL
KA0232 | 1061979-1 | RELAY, CONTROLLER ACTIVE | MAIN PANEL
KA0233 | 1061979-1 | RELAY, CONTROLLER ACTIVE | MAIN PANEL
KA0234 | 1061979-1 | RELAY, CONTROLLER ACTIVE | MAIN PANEL
KA0235 | 1061979-1 | RELAY, NO EMERGENCY SHUTDOWN SUMMARY | MAIN PANEL
KA0236 | 1061979-1 | RELAY, NO EMERGENCY SHUTDOWN SUMMARY | MAIN PANEL
KA0237 | 1061979-1 | RELAY, NO EMERGENCY SHUTDOWN SUMMARY | MAIN PANEL
KA0238 | 1061979-1 | RELAY, NO EMERGENCY SHUTDOWN SUMMARY | MAIN PANEL
KA0239 | 1061979-1 | RELAY, NO EMERGENCY SHUTDOWN SUMMARY | MAIN PANEL
KA0240 | 1061979-1 | RELAY, NO EMERGENCY SHUTDOWN SUMMARY | MAIN PANEL
KA0241 | 1061979-1 | RELAY, BACKUP SYSTEM RESET | MAIN PANEL
KA0242 | 1061979-1 | RELAY, BACKUP SYSTEM RESET | MAIN PANEL
KA0243 | 1061979-1 | RELAY, NO FIRE DETECTED | MAIN PANEL
KA0244 | 1061979-1 | RELAY, NO FIRE DETECTED | MAIN PANEL
KA0245 | 1061979-1 | RELAY, NO GAS DETECTED | MAIN PANEL
KA0248 | 1061979-1 | RELAY, NO EMERGENCY SHUTDOWN SUMMARY | MAIN PANEL
KA0249 | 1061979-1 | RELAY, NO GAS DETECTED | MAIN PANEL
KA3103 | 1061979-1 | RELAY, LUBE OIL HEATER #1 | MAIN PANEL
KA3104 | 1061979-1 | RELAY, LUBE OIL HEATER #2 | MAIN PANEL
KA3220 | 1061979-1 | RELAY, COUPLING LUBE OIL^COOLER CMD | MAIN PANEL
KA3230 | 1061979-1 | RELAY, WORKING LUBE OIL^COOLER CMD | MAIN PANEL
KA7512 | 1061979-1 | RELAY, CUSTOMER ESTOP | MAIN PANEL
KA8200 | 1061979-1 | RELAY, MOTOR COOLING FAN ENABLE | MAIN PANEL
KA8300 | 1061979-1 | RELAY, EMD SPACE HEATERS^ENABLED | MAIN PANEL
KT0140 | 2651077-1 | TIMER RELAY, BACKUP PUMP POST LUBE OFF CYCLE | MAIN PANEL
KT0141 | 2651077-1 | TIMER RELAY, BACKUP POST LUBE CONTINUOUS | MAIN PANEL
KT0142 | 2651077-1 | TIMER RELAY, TOTAL POST LUBE | MAIN PANEL
KT0143 | 2651077-1 | TIMER RELAY, BACKUP PUMP POST LUBE ON CYCLE | MAIN PANEL
KT0144 | 2651077-1 | TIMER RELAY, HEADER PRESSURE HIGH BACKUP PUMP OFF | MAIN PANEL
KT0145 | 2651077-1 | TIMER RELAY, FIRE DETECTED ROLLDOWN LUBE | MAIN PANEL
KT0146 | 2651077-3 | TIMER RELAY, WATCHDOG | MAIN PANEL
PC0470 | 2271605-1 | TIMER/COUNTER, MOTOR HOUR / START COUNTER | MAIN PANEL
PEG0130 | 232941-200 | BUS BAR, CONSOLE - POWER EARTH GROUNDING | MAIN PANEL
QS0011 | 1087372 | CIRCUIT BREAKER, DOUBLE POLE - RAIL MOUNTABLE | MAIN PANEL
RR0851 | 981090C1 | RESISTOR, 3.01K OHM | MAIN PANEL
RR0852 | 981089C1 | RESISTOR, 1.0K OHM | MAIN PANEL
UV0600 | 1089241-28 | POWER SUPPLY, RSLOGIX CHASSIS | MAIN PANEL
XT0001 | 1066730-32,1066730-7,1066730-8,1067996-82 | TERMINAL BLOCK, SPRING, 4 CONDUCTOR,30-12 AWG (0.05-3.31 MM2),NON-IS | MAIN PANEL
XT0013 | 1066730-7 | TERMINAL BLOCK, SPRING, 4 CONDUCTOR,30-12 AWG (0.05-3.31 MM2),NON-IS | MAIN PANEL
XT0080 | 1066730-7,1066730-8,1067996-4 | TERMINAL BLOCK, SPRING, 4 CONDUCTOR,30-12 AWG (0.05-3.31 MM2),NON-IS | MAIN PANEL
XT0081 | 1066730-4,1066730-7,1066730-8 | TERMINAL BLOCK, SPRING, 4 CONDUCTOR,30-12 AWG (0.05-3.31 MM2),NON-IS | MAIN PANEL
XT0082G | 1066730-1 | TERMINAL STRIP, 4 CONDUCTOR | MAIN PANEL
XT0091 | 1066730-7 | TERMINAL BLOCK, SPRING, 4 CONDUCTOR,30-12 AWG (0.05-3.31 MM2),NON-IS | MAIN PANEL
XT0131 | 1066730-16 | TERMINAL STRIP, 2 CONDUCTOR | MAIN PANEL
XT0134 | 1066730-16,1066730-17,1066730-18 | TERMINAL STRIP, 2 CONDUCTOR | MAIN PANEL
XT0135 | 1066730-7,1066730-8,1067996-4 | TERMINAL BLOCK, SPRING, 4 CONDUCTOR,30-12 AWG (0.05-3.31 MM2),NON-IS | MAIN PANEL
XT0136 | 1066730-7 | TERMINAL BLOCK, SPRING, 4 CONDUCTOR,30-12 AWG (0.05-3.31 MM2),NON-IS | MAIN PANEL
XT0138 | 1066730-16,1066730-17,1066730-18 | TERMINAL STRIP, 2 CONDUCTOR | MAIN PANEL
XT0139 | 1066730-7,1066730-8,1067996-4 | TERMINAL BLOCK, SPRING, 4 CONDUCTOR,30-12 AWG (0.05-3.31 MM2),NON-IS | MAIN PANEL
XT0233 | 1066730-7,1066730-8,1067996-4 | TERMINAL BLOCK, SPRING, 4 CONDUCTOR,30-12 AWG (0.05-3.31 MM2),NON-IS | MAIN PANEL
XT0235 | 1066730-7,1066730-8,1067996-4 | TERMINAL BLOCK, SPRING, 4 CONDUCTOR,30-12 AWG (0.05-3.31 MM2),NON-IS | MAIN PANEL
XT0240 | 1066730-7 | TERMINAL BLOCK, SPRING, 4 CONDUCTOR,30-12 AWG (0.05-3.31 MM2),NON-IS | MAIN PANEL
SB0372 | 2380746-4 | PUSHBUTTON SWITCH, EMERGENCY STOP | MOTOR DOOR
FU0765 | 1043265-1,1043265-4 | RAIL GROUND, FUSE AND CARTRIDGE HOLDER | MOTOR LEFT RAIL
GR1100 | 903849C1 | FUSE | MOTOR LEFT RAIL
UAI7611 | 1053038-54 | ISOLATOR, INTRINSIC SAFETY^4-20mA CURRENT DRIVER | MOTOR LEFT RAIL
UAI7625 | 1053038-55 | ISOLATOR, SMART TRANSMITTER POWER SUPPLY | MOTOR LEFT RAIL
UV0760 | 1053038-19 | POWER FEED MODULE, SMART TRANSMITTER POWER SUPPLY | MOTOR LEFT RAIL
BA0007 | 1271449-2 | MEDIA CONVERTER, ETHERNET-FIBER OPTIC | MOTOR RIGHT RAIL
BA0008 | 1271449-2 | MEDIA CONVERTER, ETHERNET-FIBER OPTIC | MOTOR RIGHT RAIL
FU0007 | 1043265-1,1043265-3 | FUSE, 2A | MOTOR RIGHT RAIL
FU0008 | 1043265-1,1043265-3 | FUSE, 2A | MOTOR RIGHT RAIL
GR0111 | 903849C1 | RAIL GROUND, DIN RAIL GROUNDING | MOTOR RIGHT RAIL
XT0004 | 1066730-7,1066730-8 | TERMINAL BLOCK, SPRING, 4 CONDUCTOR,30-12 AWG (0.05-3.31 MM2),NON-IS | MOTOR RIGHT RAIL
CC24VCB521 | CUSTOMER DEFINED | CUSTOMER CONNECTION, 24VDC POWER SUPPLY | PANEL
CC24VCB524 | CUSTOMER DEFINED | CUSTOMER CONNECTION, 24VDC POWER SUPPLY | PANEL
CC24VDC522 | CUSTOMER DEFINED | CUSTOMER CONNECTION, 24VDC POWER SUPPLY | PANEL
CC24VDCCB523 | CUSTOMER DEFINED | CUSTOMER CONNECTION, 24VDC POWER SUPPLY | PANEL
AT0680 | 1634974-100 | GATEWAY MODULE, TURBOTRONIC GATEWAY | PWR RAIL
FU0190 | 1043265-1,1043265-5 | FUSE, 10A | PWR RAIL
FU0200 | 1043265-1,1043265-5 | FUSE, 10A | PWR RAIL
FU0201 | 1043265-1,1043265-5 | FUSE, 10A | PWR RAIL
FU0273 | 1043265-1,1043265-4 | FUSE, 5A | PWR RAIL
FU0680 | 1043265-1,1043265-4 | FUSE, 5A | PWR RAIL
QS0560 | 1126803 | CIRCUIT BREAKER, DOUBLE POLE - RAIL MOUNTABLE | PWR RAIL
XT0561 | 1066730-53,1066730-7,1066730-8,1067996-4 | TERMINAL BLOCK, SPRING, 4 CONDUCTOR,30-12 AWG (0.05-3.31 MM2),NON-IS | PWR RAIL
XT0562 | 1066730-53,1066730-7,1066730-8,1067996-4 | TERMINAL BLOCK, SPRING, 4 CONDUCTOR,30-12 AWG (0.05-3.31 MM2),NON-IS | PWR RAIL
XT0563 | 1066730-7,1066730-8,1067996-4 | TERMINAL BLOCK, SPRING, 4 CONDUCTOR,30-12 AWG (0.05-3.31 MM2),NON-IS | PWR RAIL
XT0680 | 1066730-7,1066730-8,1067996-4 | TERMINAL BLOCK, SPRING, 4 CONDUCTOR,30-12 AWG (0.05-3.31 MM2),NON-IS | PWR RAIL
AF0071 | 2684693-18,2684693-27 | 5094-OF8IHXT, 8 ANALOG OUTPUT, ISOLATED | SWITCHGEAR
AF0072 | 2684693-19,2684693-33 | 5094-IY8XT, 8 ANALOG INPUT,TC/RTD/I&V | SWITCHGEAR
AF0073 | 2684693-17,2684693-23 | 5094-IB16XT, 16 DISCRETE INPUT | SWITCHGEAR
AF0074 | 2684693-18,2684693-28 | 5094-IB16SXT, 16 DISCRETE INPUT, S | SWITCHGEAR
AF0075 | 2684693-17,2684693-23 | 5094-IB16XT, 16 DISCRETE INPUT | SWITCHGEAR
AF0076 | 2684693-17,2684693-24 | 5094-OB16XT, 16 DISCRETE OUTPUT | SWITCHGEAR
AF0077 | 2684693-17,2684693-23 | 5094-IB16XT, 16 DISCRETE INPUT | SWITCHGEAR
AU0070 | 2684693-22 | 5094-AENTRXT, FLEX 5000 I/O | SWITCHGEAR
BA0003 | 1271449-2 | MEDIA CONVERTER, ETHERNET-FIBER OPTIC | SWITCHGEAR
BA0004 | 1271449-2 | MEDIA CONVERTER, ETHERNET-FIBER OPTIC | SWITCHGEAR
BA1213 | 1337728-13 | SWITCH, ETAP, DLR INTERFACE | SWITCHGEAR
F0720 | 1022716-1 | EMI/SURGE FILTER, 24VDC | SWITCHGEAR
FU0003 | 1043265-1,1043265-3 | FUSE, 2A | SWITCHGEAR
FU0004 | 1043265-1,1043265-3 | FUSE, 2A | SWITCHGEAR
FU0070 | 1043265-1,1043265-5 | FUSE, 10A | SWITCHGEAR
FU0071 | 1043265-1,1043265-5 | FUSE, 10A | SWITCHGEAR
FU0072 | 1043265-1,1043265-5 | FUSE, 10A | SWITCHGEAR
FU0720 | 1043265-11,1043265-9 | FUSE, 30A | SWITCHGEAR
FU0721 | 1043265-1,1043265-7 | FUSE, 20A | SWITCHGEAR
FU0722 | 1043265-1,1043265-4 | FUSE, 5A | SWITCHGEAR
FU0725 | 1043265-1,1043265-7 | FUSE, 20A | SWITCHGEAR
FU1213 | 1043265-1,1043265-3 | FUSE, 2A | SWITCHGEAR
GR0355 | 903849C1 | RAIL GROUND, DIN RAIL GROUNDING | SWITCHGEAR
GR0356 | 903849C1 | RAIL GROUND, DIN RAIL GROUNDING | SWITCHGEAR
GR0357 | 903849C1 | RAIL GROUND, DIN RAIL GROUNDING | SWITCHGEAR
GR0720 | [2]903849C1 | RAIL GROUND, DIN RAIL GROUNDING | SWITCHGEAR
IEG0356 | 232941-200 | BUS BAR, SWITCHGEAR - INSTRUMENT EARTH GROUNDING | SWITCHGEAR
KA9002 | 1061979-1 | RELAY, SPARE | SWITCHGEAR
KA9003 | 1061979-1 | RELAY, MOTOR BREAKER^CLOSE COMMAND | SWITCHGEAR
KA9004 | 1061979-1 | RELAY, SPARE | SWITCHGEAR
KA9005 | 1061979-1 | RELAY, MOTOR BREAKER^TRIP COMMAND | SWITCHGEAR
PEG0456 | 232941-200 | BUS BAR, SWITCHGEAR - POWER EARTH GROUNDING | SWITCHGEAR
RR0721 | 981090C1 | RESISTOR, 3.01K OHM | SWITCHGEAR
RR0722 | 981089C1 | RESISTOR, 1.0K OHM | SWITCHGEAR
UJ0722 | 1088442-4 | POWER CONVERTER, DC/DC INPUT TO 24V DC OUTPUT | SWITCHGEAR
WC0875 | 2684693-54 |  | SWITCHGEAR
XT0002 | [2]1066730-32,1066730-7,1066730-8,[2]1067996-82 | TERMINAL BLOCK, SPRING, 4 CONDUCTOR,30-12 AWG (0.05-3.31 MM2),NON-IS | SWITCHGEAR
XT0070 | 1066730-7,1066730-8,1067996-4 | TERMINAL BLOCK, SPRING, 4 CONDUCTOR,30-12 AWG (0.05-3.31 MM2),NON-IS | SWITCHGEAR
XT0071 | 1066730-7,1066730-8,1067996-4 | TERMINAL BLOCK, SPRING, 4 CONDUCTOR,30-12 AWG (0.05-3.31 MM2),NON-IS | SWITCHGEAR
XT0073 | 1066730-7 | TERMINAL BLOCK, SPRING, 4 CONDUCTOR,30-12 AWG (0.05-3.31 MM2),NON-IS | SWITCHGEAR
XT0720 | 1066730-16 | TERMINAL STRIP, 2 CONDUCTOR | SWITCHGEAR
XT0721 | 1066730-7 | TERMINAL BLOCK, SPRING, 4 CONDUCTOR,30-12 AWG (0.05-3.31 MM2),NON-IS | SWITCHGEAR
XT0722 | 1066730-7,1066730-8 | TERMINAL BLOCK, SPRING, 4 CONDUCTOR,30-12 AWG (0.05-3.31 MM2),NON-IS | SWITCHGEAR