## Blue Labels
(SHT 1) JB70 | (SHT 2) LEFT RAIL | (SHT 3) RIGHT RAIL | (SHT 4) TURBINE PANEL | (SHT 5) JB72 | (SHT 6) GENERATOR PANEL | (SHT 7) JB100 | (SHT 8) PROX JB4
PEG0130 | PC0470 | AT0175 | XT0060 | PEG0140 | XT0014 | FU0100 | UA1210
UV0170 | FU1100 | AT0176 | XT0070 | IEG0130 | KA0313 | FU0080 | UA1211
HL0171 | FU1101 | AT0178 | XT0050 | AF0121 | UJ0131 | FU0090 | UA1220
HL0172 | FU0139 | FU0170 | XT0236 | AF0122 | FU0011 | FU0091 | UA1221
HL0173 | FU0137 | KA0170 | XT0237 | AF0123 | FU0012 | FU0093 | UA1230
SA0170 | FU0210 | KA0172 | XT0240 | AF0124 | FU0013 | FU0113 | UA1231
SA0473 | FU0211 | KA0174 | XT0137 | AU0180 | FU0014 | XT0081 | UA1262
SH0471 | FU0212 | KA0176 | XT0136 | AF0181 | FU0015 | XT0080 | UA1263
SH0472 | GR1100 | KA0178 | KA0235 | AF0182 | FU0017 | XT1140 | GR1210
SH0470 | UA1200 | KA0875 | KA0236 | AF0183 | XT0011 | XT1141
SB0170 |  | KA6510 | KA0237 | AF0184 | GR0145 | AF0085
AT1100 |  | KA6511 | KA0238 | FU0180 | BA0002 | AF0084
SB0471 |  | XT0170 | KA0239 | FU0181 | AT0680 | AF0083
SB0473 |  | XT0171 | KA0240 | FU0182 | FU0680 | AF0082
SB0474 |  | XT0172 | KA0241 | XT0180 | XT0680 | AF0081
SA0471 |  | PC0471 | KA0242 | XT0085 | GR0146 | AU0080
SA0472 |  | GR0170 | KA0243 | GR0180 | AT0600 | GR0331
AT0170 |  |  | KA0244 | AU0120 | UV0600 | AU0090
HA0472 |  |  | KA0245 | FU0120 | AP0601 | AF0091
SB0472 |  |  | KA0246 | FU0121 | AP0602 | AF0092
GR0131 |  |  | KA0247 | FU0122 | AP0603 | GR0332
|  |  | KA0248 | XT0120 | AP0605 | AF0400
|  |  | KA0249 | XT0130 | AP0606 | AF0410
|  |  | KA0250 | KA0128 | AR0600 | AF0420
|  |  | KA2124 | KA0181 | AP0604 | AF0430
|  |  | KA2220 | GR0120 | XT0338 | AF0450
|  |  | KA2222 |  | XT0337 | XT0400
|  |  | KA0505 |  | XT0332 | UA1520
|  |  | KA0183 |  | XT0334 | XT1521
|  |  | KA2160 |  | XT0335 | XTFGH
|  |  | KA2161 |  | XT0336 | GR0330
|  |  | KA0130 |  | XT0238 | PEG0330
|  |  | KA0131 |  | KA0121 | IEG0330
|  |  | KA0132 |  | KA0180
|  |  | KA0141 |  | KA0185
|  |  | KA0133 |  | KA0161
|  |  | KA0134 |  | KA0163
|  |  | KA0144 |  | KA0162
|  |  | KA0136 |  | KA0310
|  |  | KA0137 |  | KA0335
|  |  | KA0138 |  | KA0336
|  |  | KA1020 |  | KA0330
|  |  | KA0221 |  | KA0331
|  |  | KA0231 |  | KA0332
|  |  | KA0232 |  | KA0333
|  |  | KA0233 |  | KA9000
|  |  | KA0234 |  | GR0144
|  |  | KA0337 |  | FU0002
|  |  | KA9001 |  | FU0009
|  |  | KA9002 |  | FU0136
|  |  | KA9003 |  | FU0330
|  |  | GR0231 |  | FU0332
|  |  | BA1100 |  | FU0333
|  |  | AU0070 |  | FU0334
|  |  | AF0071 |  | FU0335
|  |  | AF0072 |  | FU0010
|  |  | AF0073 |  | KA4100
|  |  | AF0074 |  | GR0143
|  |  | AF0075 |  | FU0313
|  |  | AF0076 |  | FU0314
|  |  | XT0138 |  | XT0360
|  |  | XT0139 |  | XT0370
|  |  | XT0134 |  | XT0351
|  |  | XT0135 |  | XT0352
|  |  | XT0233 |  | XT0350
|  |  | XT0235 |  | KA0123
|  |  | GR0233 |  | XT0313
|  |  | AU0060 |  | XT2370
|  |  | AF0061 |  | GR0142
|  |  | AF0062 |  | AT0140
AF0063
AF0064
AF0065
AF0066
AF0067
FU0060
FU0061
FU0063
FU0064
FU0055
FU0050
FU0051
FU0052
FU0054
FU0053
FU0070
FU0071
GR0132
AU0050
AF0051
AF0052
AF0053
AF0054
AF0055
AF0056
AF0057
KT0140
KT0141
KT0142
KT0143
KT0144
KT0145
KT0146
KA0135
KA3103
KA3270
KA6211
GR0133
IEG0230

## White Labels
(SHT 6) GENERATOR PANEL | (SHT 6) GENERATOR PANEL - (SHT 5) JB72 | (SHT 7) JB100 | (SHT 1) JB70 | (SHT 1) JB70 - (SHT 4) TURBINE PANEL | (SHT 5) JB72 | (SHT 2) LEFT RAIL - (SHT 4) TURBINE PANEL | (SHT 4) TURBINE PANEL
UV0600G | AT0140LS(S) | AF0082G | PEG01302 | 0V | AU0120G | GR1100 | AF0055G
VBUSN | EXCS | AF0083G |  |  | AU0180G | IEG02308 | AF0064G
WC8101 | IEG01303 | AF0084G |  |  | IEG01301 |  | AF0071G
WC8102 | PEG01405 | AF0085G |  |  | IEG01302 |  | AF0072G
WC8201 | PMGS | IEG03301,GRN |  |  | IEG01305 |  | AF0073G
WC8301 |  | IEG03302 |  |  | IEG01307 |  | AF0074G
|  | IEG03303 |  |  |  |  | AU0050G
|  | IEG03304 |  |  |  |  | AU0060G
|  | IEG03305 |  |  |  |  | AU0070G
|  | XT04001 |  |  |  |  | GR0132
|  | XT04002 |  |  |  |  | IEG02302
IEG02303
IEG02304
IEG02305
IEG02306
IEG02307

## Heat Shrink Labels
(SHT 6) GENERATOR PANEL | (SHT 7) JB100 | (SHT 1) JB70 - (SHT 3) RIGHT RAIL | (SHT 2) LEFT RAIL - (SHT 4) TURBINE PANEL | (SHT 3) RIGHT RAIL
WC8009 | WC4749 | WC5018 | WC4524 | WC5500
|  | WC8069 |  | WC8066
WC8067

## GENERATOR PANEL
GENERATOR PANEL
JB72
Project # | J0750
Project Name | UCONN T70
Revision | A.3
Controls DE | D. SANDOVAL
Phone: | 0
Controls ME | P. LLAMEDO
Phone:
From | [5 empty] | To
Device ID | Cable (W) Conductor (SC) Jumper Clip (JC) | Wire No. | Wire ID | Gauge/Size | Page/Zone | Device ID | Location | Page/Zone
XT0011:2 | JC | 523NEG | CLIP | --- | 12.C3 | XT0011:3 | GENERATOR PANEL | 12.C3
XT0011:3 | JC | 523NEG | CLIP | --- | 12.C3 | XT0011:4 | GENERATOR PANEL | 12.C3
XT0011:4 | JC | 523NEG | CLIP | --- | 12.C3 | XT0011:5 | GENERATOR PANEL | 12.C3
XT0238:1 | JC | FU0332 | CLIP | --- | 20.B3 | XT0238:2 | GENERATOR PANEL | 20.C3
XT0332:1 | JC | FU0330 | CLIP | --- | 20.B2 | XT0332:2 | GENERATOR PANEL | 20.C2
XT0334:1 | JC | 0V | CLIP | --- | 20.C3 | XT0334:2 | GENERATOR PANEL | 20.C3
XT0336:2 | JC | 0V | CLIP | --- | 20.C4 | XT0336:3 | GENERATOR PANEL | 20.C4
XT0336:3 | JC | 0V | CLIP | --- | 20.C4 | XT0336:4 | GENERATOR PANEL | 20.D4
XT0336:4 | JC | 0V | CLIP | --- | 20.D4 | XT0336:5 | GENERATOR PANEL | 20.D4
XT0336:5 | JC | 0V | CLIP | --- | 20.D4 | XT0336:6 | GENERATOR PANEL | 20.D4
XT0350:2 | JC | CCT1(+) | CLIP | --- | 97.A4 | XT0350:1 | GENERATOR PANEL | 97.A4
XT0350:4 | JC | CCT1(-) | CLIP | --- | 97.A4 | XT0350:3 | GENERATOR PANEL | 97.A4
XT0351:1 | JC | VBUSA | CLIP | --- | 94.B4 | XT0351:2 | GENERATOR PANEL | 94.B4
XT0351:11 | JC | VGENB | CLIP | --- | 94.D4 | XT0351:12 | GENERATOR PANEL | 94.D4
XT0351:13 | JC | VGENC | CLIP | --- | 94.D4 | XT0351:14 | GENERATOR PANEL | 94.D4
XT0351:3 | JC | VBUSB | CLIP | --- | 94.B4 | XT0351:4 | GENERATOR PANEL | 94.B4
XT0351:5 | JC | VBUSC | CLIP | --- | 94.B4 | XT0351:6 | GENERATOR PANEL | 94.B4
XT0351:7 | JC | VBUSN | CLIP | --- | 94.B4 | XT0351:8 | GENERATOR PANEL | 94.B4
XT0351:9 | JC | VGENA | CLIP | --- | 94.D4 | XT0351:10 | GENERATOR PANEL | 94.D4
XT0370:1 | JC | EXC1 | CLIP | --- | 96.C4 | XT0370:2 | GENERATOR PANEL | 96.C5
XT0370:4 | JC | EXC2 | CLIP | --- | 96.C4 | XT0370:3 | GENERATOR PANEL | 96.C5
XT0370:5 | JC | EXCS | CLIP | --- | 96.C4 | XT0370:6 | GENERATOR PANEL | 96.C5
XT0352:4 | SC | J350 | CLIP | -- | 95.A4 | XT0352:5 | GENERATOR PANEL | 95.A4
XT0338:2 | SC | JP16 | VIO | 16 | 26.A5 | XT0338:1 | GENERATOR PANEL | 26.A5
AR0600:IE1 | SC | UV0600G | GRN | 14 | 5.A2 | UV0600:GND | GENERATOR PANEL | 5.A2
AT0140:13 VGEN-A | SC | VGENA | RED | 16 | 94.D7 | XT0351:9 | GENERATOR PANEL | 94.D4
AT0140:14 VGEN-B | SC | VGENB | RED | 16 | 94.D7 | XT0351:11 | GENERATOR PANEL | 94.D4
AT0140:15 VGEN-C | SC | VGENC | RED | 16 | 94.D7 | XT0351:13 | GENERATOR PANEL | 94.D4
AT0140:16 VGEN-N | SC | VBUSN | GRN/YEL | 14 | 94.D7 | XT0351:7 | GENERATOR PANEL | 94.B4
AT0140:17 VBUS-A | SC | VBUSA | RED | 16 | 94.B7 | XT0351:2 | GENERATOR PANEL | 94.B4
AT0140:18 VBUS-B | SC | VBUSB | RED | 16 | 94.B7 | XT0351:3 | GENERATOR PANEL | 94.B4
AT0140:19 VBUS-C | SC | VBUSC | RED | 16 | 94.B7 | XT0351:5 | GENERATOR PANEL | 94.B4
AT0140:20 VBUS-N | SC | VBUSN | GRN/YEL | 14 | 94.B7 | XT0351:7 | GENERATOR PANEL | 94.B4
AT0140:27 ID RLY | SC | CCT1(+) | BLU | 12 | 97.A7 | XT0350:2 | GENERATOR PANEL | 97.A4
AT0140:28 ID RLY | SC | CCT1(-) | BLU | 12 | 97.A7 | XT0350:4 | GENERATOR PANEL | 97.A4
AT0140:3 EX-D(-) | SC | 0V | WHT | 20 | 98.C7 | XT0336:6 | GENERATOR PANEL | 20.D4
AT0140:33 ID RES(+) | SC | CCT1(+) | BLU | 12 | 97.A7 | XT0350:1 | GENERATOR PANEL | 97.A4
AT0140:34 ID RES(-) | SC | AT014034 | WHT | 16 | 97.A7 | AT0140:42 ID(+) | GENERATOR PANEL | 97.A7
AT0140:36 I1(+) | SC | MCTA | BLU | 12 | 95.B7 | XT0352:1 | GENERATOR PANEL | 95.A4
AT0140:37 I1(-) | SC | MCTAN | BLU | 12 | 95.B7 | XT0352:6 | GENERATOR PANEL | 95.A4
AT0140:38 I2(+) | SC | MCTB | BLU | 12 | 95.B7 | XT0352:2 | GENERATOR PANEL | 95.A4
AT0140:39 I2(-) | SC | MCTBN | BLU | 12 | 95.B7 | XT0352:5 | GENERATOR PANEL | 95.A4
AT0140:4 EX-D(+) | SC | KA012314 | WHT | 20 | 98.C7 | KA0123:14 | GENERATOR PANEL | 20.B5
AT0140:40 I3(+) | SC | MCTC | BLU | 12 | 95.B7 | XT0352:3 | GENERATOR PANEL | 95.B4
AT0140:41 I3(-) | SC | MCTN | BLU | 12 | 95.B7 | XT0352:4 | GENERATOR PANEL | 95.A4
AT0140:43 ID(-) | SC | CCT1(-) | BLU | 12 | 97.A7 | XT0350:3 | GENERATOR PANEL | 97.A4
AT0140:56 FG | SC | AT0140G | GRN/YEL | 12 | 22.D2 | FRAME | GENERATOR PANEL | 22.D1
AT0140:BAT(-) 48 | SC | 0V | WHT | 16 | 22.D2 | XT0336:4 | GENERATOR PANEL | 20.D4
AT0140:BAT(+) 47 | SC | FU0334 | WHT | 16 | 22.D2 | XT0335:2 | GENERATOR PANEL | 20.B4
AT0140:FLT 29 | SC | KA0310A2 | WHT | 20 | 22.D2 | KA0310:A2 | GENERATOR PANEL | 20.B5
AT0140:FLT 30 | SC | 0V | WHT | 14 | 22.D2 | XT0336:4 | GENERATOR PANEL | 20.D4
AT0680:NEG | SC | 0V | WHT | 14 | 7.C3 | XT0680:2 | GENERATOR PANEL | 7.D3
AT0680:POS | SC | AT0680POS | WHT | 14 | 7.C3 | XT0680:1 | GENERATOR PANEL | 7.D3
FU0010:LD | SC | FU0010 | WHT | 14 | 20.C4 | UV0600:(+) | GENERATOR PANEL | 5.A2
FU0010:LI | SC | FU0332 | WHT | 14 | 20.C4 | XT0238:2 | GENERATOR PANEL | 20.C3
FU0011:LD | SC | UJ0131P | WHT | 12 | 12.B3 | UJ0131:+ | GENERATOR PANEL | 12.B4
FU0012:LI | SC | 523POS | --- | BUS | 12.B3 | FU0013:LI | GENERATOR PANEL | 12.B3
FU0012:LI | SC | 523POS | --- | BUS | 12.B3 | XT0014:1 | GENERATOR PANEL | 12.B2
FU0013:LI | SC | 523POS | --- | BUS | 12.B3 | FU0014:LI | GENERATOR PANEL | 12.C3
FU0014:LI | SC | 523POS | --- | BUS | 12.C3 | FU0015:LI | GENERATOR PANEL | 12.C3
FU0015:LI | SC | 523POS | --- | BUS | 12.C3 | FU0017:LI | GENERATOR PANEL | 12.C3
FU0330:LD | SC | FU0330 | WHT | 14 | 20.B2 | XT0332:1 | GENERATOR PANEL | 20.B2
FU0330:LI | SC | 24V | WHT | 10 | 20.B2 | FU0136:LI | GENERATOR PANEL | 20.C2
FU0330:LI | SC | 24V | WHT | 10 | 20.B2 | UJ0131:OUT(+) | GENERATOR PANEL | 12.B4
FU0332:LD | SC | FU0332 | WHT | 14 | 20.B3 | XT0238:1 | GENERATOR PANEL | 20.B3
FU0332:LI | SC | FU0330 | WHT | 14 | 20.B3 | XT0332:1 | GENERATOR PANEL | 20.B2
FU0333:LD | SC | FU0333 | WHT | 16 | 20.B3 | XT0335:1 | GENERATOR PANEL | 20.B4
FU0333:LI | SC | FU0332 | WHT | 14 | 20.B3 | FU0334:LI | GENERATOR PANEL | 20.B3
FU0333:LI | SC | FU0332 | WHT | 14 | 20.B3 | XT0238:1 | GENERATOR PANEL | 20.B3
FU0334:LD | SC | FU0334 | WHT | 14 | 20.B3 | XT0335:2 | GENERATOR PANEL | 20.B4
FU0334:LI | SC | FU0332 | WHT | 14 | 20.B3 | FU0335:LI | GENERATOR PANEL | 20.A3
FU0335:LD | SC | FU0335 | WHT | 14 | 20.A3 | XT0335:3 | GENERATOR PANEL | 20.A4
FU0335:LI | SC | FU0332 | WHT | 16 | 20.A3 | FU0680:LI | GENERATOR PANEL | 7.D2
FU0680:LD | SC | AT0680POS | WHT | 14 | 7.D2 | XT0680:1 | GENERATOR PANEL | 7.D3
GR0142: | SC | GR0142 | GRN/YEL | 14 | 4.C3 | FRAME | GENERATOR PANEL | 4.C3
GR0143: | SC | GR0143 | GRN/YEL | 14 | 4.C3 | FRAME | GENERATOR PANEL | 4.C3
GR0144: | SC | GR0144 | GRN/YEL | 14 | 4.B4 | FRAME | GENERATOR PANEL | 4.B4
GR0145: | SC | GR0145 | GRN/YEL | 14 | 4.C4 | FRAME | GENERATOR PANEL | 4.C4
GR0146: | SC | GR0146 | GRN/YEL | 14 | 4.C4 | FRAME | GENERATOR PANEL | 4.C4
KA0121:11 | SC | KA018511 | WHT | 20 | 24.C4 | XT0337:13 | GENERATOR PANEL | 24.C3
KA0121:14 | SC | FU0333 | WHT | 20 | 24.C4 | XT0337:12 | GENERATOR PANEL | 24.C3
KA0123:11 | SC | FU0334 | WHT | 20 | 20.B5 | XT0335:2 | GENERATOR PANEL | 20.B4
KA0123:A1 | SC | 012103 | WHT | 20 | 23.A5 | KA0313:2 | GENERATOR PANEL | 23.A5
KA0123:A2 | SC | 012119 | WHT | 20 | 23.A5 | KA0313:7 | GENERATOR PANEL | 23.A5
KA0185:11 | SC | KA018511 | WHT | 20 | 24.C3 | XT0337:13 | GENERATOR PANEL | 24.C3
KA0185:14 | SC | KA0332A1 | WHT | 20 | 24.C3 | XT0337:14 | GENERATOR PANEL | 24.C3
KA0185:A2 | SC | KA0185A2 | WHT | 20 | 26.A5 | XT0338:1 | GENERATOR PANEL | 26.A5
KA0310:21 | SC | KA0333A1 | WHT | 20 | 24.B4 | KA0335:21 | GENERATOR PANEL | 24.B4
KA0310:21 | SC | KA0333A1 | WHT | 20 | 24.B4 | XT0337:8 | GENERATOR PANEL | 24.B3
KA0310:24 | SC | FU0333 | WHT | 20 | 24.B4 | KA0335:22 | GENERATOR PANEL | 24.B4
KA0310:A1 | SC | FU0334 | WHT | 20 | 20.B5 | XT0335:2 | GENERATOR PANEL | 20.B4
KA0330:A1 | SC | KA0330A1 | WHT | 20 | 24.B6 | XT0337:9 | GENERATOR PANEL | 24.B3
KA0330:A2 | SC | 0V | WHT | 20 | 24.B6 | KA0333:A2 | GENERATOR PANEL | 24.B6
KA0330:A2 | SC | 0V | WHT | 20 | 24.B6 | KA0331:A2 | GENERATOR PANEL | 24.C6
KA0331:A1 | SC | KA0331A1 | WHT | 20 | 24.C6 | XT0337:11 | GENERATOR PANEL | 24.C3
KA0331:A2 | SC | 0V | WHT | 20 | 24.C6 | KA0332:A2 | GENERATOR PANEL | 24.C6
KA0332:11 | SC | KA033211 | WHT | 20 | 25.D6 | XT0337:3 | GENERATOR PANEL | 25.D5
KA0332:14 | SC | KA033214 | WHT | 20 | 25.D6 | XT0337:4 | GENERATOR PANEL | 25.D5
KA0332:A1 | SC | KA0332A1 | WHT | 20 | 24.C6 | XT0337:14 | GENERATOR PANEL | 24.C3
KA0332:A2 | SC | 0V | WHT | 20 | 24.C6 | XT0337:15 | GENERATOR PANEL | 24.D3
KA0333:11 | SC | KA033311 | WHT | 20 | 25.D6 | KA0335:11 | GENERATOR PANEL | 25.D6
KA0333:11 | SC | KA033311 | WHT | 20 | 25.D6 | XT0337:5 | GENERATOR PANEL | 25.D5
KA0333:14 | SC | KA033314 | WHT | 20 | 25.D6 | KA0335:12 | GENERATOR PANEL | 25.D6
KA0333:14 | SC | KA033314 | WHT | 20 | 25.D6 | XT0337:6 | GENERATOR PANEL | 25.D5
KA0333:A1 | SC | KA0333A1 | WHT | 20 | 24.B6 | XT0337:8 | GENERATOR PANEL | 24.B3
KA0335:A1 | SC | ESTOP |  | 20 | 20.C5 | XT0336:1 | GENERATOR PANEL | 20.C4
KA0335:A2 | SC | 0V | WHT | 14 | 20.C5 | XT0336:2 | GENERATOR PANEL | 20.C4
KA0336:14 | SC | KA033614 | WHT | 20 | 82.A5 | KA4100:A1 | GENERATOR PANEL | 82.B6
KA0336:A1 | SC | KA0231A1 | WHT | 14 | 20.D3 | XT0334:3 | GENERATOR PANEL | 20.D3
KA0336:A2 | SC | 0V | WHT | 14 | 20.D3 | XT0336:2 | GENERATOR PANEL | 20.C4
RR0604A:-150 OHM^1/2 WATT | SC | AP06041 | LEAD | --- | 5.D4 | AP0604:1 | GENERATOR PANEL | 5.C5
RR0604A:-150 OHM^1/2 WATT | SC | AP06042 | LEAD | --- | 5.D4 | AP0604:2 | GENERATOR PANEL | 5.C5
UJ0131:- | SC | 521NEG | WHT | 12 | 12.B4 | XT0011:1 | GENERATOR PANEL | 12.B3
UJ0131:G | SC | UJ0131G | GRN/YEL | 12 | 12.B4 | FRAME | GENERATOR PANEL | 12.B4
UJ0131:OUT(-) | SC | 0V | WHT | 14 | 12.B4 | XT0334:1 | GENERATOR PANEL | 20.C3
UV0600:(-) | SC | 0V | WHT | 14 | 5.A2 | XT0336:5 | GENERATOR PANEL | 20.D4
XT0334:1 | SC | 0V | WHT | 14 | 20.C3 | XT0336:2 | GENERATOR PANEL | 20.C4
XT0335:1 | SC | FU0333 | WHT | 16 | 20.B4 | XT0337:12 | GENERATOR PANEL | 24.C3
XT0336:3 | SC | 0V | WHT | 20 | 20.C4 | XT0337:15 | GENERATOR PANEL | 24.D3
XT0336:6 | SC | 0V | WHT | 14 | 20.D4 | XT0680:2 | GENERATOR PANEL | 7.D3
XT0337:7 | SC | FU0333 | WHT | 20 | 24.B3 | XT0337:12 | GENERATOR PANEL | 24.C3
AP0602:L2 | WC0001 | AP0602L2 | ENET | CABLE | 3.A2 | AP0603:L1 | GENERATOR PANEL | 3.A3
AP0603:L2 | WC0003 | AP0603L2 | ENET | CABLE | 3.A3 | AT0140:P1 | GENERATOR PANEL | 3.A3
AP0606:L1 | WC0680 | AT0680LAN1 | ENET | CABLE | 7.A1 | AT0680:LAN1 | GENERATOR PANEL | 7.A2
AT0140:1 LS(+) | WC8009 | AT0140LS(+) | WHT | 16 | 98.C7 | XT0337:16 | GENERATOR PANEL | 98.C4
AT0140:2 LS(-) | WC8009 | AT0140LS(-) | BLK | 16 | 98.C7 | XT0337:17 | GENERATOR PANEL | 98.C4
FW140:3 | WC8009 | AT0140LS(S) | SH | 16 | 98.C6 | XT0337:18 | GENERATOR PANEL | 98.C4
FU0313:LD | WC8101 | PMG1 | WHT | 12 | 96.A5 | XT0360:1 | GENERATOR PANEL | 96.A4
FU0314:LD | WC8101 | PMG2 | BLK | 12 | 96.A5 | XT0360:2 | GENERATOR PANEL | 96.A4
XT0360:3 | WC8101 | PMGS | SH | 12 | 96.A4 | XT0360:4 | GENERATOR PANEL | 96.A5
AT0140:54 EXC(+) | WC8102 | EXC1 | WHT | 12 | 96.C7 | XT0370:2 | GENERATOR PANEL | 96.C5
AT0140:55 EXC(-) | WC8102 | EXC2 | BLK | 12 | 96.C7 | XT0370:3 | GENERATOR PANEL | 96.C5
FW140:1 | WC8102 | EXCS | SH | 12 | 96.C6 | XT0370:6 | GENERATOR PANEL | 96.C5
FU0313:LI | WC8201 | FU0313 | WHT | 12 | 96.A5 | KA0313:3 | GENERATOR PANEL | 96.A6
FU0314:LI | WC8201 | FU0314 | BLK | 12 | 96.A5 | KA0313:6 | GENERATOR PANEL | 96.A6
XT0360:4 | WC8201 | PMGS | SH | 12 | 96.A5 | XT0313:1 | GENERATOR PANEL | 96.A6
AT0140:49 PMG-A | WC8301 | PMG14C | WHT | 12 | 96.A7 | KA0313:1 | GENERATOR PANEL | 96.A6
AT0140:50 PMG-B | WC8301 | PMG14A | BLK | 12 | 96.A7 | KA0313:8 | GENERATOR PANEL | 96.A6
FW140:2 | WC8301 | PMGS | SH | 12 | 96.A6 | XT0313:1 | GENERATOR PANEL | 96.A6
AP0602:L1 | WC0045 | AF0450L2 | ENET | CABLE | 3.A2 | AF0450:L2 | JB100 | 3.C6
AR0600:IE2 | SC | IEG01303 | GRN | 12 | 5.A2 | IEG0130:3 | JB72 | 5.B4
FU0680:LI | SC | FU0332 | WHT | 16 | 7.D2 | XT0085:1 | JB72 | 12.C6
KA0121:A1 | SC | 012101 | WHT | 20 | 23.A5 | AF0121:01 | JB72 | 23.A7
KA0121:A2 | SC | 012117 | WHT | 20 | 23.A5 | AF0121:17 | JB72 | 23.A7
KA0123:A1 | SC | 012103 | WHT | 20 | 23.A5 | AF0121:03 | JB72 | 23.A7
KA0123:A2 | SC | 012119 | WHT | 20 | 23.A5 | AF0121:19 | JB72 | 23.A7
KA0161:A1 | SC | 018104 | WHT | 20 | 112.C5 | AF0181:04 | JB72 | 112.C7
KA0161:A2 | SC | 018120 | WHT | 20 | 112.C5 | AF0181:20 | JB72 | 112.C7
KA0162:A1 | SC | 012400 | WHT | 20 | 112.D5 | AF0124:00 | JB72 | 112.D7
KA0162:A2 | SC | 012416 | WHT | 20 | 112.D5 | AF0124:16 | JB72 | 112.D7
KA0163:A1 | SC | 018106 | WHT | 20 | 112.D5 | AF0181:06 | JB72 | 112.C7
KA0163:A2 | SC | 018122 | WHT | 20 | 112.D5 | AF0181:22 | JB72 | 112.C7
KA0180:A1 | SC | 018100 | WHT | 20 | 26.A5 | AF0181:00 | JB72 | 26.A7
KA0180:A2 | SC | 018116 | WHT | 20 | 26.A5 | AF0181:16 | JB72 | 26.A7
KA0185:A1 | SC | 018110 | WHT | 20 | 26.A5 | AF0181:10 | JB72 | 26.A7
KA0310:11 | SC | 012202 | WHT | 20 | 25.B6 | AF0122:02 | JB72 | 25.B7
KA0310:14 | SC | 012234 | WHT | 20 | 25.B6 | AF0122:34 | JB72 | 25.B7
KA0330:11 | SC | 012200 | WHT | 20 | 25.A6 | AF0122:00 | JB72 | 25.A7
KA0330:14 | SC | 012232 | WHT | 20 | 25.A6 | AF0122:32 | JB72 | 25.A7
KA0331:11 | SC | 012201 | WHT | 20 | 25.A6 | AF0122:01 | JB72 | 25.A7
KA0331:14 | SC | 012233 | WHT | 20 | 25.A6 | AF0122:33 | JB72 | 25.A7
KA0335:21 | SC | KA0333A1 | WHT | 20 | 24.B4 | KA0128:11 | JB72 | 24.B4
KA0335:22 | SC | FU0333 | WHT | 20 | 24.B4 | KA0128:14 | JB72 | 24.B4
KA0336:11 | SC | 012114 | WHT | 20 | 82.A5 | AF0121:14 | JB72 | 82.A6
KA4100:A2 | SC | 012130 | WHT | 20 | 82.B6 | AF0121:30 | JB72 | 82.A6
KA9000:A1 | SC | 012109 | WHT | 20 | 27.A6 | AF0121:09 | JB72 | 27.A6
KA9000:A2 | SC | 012125 | WHT | 20 | 27.A6 | AF0121:25 | JB72 | 27.A6
UJ0131:IOUT | SC | UJ0131IOUT | WHT | 20 | 12.B4 | AF0184:02 | JB72 | 12.B7
UJ0131:OK1 | SC | UJ0131OK1 | WHT | 20 | 12.B4 | AF0122:43 | JB72 | 12.B7
UJ0131:OK2 | SC | UJ0131OK2 | WHT | 20 | 12.B4 | AF0122:11 | JB72 | 12.B7
UJ0131:VIN | SC | UJ0131VIN | WHT | 20 | 12.B4 | AF0123:08 | JB72 | 12.A7
XT0238:2 | SC | FU0332 | WHT | 14 | 20.C3 | XT0130:1 | JB72 | 21.A5
XT0313:1 | SC | PMGS | GRN/YEL | 12 | 96.A6 | PEG0140:1 | JB72 | 96.A6
XT0336:3 | SC | 0V | WHT | 14 | 20.C4 | XT0130:2 | JB72 | 21.A5
XT0336:5 | SC | 0V | WHT | 20 | 20.D4 | XT0085:3 | JB72 | 12.C6
XT0337:1 | SC | KA012821 | WHT | 20 | 25.C5 | KA0128:21 | JB72 | 25.C6
XT0337:18 | SC | AT0140LS(S) | GRN | 12 | 98.C4 | IEG0130:6 | JB72 | 98.C6
XT0337:2 | SC | KA012824 | WHT | 20 | 25.C5 | KA0128:24 | JB72 | 25.C6
XT0337:7 | SC | FU0333 | WHT | 20 | 24.B3 | KA0128:14 | JB72 | 24.B4
XT0338:2 | SC | 018126 | WHT | 20 | 26.A5 | AF0181:26 | JB72 | 26.A7
XT0352:7 | SC | PEG01405 | GRN/YEL | 12 | 95.A4 | PEG0140:5 | JB72 | 95.A5
XT0370:6 | SC | EXCS | GRN/YEL | 12 | 96.C5 | PEG0140:2 | JB72 | 96.C6
AT0140:P2 | WC0014 | AT0140P2 | ENET | CABLE | 3.A3 | AU0120:L1 | JB72 | 3.A4
FU0136:LD | WC8020 | FU0136 | 1 | 12 | 20.C2 | XT0138:1 | TURBINE PANEL | 13.A3
XT0334:2 | WC8020 | 0V | 3 | 12 | 20.C3 | XT0134:1 | TURBINE PANEL | 13.B3
XT0334:3 | WC8020 | KA0231A1 | 4 | 12 | 20.D3 | XT0136:10 | TURBINE PANEL | 15.B5
XT0336:1 | WC8020 | ESTOP | 2 | 12 | 20.C4 | XT0240:5 | TURBINE PANEL | 16.B3
SolarTools ver. 24.0.84.24712 (Jul 31, 2025)
Report date: 2/27/2026 1:49 PM

## JB100
JB100
Project # | J0750
Project Name | UCONN T70
Revision | A.3
Controls DE | D. SANDOVAL
Phone: | 0
Controls ME | P. LLAMEDO
Phone:
From | [5 empty] | To
Device ID | Cable (W) Conductor (SC) Jumper Clip (JC) | Wire No. | Wire ID | Gauge/Size | Page/Zone | Device ID | Location | Page/Zone
XT0080:1 | JC | 0V | CLIP | --- | 8.B1 | XT0080:2 | JB100 | 8.B1
XT0080:2 | JC | 0V | CLIP | --- | 8.B1 | XT0080:3 | JB100 | 8.B1
XT0081:1 | JC | 0V | CLIP | --- | 8.D1 | XT0081:2 | JB100 | 8.D1
XT1140:1 | JC | FU0100 | CLIP | --- | 14.A4 | XT1140:2 | JB100 | 14.A4
XT1140:2 | JC | FU0100 | CLIP | --- | 14.A4 | XT1140:3 | JB100 | 14.B4
XT1141:1 | JC | 0V | CLIP | --- | 14.B4 | XT1141:2 | JB100 | 14.B4
XT1141:2 | JC | 0V | CLIP | --- | 14.B4 | XT1141:3 | JB100 | 14.B4
AF0081:COM | SC | AF0081N | WHT | 16 | 8.B2 | AF0082:COM | JB100 | 8.B3
AF0081:COM | SC | AU0080N | WHT | 20 | 8.B2 | AU0080:COM | JB100 | 8.A1
AF0081:J | SC | * |  |  | 8.B2 | AF0082:P | JB100 | 8.B3
AF0081:V+ | SC | AF0081P | WHT | 16 | 8.B2 | AF0082:V+ | JB100 | 8.B3
AF0081:V+ | SC | AU0080P | WHT | 20 | 8.B2 | AU0080:V+ | JB100 | 8.A1
AF0082:COM | SC | AF0082N | WHT | 16 | 8.B3 | AF0083:COM | JB100 | 8.B3
AF0082:J | SC | * |  |  | 8.B3 | AF0083:P | JB100 | 8.B3
AF0082:SH | SC | AF0083G | GRN | 14 | 8.B3 | AF0083:SH | JB100 | 8.B3
AF0082:SH | SC | AF0082G | GRN | 14 | 8.B3 | AU0080:GND | JB100 | 8.A1
AF0082:V+ | SC | AF0082P | WHT | 16 | 8.B3 | AF0083:V+ | JB100 | 8.B3
AF0083:COM | SC | AF0083N | WHT | 16 | 8.B3 | AF0084:COM | JB100 | 8.B4
AF0083:J | SC | * |  |  | 8.B3 | AF0084:P | JB100 | 8.B4
AF0083:SH | SC | AF0084G | GRN | 14 | 8.B3 | AF0084:SH | JB100 | 8.B4
AF0083:V+ | SC | AF0083P | WHT | 16 | 8.B3 | AF0084:V+ | JB100 | 8.B4
AF0084:COM | SC | AF0084N | WHT | 16 | 8.B4 | AF0085:COM | JB100 | 8.B4
AF0084:J | SC | * |  |  | 8.B4 | AF0085:P | JB100 | 8.B4
AF0084:SH | SC | AF0085G | GRN | 14 | 8.B4 | AF0085:SH | JB100 | 8.B4
AF0084:V+ | SC | AF0084P | WHT | 16 | 8.B4 | AF0085:V+ | JB100 | 8.B4
AF0085:SH | SC | IEG03305 | GRN | 14 | 8.B4 | IEG0330:5 | JB100 | 8.B4
AF0091:COM | SC | AU0090N | WHT | 20 | 8.D2 | AU0090:COM | JB100 | 8.C1
AF0091:J | SC | * |  |  | 8.D2 | AF0092:P | JB100 | 8.D3
AF0091:V+ | SC | AU0090P | WHT | 20 | 8.D2 | AU0090:V+ | JB100 | 8.C1
AF0092:COM | SC | 0V | WHT | 14 | 8.D3 | XT0081:2 | JB100 | 8.D1
AF0092:V+ | SC | FU0093 | WHT | 14 | 8.D3 | FU0093:LD | JB100 | 8.D1
AF0400:12 | SC | XT04001 | GRN | 16 | 19.B6 | XT0400:1 | JB100 | 19.C6
AF0410:32 | SC | XT04001 | GRN | 16 | 19.B5 | XT0400:1 | JB100 | 19.C6
AF0410:53 | SC | 0V | WHT | 16 | 19.B5 | XT1141:2 | JB100 | 14.B4
AF0410:54 | SC | AF0410N | WHT | 16 | 19.B5 | AF0420:53 | JB100 | 19.B5
AF0410:55 | SC | FU0113 | WHT | 16 | 19.B5 | FU0113:LD | JB100 | 19.A4
AF0410:56 | SC | AF0410P | WHT | 16 | 19.B5 | AF0420:55 | JB100 | 19.B5
AF0420:32 | SC | XT04001 | GRN | 16 | 19.B5 | XT0400:1 | JB100 | 19.C6
AF0420:54 | SC | AF0420N | WHT | 16 | 19.B5 | AF0430:53 | JB100 | 19.B4
AF0420:56 | SC | AF0420P | WHT | 16 | 19.B5 | AF0430:55 | JB100 | 19.B4
AF0430:32 | SC | XT04002 | GRN | 16 | 19.B4 | XT0400:2 | JB100 | 19.C3
AF0430:54 | SC | AF0430N | WHT | 16 | 19.B4 | AF0450:53 | JB100 | 19.B3
AF0430:56 | SC | AF0430P | WHT | 16 | 19.B4 | AF0450:55 | JB100 | 19.B3
AF0450:01 | SC | 045001 | WHT | 20 | 78.D6 | AF0450:02 | JB100 | 78.D6
AF0450:32 | SC | XT04002 | GRN | 16 | 19.B3 | XT0400:2 | JB100 | 19.C3
AU0080:COM | SC | 0V | WHT | 14 | 8.A1 | XT0080:1 | JB100 | 8.B1
AU0080:V+ | SC | FU0080 | WHT | 14 | 8.A1 | FU0080:LD | JB100 | 8.B1
AU0090:COM | SC | 0V | WHT | 14 | 8.C1 | XT0081:1 | JB100 | 8.D1
AU0090:GND | SC | IEG03304 | GRN | 14 | 8.C1 | IEG0330:4 | JB100 | 8.D2
AU0090:V+ | SC | FU0090 | WHT | 14 | 8.C1 | FU0090:LD | JB100 | 8.D1
FU0080:LI | SC | FU0100 | WHT | 14 | 8.B1 | XT1140:3 | JB100 | 14.B4
FU0090:LI | SC | FU0100 | WHT | 14 | 8.D1 | XT1140:2 | JB100 | 14.A4
FU0090:LI | SC | FU0100 | WHT | 14 | 8.D1 | FU0091:LI | JB100 | 8.D1
FU0091:LI | SC | FU0100 | WHT | 14 | 8.D1 | FU0093:LI | JB100 | 8.D1
FU0100:LD | SC | FU0100 | WHT | 12 | 14.A4 | XT1140:1 | JB100 | 14.A4
FU0113:LI | SC | FU0100 | WHT | 14 | 19.A4 | XT1140:1 | JB100 | 14.A4
GR0330: | SC | GR0330 | GRN/YEL | 14 | 4.B3 | FRAME | JB100 | 4.B3
GR0331: | SC | IEG03302 | GRN | 14 | 4.B3 | IEG0330:2 | JB100 | 4.B3
GR0332: | SC | IEG03301,GRN | GRN | 14 | 4.B3 | IEG0330:1 | JB100 | 4.B3
IEG0330:3 | SC | IEG03303 | GRN | 14 | 19.C6 | XT0400:3 | JB100 | 19.C6
XT0081:1 | SC | 0V | WHT | 14 | 8.D1 | XT1141:1 | JB100 | 14.B4
XT1141:2 | SC | 0V | WHT | 14 | 14.B4 | XT0080:1 | JB100 | 8.B1
AU0080:L2 | WC0008 | AU0080L2 | ENET | CABLE | 3.C2 | AU0090:L1 | JB100 | 3.C3
AF0410:L1 | WC0009 | AU0090L2 | ENET | CABLE | 3.C3 | AU0090:L2 | JB100 | 3.C3
AF0410:L2 | WC0041 | AF0410L2 | ENET | CABLE | 3.C3 | AF0420:L1 | JB100 | 3.C4
AF0420:L2 | WC0042 | AF0420L2 | ENET | CABLE | 3.C4 | AF0430:L1 | JB100 | 3.C5
AF0430:L2 | WC0043 | AF0430L2 | ENET | CABLE | 3.C5 | AF0450:L1 | JB100 | 3.C6
AF0450:05 | WC4749 | UA15201 | RED | 20 | 45.A7 | UA1520:+24 | JB100 | 45.A5
AF0450:06 | WC4749 | UA15202 | WHT | 20 | 45.A7 | UA1520:OUT | JB100 | 45.A5
AF0450:08 | WC4749 | UA15203 | BLK | 20 | 45.A7 | UA1520:COM | JB100 | 45.A5
AF0450:23 | WC4749 | PE1520S | SH | 20 | 45.A7 | XT1521:1 | JB100 | 45.A5
AF0400:LBUS | WC8040 | AF0400LBUS | BUS | CABLE | 19.B6 | AF0410:RBUS | JB100 | 19.B5
AF0410:LBUS | WC8041 | AF0410LBUS | BUS | CABLE | 19.B5 | AF0420:RBUS | JB100 | 19.B5
AF0420:LBUS | WC8042 | AF0420LBUS | BUS | CABLE | 19.B5 | AF0430:RBUS | JB100 | 19.B4
AF0430:LBUS | WC8043 | AF0430LBUS | BUS | CABLE | 19.B4 | AF0450:RBUS | JB100 | 19.B3
AF0450:L2 | WC0045 | AF0450L2 | ENET | CABLE | 3.C6 | AP0602:L1 | GENERATOR PANEL | 3.A2
AF0400:01 | WC1228 | UA12631 | RED-TR1 | 18 | 77.A6 | UA1263:VT | PROX JB4 | 77.A3
AF0400:02 | WC1228 | UA12632 | WHT-TR1 | 18 | 77.A6 | UA1263:OUTPUT | PROX JB4 | 77.A3
AF0400:03 | WC1228 | UA12633 | BLK-TR1 | 18 | 77.A6 | UA1263:COM | PROX JB4 | 77.A3
AF0410:01 | WC1228 | UA12111 | RED-TR2 | 18 | 77.B6 | UA1211:VT | PROX JB4 | 77.B3
AF0410:02 | WC1228 | UA12112 | WHT-TR2 | 18 | 77.B6 | UA1211:OUTPUT | PROX JB4 | 77.B3
AF0410:04 | WC1228 | UA12113 | BLK-TR2 | 18 | 77.B6 | UA1211:COM | PROX JB4 | 77.B3
AF0410:05 | WC1228 | UA12101 | RED-TR3 | 18 | 77.B6 | UA1210:VT | PROX JB4 | 77.B3
AF0410:06 | WC1228 | UA12102 | WHT-TR3 | 18 | 77.B6 | UA1210:OUTPUT | PROX JB4 | 77.B3
AF0410:08 | WC1228 | UA12103 | BLK-TR3 | 18 | 77.B6 | UA1210:COM | PROX JB4 | 77.B3
AF0410:09 | WC1228 | UA12211 | RED-TR4 | 18 | 77.C6 | UA1221:VT | PROX JB4 | 77.C3
AF0410:10 | WC1228 | UA12212 | WHT-TR4 | 18 | 77.C6 | UA1221:OUTPUT | PROX JB4 | 77.C3
AF0410:12 | WC1228 | UA12213 | BLK-TR4 | 18 | 77.C6 | UA1221:COM | PROX JB4 | 77.C3
AF0410:13 | WC1229 | UA12201 | RED-TR1 | 18 | 77.C6 | UA1220:VT | PROX JB4 | 77.C3
AF0410:14 | WC1229 | UA12202 | WHT-TR1 | 18 | 77.C6 | UA1220:OUTPUT | PROX JB4 | 77.C3
AF0410:16 | WC1229 | UA12203 | BLK-TR1 | 18 | 77.C6 | UA1220:COM | PROX JB4 | 77.C3
AF0420:01 | WC1229 | UA12311 | RED-TR2 | 18 | 77.C6 | UA1231:VT | PROX JB4 | 77.C3
AF0420:02 | WC1229 | UA12312 | WHT-TR2 | 18 | 77.C6 | UA1231:OUTPUT | PROX JB4 | 77.C3
AF0420:04 | WC1229 | UA12313 | BLK-TR2 | 18 | 77.C6 | UA1231:COM | PROX JB4 | 77.C3
AF0420:05 | WC1229 | UA12301 | RED-TR3 | 18 | 77.D6 | UA1230:VT | PROX JB4 | 77.D3
AF0420:06 | WC1229 | UA12302 | WHT-TR3 | 18 | 77.D6 | UA1230:OUTPUT | PROX JB4 | 77.D3
AF0420:08 | WC1229 | UA12303 | BLK-TR3 | 18 | 77.D6 | UA1230:COM | PROX JB4 | 77.D3
AF0450:09 | WC1229 | UA12621 | RED-TR4 | 18 | 77.D6 | UA1262:VT | PROX JB4 | 77.D3
AF0450:10 | WC1229 | UA12622 | WHT-TR4 | 18 | 77.D6 | UA1262:OUTPUT | PROX JB4 | 77.D3
AF0450:12 | WC1229 | UA12623 | BLK-TR4 | 18 | 77.D6 | UA1262:COM | PROX JB4 | 77.D3
AU0080:L1 | WC0010 | BA1100L2 | ENET | CABLE | 3.C2 | BA1100:L2 | TURBINE PANEL | 3.B5
FU0100:LI | WC1088 | FU0136 | 1 | 10 | 14.A4 | XT0138:3 | TURBINE PANEL | 13.A3
XT1141:1 | WC1088 | 0V | 2 | 10 | 14.B4 | XT0134:3 | TURBINE PANEL | 13.B3
SolarTools ver. 24.0.84.24712 (Jul 31, 2025)
Report date: 2/27/2026 1:48 PM

## JB70
JB70
Project # | J0750
Project Name | UCONN T70
Revision | A.3
Controls DE | D. SANDOVAL
Phone: | 0
Controls ME | P. LLAMEDO
Phone:
From | [5 empty] | To
Device ID | Cable (W) Conductor (SC) Jumper Clip (JC) | Wire No. | Wire ID | Gauge/Size | Page/Zone | Device ID | Location | Page/Zone
AT0170:1 | SC | UV01705 | WHT | 14 | 11.A5 | UV0170:5(+) | JB70 | 11.A3
AT0170:2 | SC | UV01706 | WHT | 14 | 11.A5 | UV0170:6(-) | JB70 | 11.A3
AT0170:3 | SC | UV01707 | WHT | 14 | 11.A5 | UV0170:7(+) | JB70 | 11.A3
AT0170:4 | SC | UV01708 | WHT | 14 | 11.A5 | UV0170:8(-) | JB70 | 11.A3
AT0170:GND | SC | AT0170G | GRN/YEL | 14 | 11.A5 | FRAME | JB70 | 11.B6
AT1100:GND | SC | PEG01302 | GRN/YEL | 14 | 32.D3 | PEG0130:2 | JB70 | 32.D6
GR0131: | SC | GR0131 | GRN/YEL | 14 | 4.A3 | FRAME | JB70 | 4.A3
UV0170:GND | SC | UV0170G | GRN/YEL | 14 | 11.A3 | FRAME | JB70 | 11.B4
AT1100:POS | SC | FU1100 | WHT | 14 | 32.D3 | FU1100:LD | LEFT RAIL | 32.D5
AT0170:11 | SC | SA0170B113 | WHT | 20 | 28.A6 | XT0170:11 | RIGHT RAIL | 28.A6
AT0170:12 | SC | SA0170B114 | WHT | 20 | 28.A6 | XT0170:12 | RIGHT RAIL | 28.A6
AT0170:25 | SC | AT017025 | WHT | 20 | 11.B3 | KA0172:A1 | RIGHT RAIL | 11.B2
AT0170:31 | SC | AT017031 | WHT | 20 | 11.C3 | KA0174:A1 | RIGHT RAIL | 11.C2
AT0170:45 | SC | AT017045 | WHT | 20 | 99.D6 | XT0170:5 | RIGHT RAIL | 99.D5
AT0170:46 | SC | AT017046 | WHT | 20 | 99.D6 | XT0170:6 | RIGHT RAIL | 99.D5
HL0171:X1 | SC | HL0171X1 | WHT | 20 | 28.B1 | XT0171:13 | RIGHT RAIL | 28.B6
HL0171:X2 | SC | HL0171X2 | WHT | 20 | 28.B1 | XT0171:11 | RIGHT RAIL | 28.B5
HL0172:X1 | SC | HL0172X1 | WHT | 20 | 28.C1 | XT0171:16 | RIGHT RAIL | 28.C6
HL0172:X2 | SC | HL0172X2 | WHT | 20 | 28.C1 | XT0171:14 | RIGHT RAIL | 28.C5
HL0173:X1 | SC | HL0173X1 | WHT | 20 | 28.C1 | XT0171:19 | RIGHT RAIL | 28.C6
HL0173:X2 | SC | HL0173X2 | WHT | 20 | 28.C1 | XT0171:17 | RIGHT RAIL | 28.C5
SA0170:B1-13 | SC | SA0170B113 | WHT | 20 | 28.A1 | XT0170:11 | RIGHT RAIL | 28.A6
SA0170:B1-14 | SC | SA0170B114 | WHT | 20 | 28.A1 | XT0170:12 | RIGHT RAIL | 28.A6
SA0170:B2-13 | SC | AT01754P1 | WHT | 20 | 28.A1 | AT0175:4P1 | RIGHT RAIL | 11.B5
SA0170:B2-14 | SC | SA0170B214 | WHT | 20 | 28.A1 | KA6510:A1 | RIGHT RAIL | 28.A5
SB0170:13 | SC | SB017013 | WHT | 20 | 28.B1 | XT0171:9 | RIGHT RAIL | 28.B6
SB0170:14 | SC | SB017014 | WHT | 20 | 28.B1 | XT0171:10 | RIGHT RAIL | 28.B6
UV0170:1(+) | SC | FU0170 | WHT | 14 | 11.A3 | XT0170:2 | RIGHT RAIL | 11.A2
UV0170:10(-) | SC | UV017010 | WHT | 14 | 11.A3 | AT0175:2P1 | RIGHT RAIL | 11.B5
UV0170:11(+) | SC | UV017011 | WHT | 14 | 11.A3 | AT0176:1P1 | RIGHT RAIL | 11.C5
UV0170:12(-) | SC | UV017012 | WHT | 14 | 11.A3 | AT0176:2P1 | RIGHT RAIL | 11.C5
UV0170:13(+) | SC | LON0P | WHT | 14 | 101.B7 | XT0170:18 | RIGHT RAIL | 101.A6
UV0170:14(-) | SC | LON0N | WHT | 14 | 101.B7 | XT0170:19 | RIGHT RAIL | 101.A6
UV0170:15(+) | SC | LON2P | WHT | 14 | 101.B7 | XT0170:21 | RIGHT RAIL | 101.D6
UV0170:16(-) | SC | LON2N | WHT | 14 | 101.B7 | XT0170:22 | RIGHT RAIL | 101.D6
UV0170:2(-) | SC | 0V | WHT | 14 | 11.A3 | XT0170:3 | RIGHT RAIL | 11.A2
UV0170:3(+) | SC | FU0170 | WHT | 14 | 11.A3 | XT0170:2 | RIGHT RAIL | 11.A2
UV0170:4(-) | SC | 0V | WHT | 14 | 11.A3 | XT0170:3 | RIGHT RAIL | 11.A2
UV0170:9(+) | SC | UV01709 | WHT | 14 | 11.A3 | AT0175:1P1 | RIGHT RAIL | 11.B5
AT0170:53 | WC5018 | LON2A | WHT | 16 | 101.D6 | XT0172:22 | RIGHT RAIL | 101.D6
AT0170:52 | WC5018 | LON2B | BLK | 16 | 101.D6 | XT0172:23 | RIGHT RAIL | 101.D6
AT0170:51 | WC5018 | LON2S1 | SH | 16 | 101.D6 | XT0172:24 | RIGHT RAIL | 101.D6
HA0472:BLK-1 | WC5072 | 0V | 1 | 18 | 28.D1 | XT0170:14 | RIGHT RAIL | 28.D5
HA0472:BLK-2 | WC5072 | HA04722 | 2 | 18 | 28.D1 | XT0170:13 | RIGHT RAIL | 28.D5
AT0170:50 | WC8069 | AT017050 | WHT | 16 | 11.A7 | AT0175:4P2 | RIGHT RAIL | 11.A7
AT0170:49 | WC8069 | AT017049 | BLK | 16 | 11.A7 | AT0175:5P2 | RIGHT RAIL | 11.A7
AT0170:48 | WC8069 | AT017048 | SH | 16 | 11.A7 | AT0175:6P2 | RIGHT RAIL | 11.A7
AT0170:24 | SC | FU0139 | WHT | 20 | 11.B3 | XT0240:12 | TURBINE PANEL | 16.C4
AT0170:26 | SC | KA0243A1 | WHT | 20 | 11.B3 | XT0240:7 | TURBINE PANEL | 16.C3
AT0170:30 | SC | FU0139 | WHT | 20 | 11.C3 | XT0240:12 | TURBINE PANEL | 16.C4
AT0170:32 | SC | KA0245A1 | WHT | 20 | 11.C3 | XT0240:8 | TURBINE PANEL | 16.D3
AT1100:NEG | SC | 0V | WHT | 14 | 32.D3 | XT0134:3 | TURBINE PANEL | 13.B3
PEG0130:1 | SC | 0V | GRN/YEL | 12 | 13.B4 | XT0135:3 | TURBINE PANEL | 13.B4
SA0471:B1-13 | SC | SA0471B113 | WHT | 20 | 30.B1 | AF0054:40 | TURBINE PANEL | 30.B7
SA0471:B1-14 | SC | SA0471B114 | WHT | 20 | 30.B1 | AF0054:08 | TURBINE PANEL | 30.B7
SA0471:B2-13 | SC | SA0471B213 | WHT | 20 | 30.A1 | AF0054:39 | TURBINE PANEL | 30.A7
SA0471:B2-14 | SC | SA0471B214 | WHT | 20 | 30.A1 | AF0054:07 | TURBINE PANEL | 30.A7
SA0472:B1-13 | SC | SA0472B113 | WHT | 20 | 30.C1 | AF0062:45 | TURBINE PANEL | 30.C7
SA0472:B1-14 | SC | SA0472B114 | WHT | 20 | 30.C1 | AF0062:13 | TURBINE PANEL | 30.C7
SA0472:B2-13 | SC | SA0472B213 | WHT | 20 | 30.C1 | AF0062:44 | TURBINE PANEL | 30.C7
SA0472:B2-14 | SC | SA0472B214 | WHT | 20 | 30.C1 | AF0062:12 | TURBINE PANEL | 30.C7
SA0473:11 | SC | SA047311 | WHT | 20 | 30.D1 | AF0054:37 | TURBINE PANEL | 30.D7
SA0473:12 | SC | SA047312 | WHT | 20 | 30.D1 | AF0054:05 | TURBINE PANEL | 30.D7
SA0473:13 | SC | SA047313 | WHT | 20 | 30.D1 | AF0054:38 | TURBINE PANEL | 30.D7
SA0473:14 | SC | SA047314 | WHT | 20 | 30.D1 | AF0054:06 | TURBINE PANEL | 30.D7
SB0471:11 | SC | SB047111 | WHT | 20 | 29.D1 | AF0054:34 | TURBINE PANEL | 29.D7
SB0471:12 | SC | SB047112 | WHT | 20 | 29.D1 | AF0054:02 | TURBINE PANEL | 29.D7
SB0472:B1-11 | SC | ESTOPA | WHT | 20 | 30.B1 | XT0137:1 | TURBINE PANEL | 30.B5
SB0472:B1-12 | SC | ESTOP | WHT | 20 | 30.B1 | XT0137:2 | TURBINE PANEL | 30.B5
SB0472:B2-11 | SC | SB047221 | WHT | 20 | 30.B1 | AF0057:36 | TURBINE PANEL | 30.B7
SB0472:B2-12 | SC | SB047222 | WHT | 20 | 30.B1 | AF0057:04 | TURBINE PANEL | 30.B7
SB0473:13 | SC | SB047313 | WHT | 20 | 29.D1 | AF0054:35 | TURBINE PANEL | 29.D7
SB0473:14 | SC | SB047314 | WHT | 20 | 29.D1 | AF0054:03 | TURBINE PANEL | 29.D7
SB0474:13 | SC | SB047413 | WHT | 20 | 30.A1 | AF0054:36 | TURBINE PANEL | 30.A7
SB0474:14 | SC | SB047414 | WHT | 20 | 30.A1 | AF0054:04 | TURBINE PANEL | 30.A7
SH0470:11 | SC | SH047011 | WHT | 20 | 29.B1 | AF0054:33 | TURBINE PANEL | 29.B7
SH0470:12 | SC | SH047012 | WHT | 20 | 29.B1 | AF0054:01 | TURBINE PANEL | 29.B7
SH0470:13 | SC | SH047013 | WHT | 20 | 29.B1 | XT0137:5 | TURBINE PANEL | 29.B5
SH0470:14 | SC | SH047014 | WHT | 20 | 29.B1 | XT0137:6 | TURBINE PANEL | 29.B5
SH0470:X1 | SC | SH0470X1 | WHT | 20 | 29.B1 | AF0052:19 | TURBINE PANEL | 29.B7
SH0470:X2 | SC | SH0470X2 | WHT | 20 | 29.B1 | AF0052:03 | TURBINE PANEL | 29.B7
SH0471:11 | SC | SH047111 | WHT | 20 | 29.A1 | XT0137:3 | TURBINE PANEL | 29.A5
SH0471:12 | SC | SH047112 | WHT | 20 | 29.A1 | XT0137:4 | TURBINE PANEL | 29.A5
SH0471:13 | SC | SH047113 | WHT | 20 | 29.A1 | AF0054:32 | TURBINE PANEL | 29.A7
SH0471:14 | SC | SH047114 | WHT | 20 | 29.A1 | AF0054:00 | TURBINE PANEL | 29.A7
SH0471:X1 | SC | SH0471X1 | WHT | 20 | 29.A1 | AF0052:25 | TURBINE PANEL | 29.A7
SH0471:X2 | SC | SH0471X2 | WHT | 20 | 29.A1 | AF0052:09 | TURBINE PANEL | 29.A7
SH0472:11 | SC | SH047211 | WHT | 20 | 29.C1 | XT0236:4 | TURBINE PANEL | 29.C5
SH0472:12 | SC | SH047212 | WHT | 20 | 29.C1 | XT0236:5 | TURBINE PANEL | 29.C5
SH0472:13 | SC | FU0139 | WHT | 20 | 29.B1 | XT0236:1 | TURBINE PANEL | 29.B5
SH0472:14 | SC | KA0241A1 | WHT | 20 | 29.B1 | XT0236:2 | TURBINE PANEL | 29.B5
SH0472:X1 | SC | 0V | WHT | 20 | 29.C1 | XT0236:3 | TURBINE PANEL | 29.C5
SH0472:X2 | SC | SH0472X2 | WHT | 20 | 29.C1 | XT0237:2 B1 | TURBINE PANEL | 29.C5
AT0170:L1 | WC0005 | AU0050L2 | ENET | CABLE | 3.B4 | AU0050:L2 | TURBINE PANEL | 3.B3
AT1100:L1 | WC0101 | BA1100DEVICE | ENET | CABLE | 32.D3 | BA1100:DEVICE | TURBINE PANEL | 32.C5
AT0170:L2 | WC9017 | AT0170L2 | ENET | CABLE | 3.B4 | BA1100:L1 | TURBINE PANEL | 3.B5
SolarTools ver. 24.0.84.24712 (Jul 31, 2025)
Report date: 2/27/2026 1:48 PM

## JB72
JB72
Project # | J0750
Project Name | UCONN T70
Revision | A.3
Controls DE | D. SANDOVAL
Phone: | 0
Controls ME | P. LLAMEDO
Phone:
From | [5 empty] | To
Device ID | Cable (W) Conductor (SC) Jumper Clip (JC) | Wire No. | Wire ID | Gauge/Size | Page/Zone | Device ID | Location | Page/Zone
XT0120:1 | JC | 0V | CLIP | --- | 21.D1 | XT0120:2 | JB72 | 21.D1
XT0130:3 | JC | 0V | CLIP | --- | 21.A5 | XT0130:2 | JB72 | 21.A5
XT0180:1 | JC | 0V | CLIP | --- | 22.B1 | XT0180:2 | JB72 | 22.B1
XT0180:2 | JC | 0V | CLIP | --- | 22.B1 | XT0180:3 | JB72 | 22.B1
AF0121:08 | SC | 012108 | WHT | 20 | 23.B7 | KA0128:A1 | JB72 | 23.B5
AF0121:24 | SC | 012124 | WHT | 20 | 23.B7 | KA0128:A2 | JB72 | 23.B5
AF0121:COM | SC | 0V | WHT | 14 | 21.D2 | XT0120:2 | JB72 | 21.D1
AF0121:J | SC | * |  |  | 21.D2 | AF0122:P | JB72 | 21.D3
AF0121:V+ | SC | FU0121 | WHT | 14 | 21.D2 | FU0121:LD | JB72 | 21.D1
AF0122:09 | SC | 012209 | WHT | 20 | 27.A6 | XT0120:4 | JB72 | 27.A6
AF0122:06 | SC | JP1 | VIO | 20 | 25.C7 | AF0122:38 | JB72 | 25.C7
AF0182:01 | SC | JP3 | VIO | 20 | 33.A7 | AF0182:33 | JB72 | 33.A7
AF0182:02 | SC | JP4 | VIO | 20 | 112.A7 | AF0182:34 | JB72 | 112.A7
AF0182:15 | SC | JP6 | VIO | 20 | 112.B7 | AF0182:47 | JB72 | 112.B7
AF0122:41 | SC | 012241 | WHT | 20 | 27.A6 | XT0120:3 | JB72 | 27.A6
AF0122:COM | SC | AF0122N | WHT | 20 | 21.D3 | AF0123:COM | JB72 | 21.D3
AF0122:COM | SC | AU0120N | WHT | 20 | 21.D3 | AU0120:COM | JB72 | 21.C1
AF0122:J | SC | * |  |  | 21.D3 | AF0123:P | JB72 | 21.D3
AF0122:V+ | SC | AF0122P | WHT | 20 | 21.D3 | AF0123:V+ | JB72 | 21.D3
AF0122:V+ | SC | AU0120P | WHT | 20 | 21.D3 | AU0120:V+ | JB72 | 21.C1
AF0123:09 | SC | 0V | WHT | 20 | 12.A7 | XT0180:3 | JB72 | 22.B1
AF0123:J | SC | * |  |  | 21.D3 | AF0124:P | JB72 | 21.C4
AF0123:SH | SC | IEG01301 | GRN | 14 | 21.D3 | IEG0130:1 | JB72 | 21.D4
AF0123:SH | SC | AU0120G | GRN | 14 | 21.D3 | AU0120:GND | JB72 | 21.C1
AF0124:COM | SC | 0V | WHT | 14 | 21.C4 | XT0120:2 | JB72 | 21.D1
AF0124:V+ | SC | FU0122 | WHT | 14 | 21.C4 | FU0122:LD | JB72 | 21.D1
AF0181:02 | SC | 018102 | WHT | 20 | 23.B7 | KA0181:A2 | JB72 | 23.B5
AF0181:18 | SC | 018118 | WHT | 20 | 23.B7 | KA0181:A1 | JB72 | 23.B5
AF0181:COM | SC | 0V | WHT | 16 | 22.B2 | XT0180:2 | JB72 | 22.B1
AF0181:J | SC | * |  |  | 22.B2 | AF0182:P | JB72 | 22.B3
AF0181:V+ | SC | FU0181 | WHT | 16 | 22.B2 | FU0181:LD | JB72 | 22.B1
AF0182:COM | SC | AF0182N | WHT | 16 | 22.B3 | AF0183:COM | JB72 | 22.A3
AF0182:COM | SC | 0V | WHT | 16 | 22.B3 | XT0180:2 | JB72 | 22.B1
AF0182:J | SC | * |  |  | 22.B3 | AF0183:P | JB72 | 22.A3
AF0182:V+ | SC | AF0182P | WHT | 16 | 22.B3 | AF0183:V+ | JB72 | 22.A3
AF0182:V+ | SC | FU0182 | WHT | 16 | 22.B3 | FU0182:LD | JB72 | 22.B1
AF0183:COM | SC | AF0183N | WHT | 16 | 22.A3 | AF0184:COM | JB72 | 22.B4
AF0183:J | SC | * |  |  | 22.A3 | AF0184:P | JB72 | 22.B4
AF0183:V+ | SC | AF0183P | WHT | 16 | 22.A3 | AF0184:V+ | JB72 | 22.B4
AF0184:00 | SC | 018400 | WHT | 20 | 12.C7 | XT0085:2 | JB72 | 12.C6
AF0184:01 | SC | 0V | WHT | 20 | 12.C7 | XT0085:3 | JB72 | 12.C6
AF0184:03 | SC | 0V | WHT | 20 | 12.B7 | XT0180:3 | JB72 | 22.B1
AF0184:SH | SC | IEG01305 | GRN | 12 | 22.B4 | IEG0130:5 | JB72 | 22.B5
AF0184:SH | SC | AU0180G | GRN | 14 | 22.B4 | AU0180:GND | JB72 | 22.A2
AU0120:COM | SC | 0V | WHT | 14 | 21.C1 | XT0120:1 | JB72 | 21.D1
AU0120:V+ | SC | FU0120 | WHT | 14 | 21.C1 | FU0120:LD | JB72 | 21.D1
AU0180:COM | SC | 0V | WHT | 16 | 22.A2 | XT0180:1 | JB72 | 22.B1
AU0180:V+ | SC | FU0180 | WHT | 16 | 22.A2 | FU0180:LD | JB72 | 22.B1
FU0120:LI | SC | FU0332 | WHT | 14 | 21.D1 | XT0130:1 | JB72 | 21.A5
FU0120:LI | SC | FU0332 | WHT | 14 | 21.D1 | FU0121:LI | JB72 | 21.D1
FU0121:LI | SC | FU0332 | WHT | 14 | 21.D1 | FU0122:LI | JB72 | 21.D1
FU0180:LI | SC | FU0332 | WHT | 14 | 22.B1 | FU0181:LI | JB72 | 22.B1
FU0180:LI | SC | FU0332 | WHT | 14 | 22.B1 | XT0130:1 | JB72 | 21.A5
FU0181:LI | SC | FU0332 | WHT | 14 | 22.B1 | FU0182:LI | JB72 | 22.B1
GR0120: | SC | IEG01307 | GRN | 14 | 4.C5 | IEG0130:7 | JB72 | 4.C4
GR0180: | SC | IEG01302 | GRN | 14 | 4.C5 | IEG0130:2 | JB72 | 4.C4
RR0851: -3.01K OHM | SC | FU0332 | LEAD | --- | 12.C6 | XT0085:1 | JB72 | 12.C6
RR0851: -3.01K OHM | SC | 018400 | LEAD | --- | 12.C6 | XT0085:2 | JB72 | 12.C6
RR0852: -1.0K OHM | SC | 0V | LEAD | --- | 12.C6 | XT0085:3 | JB72 | 12.C6
RR0852: -1.0K OHM | SC | 018400 | LEAD | --- | 12.C6 | XT0085:2 | JB72 | 12.C6
XT0120:1 | SC | 0V | WHT | 14 | 21.D1 | XT0130:2 | JB72 | 21.A5
XT0130:3 | SC | 0V | WHT | 14 | 21.A5 | XT0180:1 | JB72 | 22.B1
AU0120:L2 | WC0012 | AU0120L2 | ENET | CABLE | 3.A4 | AU0180:L1 | JB72 | 3.A5
AF0121:01 | SC | 012101 | WHT | 20 | 23.A7 | KA0121:A1 | GENERATOR PANEL | 23.A5
AF0121:03 | SC | 012103 | WHT | 20 | 23.A7 | KA0123:A1 | GENERATOR PANEL | 23.A5
AF0121:09 | SC | 012109 | WHT | 20 | 27.A6 | KA9000:A1 | GENERATOR PANEL | 27.A6
AF0121:14 | SC | 012114 | WHT | 20 | 82.A6 | KA0336:11 | GENERATOR PANEL | 82.A5
AF0121:17 | SC | 012117 | WHT | 20 | 23.A7 | KA0121:A2 | GENERATOR PANEL | 23.A5
AF0121:19 | SC | 012119 | WHT | 20 | 23.A7 | KA0123:A2 | GENERATOR PANEL | 23.A5
AF0121:25 | SC | 012125 | WHT | 20 | 27.A6 | KA9000:A2 | GENERATOR PANEL | 27.A6
AF0121:30 | SC | 012130 | WHT | 20 | 82.A6 | KA4100:A2 | GENERATOR PANEL | 82.B6
AF0122:00 | SC | 012200 | WHT | 20 | 25.A7 | KA0330:11 | GENERATOR PANEL | 25.A6
AF0122:01 | SC | 012201 | WHT | 20 | 25.A7 | KA0331:11 | GENERATOR PANEL | 25.A6
AF0122:02 | SC | 012202 | WHT | 20 | 25.B7 | KA0310:11 | GENERATOR PANEL | 25.B6
AF0122:11 | SC | UJ0131OK2 | WHT | 20 | 12.B7 | UJ0131:OK2 | GENERATOR PANEL | 12.B4
AF0122:32 | SC | 012232 | WHT | 20 | 25.A7 | KA0330:14 | GENERATOR PANEL | 25.A6
AF0122:33 | SC | 012233 | WHT | 20 | 25.A7 | KA0331:14 | GENERATOR PANEL | 25.A6
AF0122:34 | SC | 012234 | WHT | 20 | 25.B7 | KA0310:14 | GENERATOR PANEL | 25.B6
AF0122:43 | SC | UJ0131OK1 | WHT | 20 | 12.B7 | UJ0131:OK1 | GENERATOR PANEL | 12.B4
AF0123:08 | SC | UJ0131VIN | WHT | 20 | 12.A7 | UJ0131:VIN | GENERATOR PANEL | 12.B4
AF0124:00 | SC | 012400 | WHT | 20 | 112.D7 | KA0162:A1 | GENERATOR PANEL | 112.D5
AF0124:16 | SC | 012416 | WHT | 20 | 112.D7 | KA0162:A2 | GENERATOR PANEL | 112.D5
AF0181:00 | SC | 018100 | WHT | 20 | 26.A7 | KA0180:A1 | GENERATOR PANEL | 26.A5
AF0181:04 | SC | 018104 | WHT | 20 | 112.C7 | KA0161:A1 | GENERATOR PANEL | 112.C5
AF0181:06 | SC | 018106 | WHT | 20 | 112.C7 | KA0163:A1 | GENERATOR PANEL | 112.D5
AF0181:10 | SC | 018110 | WHT | 20 | 26.A7 | KA0185:A1 | GENERATOR PANEL | 26.A5
AF0181:16 | SC | 018116 | WHT | 20 | 26.A7 | KA0180:A2 | GENERATOR PANEL | 26.A5
AF0181:20 | SC | 018120 | WHT | 20 | 112.C7 | KA0161:A2 | GENERATOR PANEL | 112.C5
AF0181:22 | SC | 018122 | WHT | 20 | 112.C7 | KA0163:A2 | GENERATOR PANEL | 112.D5
AF0181:26 | SC | 018126 | WHT | 20 | 26.A7 | XT0338:2 | GENERATOR PANEL | 26.A5
AF0184:02 | SC | UJ0131IOUT | WHT | 20 | 12.B7 | UJ0131:IOUT | GENERATOR PANEL | 12.B4
IEG0130:3 | SC | IEG01303 | GRN | 12 | 5.B4 | AR0600:IE2 | GENERATOR PANEL | 5.A2
IEG0130:6 | SC | AT0140LS(S) | GRN | 12 | 98.C6 | XT0337:18 | GENERATOR PANEL | 98.C4
KA0128:11 | SC | KA0333A1 | WHT | 20 | 24.B4 | KA0335:21 | GENERATOR PANEL | 24.B4
KA0128:14 | SC | FU0333 | WHT | 20 | 24.B4 | KA0335:22 | GENERATOR PANEL | 24.B4
KA0128:14 | SC | FU0333 | WHT | 20 | 24.B4 | XT0337:7 | GENERATOR PANEL | 24.B3
KA0128:21 | SC | KA012821 | WHT | 20 | 25.C6 | XT0337:1 | GENERATOR PANEL | 25.C5
KA0128:24 | SC | KA012824 | WHT | 20 | 25.C6 | XT0337:2 | GENERATOR PANEL | 25.C5
PEG0140:1 | SC | PMGS | GRN/YEL | 12 | 96.A6 | XT0313:1 | GENERATOR PANEL | 96.A6
PEG0140:2 | SC | EXCS | GRN/YEL | 12 | 96.C6 | XT0370:6 | GENERATOR PANEL | 96.C5
PEG0140:5 | SC | PEG01405 | GRN/YEL | 12 | 95.A5 | XT0352:7 | GENERATOR PANEL | 95.A4
XT0085:1 | SC | FU0332 | WHT | 16 | 12.C6 | FU0680:LI | GENERATOR PANEL | 7.D2
XT0085:3 | SC | 0V | WHT | 20 | 12.C6 | XT0336:5 | GENERATOR PANEL | 20.D4
XT0130:1 | SC | FU0332 | WHT | 14 | 21.A5 | XT0238:2 | GENERATOR PANEL | 20.C3
XT0130:2 | SC | 0V | WHT | 14 | 21.A5 | XT0336:3 | GENERATOR PANEL | 20.C4
AU0120:L1 | WC0014 | AT0140P2 | ENET | CABLE | 3.A4 | AT0140:P2 | GENERATOR PANEL | 3.A3
SolarTools ver. 24.0.84.24712 (Jul 31, 2025)
Report date: 2/27/2026 1:48 PM

## LEFT RAIL
LEFT RAIL
JB70
Project # | J0750
Project Name | UCONN T70
Revision | A.3
Controls DE | D. SANDOVAL
Phone: | 0
Controls ME | P. LLAMEDO
Phone:
From | [5 empty] | To
Device ID | Cable (W) Conductor (SC) Jumper Clip (JC) | Wire No. | Wire ID | Gauge/Size | Page/Zone | Device ID | Location | Page/Zone
PC0470:INP_A | SC | 005205 | WHT | 20 | 32.A5 | PC0470:INP_B | LEFT RAIL | 32.A5
UA1200:J1-8 | SC | UA1200J | WHT | 20 | 75.A6 | UA1200:J3-5 | LEFT RAIL | 75.A6
FU1100:LD | SC | FU1100 | WHT | 14 | 32.D5 | AT1100:POS | JB70 | 32.D3
FU0137:LD | SC | FU0137 | WHT | 12 | 13.A4 | XT0139:1 | TURBINE PANEL | 13.A4
FU0137:LI | SC | FU0136 | WHT | 12 | 13.A4 | XT0138:1 | TURBINE PANEL | 13.A3
FU0139:LD | SC | FU0139 | WHT | 14 | 13.A5 | XT0136:1 | TURBINE PANEL | 15.A2
FU0139:LI | SC | FU0137 | WHT | 14 | 13.A5 | XT0139:1 | TURBINE PANEL | 13.A4
FU0210:LD | SC | FU0210 | WHT | 14 | 13.C4 | XT0233:1 | TURBINE PANEL | 13.C4
FU0210:LI | SC | FU0136 | WHT | 12 | 13.C4 | XT0138:4 | TURBINE PANEL | 13.B3
FU0211:LD | SC | FU0211 | WHT | 14 | 13.B4 | KA1020:14 | TURBINE PANEL | 37.A5
FU0211:LI | SC | FU0137 | WHT | 14 | 13.B4 | XT0139:3 | TURBINE PANEL | 13.B4
FU0212:LD | SC | FU0212 | WHT | 16 | 13.C5 | KA0248:21 | TURBINE PANEL | 17.C6
FU0212:LD | SC | FU0212 | WHT | 16 | 13.C5 | XT0233:4 | TURBINE PANEL | 17.D5
FU0212:LI | SC | FU0210 | WHT | 14 | 13.C5 | XT0233:1 | TURBINE PANEL | 13.C4
FU1100:LI | SC | FU0136 | WHT | 14 | 32.D5 | XT0138:3 | TURBINE PANEL | 13.A3
FU1101:LD | SC | FU1101 | WHT | 16 | 32.C6 | BA1100:POS | TURBINE PANEL | 32.C5
FU1101:LI | SC | FU0137 | WHT | 16 | 32.C6 | XT0139:1 | TURBINE PANEL | 13.A4
GR1100: | SC | GR1100 | GRN | 14 | 4.A5 | IEG0230:1 | TURBINE PANEL | 4.A4
PC0470:+PWR | SC | 005237 | WHT | 20 | 32.A5 | AF0052:37 | TURBINE PANEL | 32.A7
PC0470:INP_A | SC | 005205 | WHT | 20 | 32.A5 | AF0052:05 | TURBINE PANEL | 32.A7
PC0470:-PWR | SC | 005221 | WHT | 20 | 32.A5 | AF0052:21 | TURBINE PANEL | 32.A7
UA1200:J1-10 | SC | FU0212 | WHT | 20 | 17.B3 | XT0233:4 | TURBINE PANEL | 17.D5
UA1200:J1-4 | SC | UA1200J14 | WHT | 20 | 17.B3 | AF0076:11 | TURBINE PANEL | 17.C7
UA1200:J1-5 | SC | UA1200J15 | WHT | 20 | 17.B3 | XT0237:1 B1 | TURBINE PANEL | 17.C5
UA1200:J1-9 | SC | 0V | WHT | 20 | 17.B3 | XT0235:4 | TURBINE PANEL | 17.D5
UA1200:J2-1 | SC | UA1200J21 | WHT | 20 | 17.B3 | XT0060:3 | TURBINE PANEL | 17.D5
UA1200:J2-2 | SC | FU0212 | WHT | 20 | 17.B3 | XT0233:4 | TURBINE PANEL | 17.D5
UA1200:J2-6 | SC | UA1200J26 | WHT | 20 | 17.B3 | KA0130:A2 | TURBINE PANEL | 17.C5
UA1200:J2-7 | SC | UA1200J27 | WHT | 20 | 17.B3 | AF0057:19 | TURBINE PANEL | 17.C7
UA1200:J3-4 | SC | IEG02308 | GRN | 16 | 17.B3 | IEG0230:8 | TURBINE PANEL | 17.D6
UA1200:J1-3 | WC4524 | UA1200J13 | RED | 20 | 17.B3 | AF0064:12 | TURBINE PANEL | 17.B7
UA1200:J1-1 | WC4524 | UA1200J11 | BLK | 20 | 17.B3 | AF0064:28 | TURBINE PANEL | 17.B7
FLOATING | WC4524 | UA1200S | SH | 20 | 17.B3 | AF0064:60 | TURBINE PANEL | 17.B7
SolarTools ver. 24.0.84.24712 (Jul 31, 2025)
Report date: 2/27/2026 1:48 PM

## PROX JB4
PROX JB4
JB4
Project # | J0750
Project Name | UCONN T70
Revision | A.3
Controls DE | D. SANDOVAL
Phone: | 0
Controls ME | P. LLAMEDO
Phone:
From | [5 empty] | To
Device ID | Cable (W) Conductor (SC) Jumper Clip (JC) | Wire No. | Wire ID | Gauge/Size | Page/Zone | Device ID | Location | Page/Zone
GR1210: | SC | GR1210 | GRN/YEL | 14 | 4.C3 | FRAME | PROX JB4 | 4.C3
UA1210:VT | WC1228 | UA12101 | RED-TR3 | 18 | 77.B3 | AF0410:05 | JB100 | 77.B6
UA1210:OUTPUT | WC1228 | UA12102 | WHT-TR3 | 18 | 77.B3 | AF0410:06 | JB100 | 77.B6
UA1210:COM | WC1228 | UA12103 | BLK-TR3 | 18 | 77.B3 | AF0410:08 | JB100 | 77.B6
UA1211:VT | WC1228 | UA12111 | RED-TR2 | 18 | 77.B3 | AF0410:01 | JB100 | 77.B6
UA1211:OUTPUT | WC1228 | UA12112 | WHT-TR2 | 18 | 77.B3 | AF0410:02 | JB100 | 77.B6
UA1211:COM | WC1228 | UA12113 | BLK-TR2 | 18 | 77.B3 | AF0410:04 | JB100 | 77.B6
UA1221:VT | WC1228 | UA12211 | RED-TR4 | 18 | 77.C3 | AF0410:09 | JB100 | 77.C6
UA1221:OUTPUT | WC1228 | UA12212 | WHT-TR4 | 18 | 77.C3 | AF0410:10 | JB100 | 77.C6
UA1221:COM | WC1228 | UA12213 | BLK-TR4 | 18 | 77.C3 | AF0410:12 | JB100 | 77.C6
UA1263:VT | WC1228 | UA12631 | RED-TR1 | 18 | 77.A3 | AF0400:01 | JB100 | 77.A6
UA1263:OUTPUT | WC1228 | UA12632 | WHT-TR1 | 18 | 77.A3 | AF0400:02 | JB100 | 77.A6
UA1263:COM | WC1228 | UA12633 | BLK-TR1 | 18 | 77.A3 | AF0400:03 | JB100 | 77.A6
UA1220:VT | WC1229 | UA12201 | RED-TR1 | 18 | 77.C3 | AF0410:13 | JB100 | 77.C6
UA1220:OUTPUT | WC1229 | UA12202 | WHT-TR1 | 18 | 77.C3 | AF0410:14 | JB100 | 77.C6
UA1220:COM | WC1229 | UA12203 | BLK-TR1 | 18 | 77.C3 | AF0410:16 | JB100 | 77.C6
UA1230:VT | WC1229 | UA12301 | RED-TR3 | 18 | 77.D3 | AF0420:05 | JB100 | 77.D6
UA1230:OUTPUT | WC1229 | UA12302 | WHT-TR3 | 18 | 77.D3 | AF0420:06 | JB100 | 77.D6
UA1230:COM | WC1229 | UA12303 | BLK-TR3 | 18 | 77.D3 | AF0420:08 | JB100 | 77.D6
UA1231:VT | WC1229 | UA12311 | RED-TR2 | 18 | 77.C3 | AF0420:01 | JB100 | 77.C6
UA1231:OUTPUT | WC1229 | UA12312 | WHT-TR2 | 18 | 77.C3 | AF0420:02 | JB100 | 77.C6
UA1231:COM | WC1229 | UA12313 | BLK-TR2 | 18 | 77.C3 | AF0420:04 | JB100 | 77.C6
UA1262:VT | WC1229 | UA12621 | RED-TR4 | 18 | 77.D3 | AF0450:09 | JB100 | 77.D6
UA1262:OUTPUT | WC1229 | UA12622 | WHT-TR4 | 18 | 77.D3 | AF0450:10 | JB100 | 77.D6
UA1262:COM | WC1229 | UA12623 | BLK-TR4 | 18 | 77.D3 | AF0450:12 | JB100 | 77.D6
SolarTools ver. 24.0.84.24712 (Jul 31, 2025)
Report date: 2/27/2026 1:48 PM

## RIGHT RAIL
RIGHT RAIL
JB70
Project # | J0750
Project Name | UCONN T70
Revision | A.3
Controls DE | D. SANDOVAL
Phone: | 0
Controls ME | P. LLAMEDO
Phone:
From | [5 empty] | To
Device ID | Cable (W) Conductor (SC) Jumper Clip (JC) | Wire No. | Wire ID | Gauge/Size | Page/Zone | Device ID | Location | Page/Zone
XT0170:1 | JC | FU0170 | CLIP | --- | 11.A2 | XT0170:2 | RIGHT RAIL | 11.A2
XT0170:3 | JC | 0V | CLIP | --- | 11.A2 | XT0170:4 | RIGHT RAIL | 11.A2
XT0170:7 | SC | JP15 | VIO | 16 | 99.D5 | XT0170:6 | RIGHT RAIL | 99.D5
AT0175:11 | SC | KA651012 | WHT | 20 | 102.A6 | KA6510:12 | RIGHT RAIL | 102.A6
AT0175:14 | SC | AT017514 | LEAD | --- | 102.A6 | RR0175S5: -10K OHM | RIGHT RAIL | 102.A6
AT0175:15 | SC | AT017515 | LEAD | --- | 102.A6 | RR0175S5: -10K OHM | RIGHT RAIL | 102.A6
AT0175:17 | SC | VD0175A | WHT | 20 | 28.B6 | XT0171:12 | RIGHT RAIL | 28.B6
AT0175:18 | SC | HL0171X1 | WHT | 20 | 28.B6 | XT0171:13 | RIGHT RAIL | 28.B6
AT0175:2 | SC | SB017013 | WHT | 20 | 28.B6 | XT0171:9 | RIGHT RAIL | 28.B6
AT0175:20 | SC | VD0175I | WHT | 20 | 28.C6 | XT0171:15 | RIGHT RAIL | 28.C6
AT0175:21 | SC | HL0172X1 | WHT | 20 | 28.C6 | XT0171:16 | RIGHT RAIL | 28.C6
AT0175:23 | SC | VD0175D | WHT | 20 | 28.C6 | XT0171:18 | RIGHT RAIL | 28.C6
AT0175:24 | SC | HL0173X1 | WHT | 20 | 28.C6 | XT0171:19 | RIGHT RAIL | 28.C6
AT0175:3 | SC | SB017014 | WHT | 20 | 28.B6 | XT0171:10 | RIGHT RAIL | 28.B6
AT0175:5P1 | SC | KA6510A2 | WHT | 20 | 11.B5 | KA6510:A2 | RIGHT RAIL | 28.A5
AT0175:GND | SC | AT0175G | GRN/YEL | 14 | 11.B5 | FRAME | RIGHT RAIL | 11.C6
AT0176:11 | SC | AT017611 | LEAD | --- | 102.B6 | RR0176S4: -10K OHM | RIGHT RAIL | 102.B6
AT0176:12 | SC | AT017612 | LEAD | --- | 102.B6 | RR0176S4: -10K OHM | RIGHT RAIL | 102.B6
AT0176:14 | SC | AT017614 | LEAD | --- | 102.D6 | RR0176S5: -10K OHM | RIGHT RAIL | 102.D6
AT0176:15 | SC | AT017615 | LEAD | --- | 102.D6 | RR0176S5: -10K OHM | RIGHT RAIL | 102.D6
AT0176:17 | SC | AT017613 | LEAD | --- | 102.C6 | RR0854: -10K OHM | RIGHT RAIL | 102.C6
AT0176:18 | SC | AT017619 | LEAD | --- | 102.C6 | RR0854: -10K OHM | RIGHT RAIL | 102.C6
AT0176:20 | SC | AT017620 | LEAD | --- | 102.D6 | RR0176S7: -10K OHM | RIGHT RAIL | 102.D6
AT0176:21 | SC | AT017621 | LEAD | --- | 102.D6 | RR0176S7: -10K OHM | RIGHT RAIL | 102.D6
AT0176:4P1 | SC | AT01764P1 | WHT | 14 | 11.C5 | AT0178:1P1 | RIGHT RAIL | 11.D5
AT0176:5P1 | SC | AT01765P1 | WHT | 14 | 11.C5 | AT0178:2P1 | RIGHT RAIL | 11.D5
AT0176:8 | SC | AT01768 | LEAD | --- | 102.C6 | RR0853: -10K OHM | RIGHT RAIL | 102.C6
AT0176:9 | SC | AT01769 | LEAD | --- | 102.C6 | RR0853: -10K OHM | RIGHT RAIL | 102.C6
AT0176:GND | SC | AT0176G | GRN/YEL | 14 | 11.C5 | FRAME | RIGHT RAIL | 11.C6
AT0178:20 | SC | AT017820 | LEAD | --- | 103.D6 | RR0178S7: -10K OHM | RIGHT RAIL | 103.D6
AT0178:21 | SC | AT017821 | LEAD | --- | 103.D6 | RR0178S7: -10K OHM | RIGHT RAIL | 103.D6
AT0178:23 | SC | VD0178 | WHT | 20 | 28.D6 | XT0170:16 | RIGHT RAIL | 28.D6
AT0178:24 | SC | KA0178A2 | WHT | 20 | 28.D6 | XT0170:17 | RIGHT RAIL | 28.D6
AT0178:GND | SC | AT0178G | GRN/YEL | 14 | 11.D5 | FRAME | RIGHT RAIL | 11.D6
FU0170:LD | SC | FU0170 | WHT | 14 | 11.A2 | XT0170:2 | RIGHT RAIL | 11.A2
GR0170: | SC | GR0170 | GRN/YEL | 14 | 11.A5 | FRAME | RIGHT RAIL | 11.A6
KA0172:11 | SC | KA017211 | WHT | 20 | 99.D6 | XT0170:7 | RIGHT RAIL | 99.D5
KA0172:14 | SC | KA017212 | WHT | 20 | 99.D6 | XT0170:8 | RIGHT RAIL | 99.D5
KA0172:A2 | SC | 0V | WHT | 20 | 11.B2 | KA0174:A2 | RIGHT RAIL | 11.C2
KA0172:A2 | SC | 0V | WHT | 20 | 11.B2 | XT0170:4 | RIGHT RAIL | 11.A2
KA0174:11 | SC | KA017411 | WHT | 20 | 99.D6 | XT0170:9 | RIGHT RAIL | 99.D5
KA0174:12 | SC | KA017412 | WHT | 20 | 99.D6 | XT0170:10 | RIGHT RAIL | 99.D5
KA0176:11 | SC | KA017611 | WHT | 20 | 110.A6 | XT0171:1 | RIGHT RAIL | 110.A5
KA0176:A2 | SC | 0V | WHT | 20 | 110.B5 | XT0170:3 | RIGHT RAIL | 11.A2
KA0178:A1 | SC | KA0178A1 | WHT | 20 | 28.D5 | XT0170:15 | RIGHT RAIL | 28.D5
KA0178:A2 | SC | KA0178A2 | WHT | 20 | 28.D5 | XT0170:17 | RIGHT RAIL | 28.D6
KA0875:11 | SC | HA04722 | WHT | 20 | 28.D6 | KA0178:11 | RIGHT RAIL | 28.D5
KA0875:11 | SC | HA04722 | WHT | 20 | 28.D6 | XT0170:13 | RIGHT RAIL | 28.D5
KA0875:14 | SC | FU0170 | WHT | 20 | 28.D6 | XT0170:1 | RIGHT RAIL | 11.A2
KA6510:A1 | SC | SA0170B214 | WHT | 20 | 28.A5 | KA6511:A1 | RIGHT RAIL | 28.A5
KA6510:A2 | SC | KA6510A2 | WHT | 20 | 28.A5 | KA6511:A2 | RIGHT RAIL | 28.A5
RR0170: -10K OHM | SC | AT017045 | LEAD | --- | 99.D5 | XT0170:5 | RIGHT RAIL | 99.D5
RR0170: -10K OHM | SC | KA017212 | LEAD | --- | 99.D5 | XT0170:8 | RIGHT RAIL | 99.D5
RR0175A: -10K OHM | SC | VD0175A | LEAD | --- | 28.B6 | XT0171:12 | RIGHT RAIL | 28.B6
RR0175A: -10K OHM | SC | HL0171X1 | LEAD | --- | 28.B6 | XT0171:13 | RIGHT RAIL | 28.B6
RR0175D: -10K OHM | SC | VD0175D | LEAD | --- | 28.C6 | XT0171:18 | RIGHT RAIL | 28.C6
RR0175D: -10K OHM | SC | HL0173X1 | LEAD | --- | 28.C6 | XT0171:19 | RIGHT RAIL | 28.C6
RR0175I: -10K OHM | SC | VD0175I | LEAD | --- | 28.C6 | XT0171:15 | RIGHT RAIL | 28.C6
RR0175I: -10K OHM | SC | HL0172X1 | LEAD | --- | 28.C6 | XT0171:16 | RIGHT RAIL | 28.C6
RR0175M: -10K OHM | SC | SB017014 | LEAD | --- | 28.B6 | XT0171:10 | RIGHT RAIL | 28.B6
RR0175M: -10K OHM | SC | SB017013 | LEAD | --- | 28.B6 | XT0171:9 | RIGHT RAIL | 28.B6
RR0178: -10K OHM | SC | VD0178 | LEAD | --- | 28.D6 | XT0170:16 | RIGHT RAIL | 28.D6
RR0178: -10K OHM | SC | KA0178A2 | LEAD | --- | 28.D6 | XT0170:17 | RIGHT RAIL | 28.D6
VD0175A:--1N4007 | SC | HL0171X2 | LEAD | --- | 28.B5 | XT0171:11 | RIGHT RAIL | 28.B5
VD0175A:+-1N4007 | SC | VD0175A | LEAD | --- | 28.B5 | XT0171:12 | RIGHT RAIL | 28.B6
VD0175D:--1N4007 | SC | HL0173X2 | LEAD | --- | 28.C5 | XT0171:17 | RIGHT RAIL | 28.C5
VD0175D:+-1N4007 | SC | VD0175D | LEAD | --- | 28.C5 | XT0171:18 | RIGHT RAIL | 28.C6
VD0175I:--1N4007 | SC | HL0172X2 | LEAD | --- | 28.C5 | XT0171:14 | RIGHT RAIL | 28.C5
VD0175I:+-1N4007 | SC | VD0175I | LEAD | --- | 28.C5 | XT0171:15 | RIGHT RAIL | 28.C6
VD0178:--1N4007 | SC | KA0178A1 | LEAD | --- | 28.D6 | XT0170:15 | RIGHT RAIL | 28.D5
VD0178:+-1N4007 | SC | VD0178 | LEAD | --- | 28.D6 | XT0170:16 | RIGHT RAIL | 28.D6
VD6211:--1N4007 | SC | KA017611 | LEAD | --- | 110.A5 | XT0171:1 | RIGHT RAIL | 110.A5
VD6211:+-1N4007 | SC | 005201 | LEAD | --- | 110.A5 | XT0171:2 | RIGHT RAIL | 110.A5
XT0170:4 | SC | 0V | WHT | 20 | 11.A2 | XT0170:14 | RIGHT RAIL | 28.D5
XT0172:16 | SC | FU0170 | WHT | 14 | 108.B6 | XT0172:7 | RIGHT RAIL | 108.D6
XT0172:17 | SC | 0V | WHT | 14 | 108.B6 | XT0172:8 | RIGHT RAIL | 108.D6
XT0172:18 | SC | LON1S2 | WHT | 14 | 108.B6 | XT0172:9 | RIGHT RAIL | 108.D6
XT0172:4 | SC | FU0170 | WHT | 14 | 108.A6 | XT0170:1 | RIGHT RAIL | 11.A2
XT0172:4 | SC | FU0170 | WHT | 14 | 108.A6 | XT0172:16 | RIGHT RAIL | 108.B6
XT0172:5 | SC | 0V | WHT | 14 | 108.A6 | XT0170:4 | RIGHT RAIL | 11.A2
XT0172:5 | SC | 0V | WHT | 14 | 108.A6 | XT0172:17 | RIGHT RAIL | 108.B6
XT0172:6 | SC | LON1S2 |  | 16 | 108.A6 | XT0172:18 | RIGHT RAIL | 108.B6
AT0178:1P2 | WC5500 | LON1A | WHT | 16 | 108.A6 | XT0172:1 | RIGHT RAIL | 108.A6
AT0178:2P2 | WC5500 | LON1B | BLK | 16 | 108.A6 | XT0172:2 | RIGHT RAIL | 108.A6
AT0178:3P2 | WC5500 | LON1S1 | SH | 16 | 108.A6 | XT0172:3 | RIGHT RAIL | 108.A6
AT0175:1P2 | WC8066 | AT01751P2 | WHT | 16 | 11.C7 | AT0176:4P2 | RIGHT RAIL | 11.C7
AT0175:2P2 | WC8066 | AT01752P2 | BLK | 16 | 11.C7 | AT0176:5P2 | RIGHT RAIL | 11.C7
AT0175:3P2 | WC8066 | AT01753P2 | SH | 16 | 11.C7 | AT0176:6P2 | RIGHT RAIL | 11.C7
AT0176:1P2 | WC8067 | AT01761P2 | WHT | 16 | 11.D7 | AT0178:4P2 | RIGHT RAIL | 11.D7
AT0176:2P2 | WC8067 | AT01762P2 | BLK | 16 | 11.D7 | AT0178:5P2 | RIGHT RAIL | 11.D7
AT0176:3P2 | WC8067 | AT01763P2 | SH | 16 | 11.D7 | AT0178:6P2 | RIGHT RAIL | 11.D7
AT0175:1P1 | SC | UV01709 | WHT | 14 | 11.B5 | UV0170:9(+) | JB70 | 11.A3
AT0175:2P1 | SC | UV017010 | WHT | 14 | 11.B5 | UV0170:10(-) | JB70 | 11.A3
AT0175:4P1 | SC | AT01754P1 | WHT | 20 | 11.B5 | SA0170:B2-13 | JB70 | 28.A1
AT0176:1P1 | SC | UV017011 | WHT | 14 | 11.C5 | UV0170:11(+) | JB70 | 11.A3
AT0176:2P1 | SC | UV017012 | WHT | 14 | 11.C5 | UV0170:12(-) | JB70 | 11.A3
KA0172:A1 | SC | AT017025 | WHT | 20 | 11.B2 | AT0170:25 | JB70 | 11.B3
KA0174:A1 | SC | AT017031 | WHT | 20 | 11.C2 | AT0170:31 | JB70 | 11.C3
KA6510:A1 | SC | SA0170B214 | WHT | 20 | 28.A5 | SA0170:B2-14 | JB70 | 28.A1
XT0170:11 | SC | SA0170B113 | WHT | 20 | 28.A6 | SA0170:B1-13 | JB70 | 28.A1
XT0170:11 | SC | SA0170B113 | WHT | 20 | 28.A6 | AT0170:11 | JB70 | 28.A6
XT0170:12 | SC | SA0170B114 | WHT | 20 | 28.A6 | SA0170:B1-14 | JB70 | 28.A1
XT0170:12 | SC | SA0170B114 | WHT | 20 | 28.A6 | AT0170:12 | JB70 | 28.A6
XT0170:18 | SC | LON0P | WHT | 14 | 101.A6 | UV0170:13(+) | JB70 | 101.B7
XT0170:19 | SC | LON0N | WHT | 14 | 101.A6 | UV0170:14(-) | JB70 | 101.B7
XT0170:2 | SC | FU0170 | WHT | 14 | 11.A2 | UV0170:1(+) | JB70 | 11.A3
XT0170:2 | SC | FU0170 | WHT | 14 | 11.A2 | UV0170:3(+) | JB70 | 11.A3
XT0170:21 | SC | LON2P | WHT | 14 | 101.D6 | UV0170:15(+) | JB70 | 101.B7
XT0170:22 | SC | LON2N | WHT | 14 | 101.D6 | UV0170:16(-) | JB70 | 101.B7
XT0170:3 | SC | 0V | WHT | 14 | 11.A2 | UV0170:2(-) | JB70 | 11.A3
XT0170:3 | SC | 0V | WHT | 14 | 11.A2 | UV0170:4(-) | JB70 | 11.A3
XT0170:5 | SC | AT017045 | WHT | 20 | 99.D5 | AT0170:45 | JB70 | 99.D6
XT0170:6 | SC | AT017046 | WHT | 20 | 99.D5 | AT0170:46 | JB70 | 99.D6
XT0171:10 | SC | SB017014 | WHT | 20 | 28.B6 | SB0170:14 | JB70 | 28.B1
XT0171:11 | SC | HL0171X2 | WHT | 20 | 28.B5 | HL0171:X2 | JB70 | 28.B1
XT0171:13 | SC | HL0171X1 | WHT | 20 | 28.B6 | HL0171:X1 | JB70 | 28.B1
XT0171:14 | SC | HL0172X2 | WHT | 20 | 28.C5 | HL0172:X2 | JB70 | 28.C1
XT0171:16 | SC | HL0172X1 | WHT | 20 | 28.C6 | HL0172:X1 | JB70 | 28.C1
XT0171:17 | SC | HL0173X2 | WHT | 20 | 28.C5 | HL0173:X2 | JB70 | 28.C1
XT0171:19 | SC | HL0173X1 | WHT | 20 | 28.C6 | HL0173:X1 | JB70 | 28.C1
XT0171:9 | SC | SB017013 | WHT | 20 | 28.B6 | SB0170:13 | JB70 | 28.B1
XT0172:22 | WC5018 | LON2A | WHT | 16 | 101.D6 | AT0170:53 | JB70 | 101.D6
XT0172:23 | WC5018 | LON2B | BLK | 16 | 101.D6 | AT0170:52 | JB70 | 101.D6
XT0172:24 | WC5018 | LON2S1 | SH | 16 | 101.D6 | AT0170:51 | JB70 | 101.D6
XT0170:14 | WC5072 | 0V | 1 | 18 | 28.D5 | HA0472:BLK-1 | JB70 | 28.D1
XT0170:13 | WC5072 | HA04722 | 2 | 18 | 28.D5 | HA0472:BLK-2 | JB70 | 28.D1
AT0175:4P2 | WC8069 | AT017050 | WHT | 16 | 11.A7 | AT0170:50 | JB70 | 11.A7
AT0175:5P2 | WC8069 | AT017049 | BLK | 16 | 11.A7 | AT0170:49 | JB70 | 11.A7
AT0175:6P2 | WC8069 | AT017048 | SH | 16 | 11.A7 | AT0170:48 | JB70 | 11.A7
FU0170:LI | SC | FU0136 | WHT | 12 | 11.A2 | XT0138:2 | TURBINE PANEL | 13.A3
KA0170:A1 | SC | 006110 | WHT | 20 | 99.C5 | AF0061:10 | TURBINE PANEL | 99.C6
KA0170:A2 | SC | 006126 | WHT | 20 | 99.C5 | AF0061:26 | TURBINE PANEL | 99.C6
KA0176:14 | SC | 005233 | WHT | 20 | 110.A6 | AF0052:33 | TURBINE PANEL | 110.A7
KA0176:A1 | SC | KA014422 | WHT | 20 | 110.B5 | KA0144:22 | TURBINE PANEL | 110.A6
KA0178:14 | SC | KA017814 | WHT | 20 | 28.D5 | KA0232:11 | TURBINE PANEL | 28.D6
KA0875:14 | SC | FU0170 | WHT | 20 | 28.D6 | KA0232:12 | TURBINE PANEL | 28.D6
KA0875:A1 | SC | 005212 | WHT | 20 | 11.D2 | AF0052:12 | TURBINE PANEL | 11.D3
KA0875:A2 | SC | 005228 | WHT | 20 | 11.D2 | AF0052:28 | TURBINE PANEL | 11.D3
PC0471:+PWR | SC | 005344 | WHT | 20 | 32.B5 | AF0053:44 | TURBINE PANEL | 32.B7
PC0471:INP_A | SC | 005312 | WHT | 20 | 32.B5 | AF0053:12 | TURBINE PANEL | 32.B7
PC0471:INP_B | SC | 005314 | WHT | 20 | 32.B5 | AF0053:14 | TURBINE PANEL | 32.B7
PC0471:-PWR | SC | 005330 | WHT | 20 | 32.B5 | AF0053:30 | TURBINE PANEL | 32.B7
XT0170:2 | SC | FU0170 | WHT | 20 | 11.A2 | KA0232:21 | TURBINE PANEL | 110.A6
XT0170:3 | SC | 0V | WHT | 14 | 11.A2 | XT0134:2 | TURBINE PANEL | 13.B3
XT0171:1 | SC | KA017611 | WHT | 20 | 110.A5 | KA0246:11 | TURBINE PANEL | 110.A6
XT0171:2 | SC | 005201 | WHT | 20 | 110.A5 | AF0052:01 | TURBINE PANEL | 110.A7
SolarTools ver. 24.0.84.24712 (Jul 31, 2025)
Report date: 2/27/2026 1:48 PM

## TURBINE PANEL
TURBINE PANEL
JB70
Project # | J0750
Project Name | UCONN T70
Revision | A.3
Controls DE | D. SANDOVAL
Phone: | 0
Controls ME | P. LLAMEDO
Phone:
From | [5 empty] | To
Device ID | Cable (W) Conductor (SC) Jumper Clip (JC) | Wire No. | Wire ID | Gauge/Size | Page/Zone | Device ID | Location | Page/Zone
XT0050:1 | JC | 0V | CLIP | --- | 10.B1 | XT0050:2 | TURBINE PANEL | 10.B1
XT0050:2 | JC | 0V | CLIP | --- | 10.B1 | XT0050:3 | TURBINE PANEL | 10.C1
XT0060:1 | JC | 0V | CLIP | --- | 9.D1 | XT0060:2 | TURBINE PANEL | 9.D1
XT0134:1 | JC | 0V | CLIP | --- | 13.B3 | XT0134:2 | TURBINE PANEL | 13.B3
XT0134:2 | JC | 0V | CLIP | --- | 13.B3 | XT0134:3 | TURBINE PANEL | 13.B3
XT0134:3 | JC | 0V | CLIP | --- | 13.B3 | XT0134:4 | TURBINE PANEL | 13.B3
XT0135:1 | JC | 0V | CLIP | --- | 13.B4 | XT0135:2 | TURBINE PANEL | 13.B4
XT0135:2 | JC | 0V | CLIP | --- | 13.B4 | XT0135:3 | TURBINE PANEL | 13.B4
XT0136:1 | JC | FU0139 | CLIP | --- | 15.A2 | XT0136:2 | TURBINE PANEL | 15.A2
XT0138:1 | JC | FU0136 | CLIP | --- | 13.A3 | XT0138:2 | TURBINE PANEL | 13.A3
XT0138:2 | JC | FU0136 | CLIP | --- | 13.A3 | XT0138:3 | TURBINE PANEL | 13.A3
XT0138:3 | JC | FU0136 | CLIP | --- | 13.A3 | XT0138:4 | TURBINE PANEL | 13.B3
XT0139:1 | JC | FU0137 | CLIP | --- | 13.A4 | XT0139:2 | TURBINE PANEL | 13.A4
XT0139:2 | JC | FU0137 | CLIP | --- | 13.A4 | XT0139:3 | TURBINE PANEL | 13.B4
XT0233:1 | JC | FU0210 | CLIP | --- | 13.C4 | XT0233:2 | TURBINE PANEL | 13.C4
XT0233:2 | JC | FU0210 | CLIP | --- | 13.C4 | XT0233:3 | TURBINE PANEL | 13.C4
XT0235:1 | JC | 0V | CLIP | --- | 13.D4 | XT0235:2 | TURBINE PANEL | 13.D4
XT0235:2 | JC | 0V | CLIP | --- | 13.D4 | XT0235:3 | TURBINE PANEL | 13.D4
XT0240:11 | JC | FU0139 | CLIP | --- | 16.C4 | XT0240:12 | TURBINE PANEL | 16.C4
XT0240:9 | JC | 0V | CLIP | --- | 16.D3 | XT0240:10 | TURBINE PANEL | 16.D3
AF0051:02 | SC | 005102 | WHT | 20 | 63.C7 | KA2220:14 | TURBINE PANEL | 63.C6
AF0051:10 | SC | 005110 | WHT | 20 | 35.A7 | KA0505:A1 | TURBINE PANEL | 35.A5
AF0051:26 | SC | 005126 | WHT | 20 | 35.A7 | KA0505:A2 | TURBINE PANEL | 35.A5
AF0051:COM | SC | 0V | WHT | 14 | 10.B2 | XT0050:2 | TURBINE PANEL | 10.B1
AF0051:J | SC | * |  |  | 10.B2 | AF0052:P | TURBINE PANEL | 10.B3
AF0051:V+ | SC | FU0051 | WHT | 14 | 10.B2 | FU0051:LD | TURBINE PANEL | 10.B1
AF0052:00 | SC | 005200 | WHT | 20 | 93.A6 | KA3270:A1 | TURBINE PANEL | 93.A5
AF0052:02 | SC | KA0133A1 | WHT | 20 | 86.A7 | KA0133:A1 | TURBINE PANEL | 15.C6
AF0052:04 | SC | 005204 | WHT | 20 | 34.A6 | KA2160:A1 | TURBINE PANEL | 34.A5
AF0052:06 | SC | KA013114 | WHT | 20 | 86.A7 | KA0131:14 | TURBINE PANEL | 15.D4
AF0052:07 | SC | 005207 | WHT | 20 | 34.A6 | KA2161:A1 | TURBINE PANEL | 34.B5
AF0052:08 | SC | 005208 | WHT | 20 | 90.A7 | KA3103:A1 | TURBINE PANEL | 90.A5
AF0052:10 | SC | 005210 | WHT | 20 | 27.B6 | KA9001:A1 | TURBINE PANEL | 27.B6
AF0052:11 | SC | 005211 | WHT | 20 | 27.C6 | KA9002:A1 | TURBINE PANEL | 27.C6
AF0052:13 | SC | 005213 | WHT | 20 | 29.C7 | XT0237:2 T2 | TURBINE PANEL | 29.C5
AF0052:14 | SC | 005214 | WHT | 20 | 27.C6 | KA9003:A1 | TURBINE PANEL | 27.C6
AF0052:16 | SC | 005216 | WHT | 20 | 93.A6 | KA3270:A2 | TURBINE PANEL | 93.A5
AF0052:17 | SC | 005217 | WHT | 20 | 110.A7 | KA6211:A2 | TURBINE PANEL | 110.A6
AF0052:20 | SC | 005220 | WHT | 20 | 34.A6 | KA2160:A2 | TURBINE PANEL | 34.A5
AF0052:23 | SC | 005223 | WHT | 20 | 34.A6 | KA2161:A2 | TURBINE PANEL | 34.B5
AF0052:24 | SC | 005224 | WHT | 20 | 90.A7 | KA3103:A2 | TURBINE PANEL | 90.A5
AF0052:26 | SC | 005226 | WHT | 20 | 27.B6 | KA9001:A2 | TURBINE PANEL | 27.B6
AF0052:27 | SC | 005227 | WHT | 20 | 27.C6 | KA9002:A2 | TURBINE PANEL | 27.C6
AF0052:30 | SC | 005230 | WHT | 20 | 27.C6 | KA9003:A2 | TURBINE PANEL | 27.C6
AF0052:COM | SC | 0V | WHT | 14 | 10.B3 | XT0050:2 | TURBINE PANEL | 10.B1
AF0052:J | SC | * |  |  | 10.B3 | AF0053:P | TURBINE PANEL | 10.B3
AF0052:V+ | SC | FU0052 | WHT | 14 | 10.B3 | FU0052:LD | TURBINE PANEL | 10.B1
AF0053:04 | SC | 005304 | WHT | 20 | 54.B7 | KA2124:14 | TURBINE PANEL | 54.B6
AF0053:20 | SC | SV21242 | WHT | 16 | 54.B7 | XT0060:6 | TURBINE PANEL | 54.B5
AF0053:COM | SC | 0V | WHT | 14 | 10.B3 | XT0050:3 | TURBINE PANEL | 10.C1
AF0053:J | SC | * |  |  | 10.B3 | AF0054:P | TURBINE PANEL | 10.B4
AF0053:V+ | SC | FU0053 | WHT | 16 | 10.B3 | FU0053:LD | TURBINE PANEL | 10.C1
AF0054:11 | SC | KA013624 | WHT | 20 | 15.B4 | KA0136:24 | TURBINE PANEL | 15.B3
AF0054:43 | SC | KA013621 | WHT | 20 | 15.B4 | KA0136:21 | TURBINE PANEL | 15.B3
AF0054:COM | SC | AU0050N | WHT | 16 | 10.B4 | AU0050:COM | TURBINE PANEL | 10.A2
AF0054:COM | SC | AF0054N | WHT | 20 | 10.B4 | AF0055:COM | TURBINE PANEL | 10.B5
AF0054:J | SC | * |  |  | 10.B4 | AF0055:P | TURBINE PANEL | 10.B5
AF0054:V+ | SC | AU0050P | WHT | 14 | 10.B4 | AU0050:V+ | TURBINE PANEL | 10.A2
AF0054:V+ | SC | AF0054P | WHT | 20 | 10.B4 | AF0055:V+ | TURBINE PANEL | 10.B5
AF0055:COM | SC | AF0055N | WHT | 20 | 10.B5 | AF0056:COM | TURBINE PANEL | 10.B5
AF0055:J | SC | * |  |  | 10.B5 | AF0056:P | TURBINE PANEL | 10.B5
AF0055:SH | SC | AU0050G | GRN | 14 | 10.B5 | AU0050:GND | TURBINE PANEL | 10.A2
AF0055:SH | SC | AF0055G | GRN | 16 | 10.B5 | AF0056:SH | TURBINE PANEL | 10.B5
AF0055:V+ | SC | AF0055P | WHT | 20 | 10.B5 | AF0056:V+ | TURBINE PANEL | 10.B5
AF0056:COM | SC | AF0056N | WHT | 20 | 10.B5 | AF0057:COM | TURBINE PANEL | 10.A6
AF0056:J | SC | * |  |  | 10.B5 | AF0057:P | TURBINE PANEL | 10.A6
AF0056:SH | SC | IEG02307 | GRN | 14 | 10.B5 | IEG0230:7 | TURBINE PANEL | 10.C5
AF0056:V+ | SC | AF0056P | WHT | 20 | 10.B5 | AF0057:V+ | TURBINE PANEL | 10.A6
AF0057:00 | SC | UA1200J21 | WHT | 20 | 16.A7 | KA0241:11 | TURBINE PANEL | 16.A5
AF0057:01 | SC | KA024314 | WHT | 20 | 16.B7 | KA0243:14 | TURBINE PANEL | 16.B6
AF0057:02 | SC | KA024524 | WHT | 20 | 16.B7 | KA0245:24 | TURBINE PANEL | 16.B6
AF0057:03 | SC | KA013014 | WHT | 20 | 17.C7 | KA0130:14 | TURBINE PANEL | 17.D6
AF0057:07 | SC | 005707 | WHT | 20 | 33.D7 | KA0337:12 | TURBINE PANEL | 33.D6
AF0057:08 | SC | KA024214 | WHT | 20 | 16.C7 | KA0242:14 | TURBINE PANEL | 16.C6
AF0057:09 | SC | KA023924 | WHT | 20 | 16.A7 | KA0239:24 | TURBINE PANEL | 16.B6
AF0057:33 | SC | KA024311 | WHT | 20 | 16.B7 | KA0243:11 | TURBINE PANEL | 16.B6
AF0057:34 | SC | KA024521 | WHT | 20 | 16.B7 | KA0245:21 | TURBINE PANEL | 16.B6
AF0057:35 | SC | KA0130A1 | WHT | 20 | 17.C7 | KA0130:A1 | TURBINE PANEL | 17.C5
AF0057:39 | SC | 005739 | WHT | 20 | 33.D7 | KA0337:A1 | TURBINE PANEL | 33.D5
AF0057:41 | SC | KA023921 | WHT | 20 | 16.A7 | KA0239:21 | TURBINE PANEL | 16.B6
AF0061:02 | SC | 006102 | WHT | 20 | 38.B7 | KA0233:14 | TURBINE PANEL | 38.B5
AF0061:06 | SC | KA0134A1 | WHT | 20 | 88.D7 | KA0134:A1 | TURBINE PANEL | 15.C6
AF0061:14 | SC | 006114 | WHT | 20 | 39.B7 | KA0234:14 | TURBINE PANEL | 39.B5
AF0061:COM | SC | 0V | WHT | 14 | 9.C2 | XT0060:2 | TURBINE PANEL | 9.D1
AF0061:J | SC | * |  |  | 9.C2 | AF0062:P | TURBINE PANEL | 9.C3
AF0061:V+ | SC | FU0061 | WHT | 14 | 9.C2 | FU0061:LD | TURBINE PANEL | 9.D1
AF0062:11 | SC | KA014114 | WHT | 20 | 15.C2 | KA0141:14 | TURBINE PANEL | 15.C2
AF0062:43 | SC | KA014111 | WHT | 20 | 15.C2 | KA0141:11 | TURBINE PANEL | 15.C2
AF0062:COM | SC | AF0063N | WHT | 16 | 9.C3 | AF0063:COM | TURBINE PANEL | 9.C3
AF0062:COM | SC | AU0060N | WHT | 16 | 9.C3 | AU0060:COM | TURBINE PANEL | 9.C2
AF0062:J | SC | * |  |  | 9.C3 | AF0063:P | TURBINE PANEL | 9.C3
AF0062:V+ | SC | AF0063P | WHT | 16 | 9.C3 | AF0063:V+ | TURBINE PANEL | 9.C3
AF0062:V+ | SC | AU0060P | WHT | 16 | 9.C3 | AU0060:V+ | TURBINE PANEL | 9.C2
AF0063:COM | SC | AF0064N | WHT | 16 | 9.C3 | AF0064:COM | TURBINE PANEL | 9.C4
AF0063:J | SC | * |  |  | 9.C3 | AF0064:P | TURBINE PANEL | 9.C4
AF0063:SH | SC | AF0064G | GRN | 14 | 9.C3 | AF0064:SH | TURBINE PANEL | 9.C4
AF0063:SH | SC | AU0060G | GRN | 14 | 9.C3 | AU0060:GND | TURBINE PANEL | 9.C2
AF0063:V+ | SC | AF0064P | WHT | 16 | 9.C3 | AF0064:V+ | TURBINE PANEL | 9.C4
AF0064:COM | SC | AF0067N | WHT | 16 | 9.C4 | AF0067:COM | TURBINE PANEL | 9.C6
AF0064:J | SC | * |  |  | 9.C4 | AF0065:P | TURBINE PANEL | 9.C5
AF0064:SH | SC | AF0065G | WHT | 16 | 9.C4 | AF0065:SH | TURBINE PANEL | 9.C5
AF0064:V+ | SC | AF0067P | WHT | 16 | 9.C4 | AF0067:V+ | TURBINE PANEL | 9.C6
AF0065:COM | SC | 0V | WHT | 14 | 9.C5 | XT0060:2 | TURBINE PANEL | 9.D1
AF0065:J | SC | * |  |  | 9.C5 | AF0066:P | TURBINE PANEL | 9.C5
AF0065:SH | SC | AF0067G | WHT | 16 | 9.C5 | AF0067:SH | TURBINE PANEL | 9.C6
AF0066:06 | SC | 006606 | WHT | 20 | 53.B7 | KA0221:14 | TURBINE PANEL | 53.B6
AF0066:08 | SC | KA222214 | WHT | 20 | 64.B7 | KA2222:14 | TURBINE PANEL | 64.B6
AF0066:22 | SC | SV21202 | WHT | 20 | 53.B7 | XT0060:4 | TURBINE PANEL | 53.B5
AF0066:COM | SC | 0V | WHT | 14 | 9.C5 | XT0060:2 | TURBINE PANEL | 9.D1
AF0066:J | SC | * |  |  | 9.C5 | AF0067:P | TURBINE PANEL | 9.C6
AF0066:V+ | SC | FU0064 | WHT | 16 | 9.C5 | FU0064:LD | TURBINE PANEL | 9.D1
AF0067:SH | SC | IEG02304 | GRN | 14 | 9.C6 | IEG0230:4 | TURBINE PANEL | 9.D6
AF0071:COM | SC | AF0071N | WHT | 16 | 9.B2 | AF0072:COM | TURBINE PANEL | 9.A3
AF0071:COM | SC | AU0070N | WHT | 16 | 9.B2 | AU0070:COM | TURBINE PANEL | 9.A2
AF0071:J | SC | * |  |  | 9.B2 | AF0072:P | TURBINE PANEL | 9.A3
AF0071:SH | SC | AF0071G | GRN | 14 | 9.B2 | AF0072:SH | TURBINE PANEL | 9.A3
AF0071:SH | SC | AU0070G | GRN | 14 | 9.B2 | AU0070:GND | TURBINE PANEL | 9.A2
AF0071:V+ | SC | AF0071P | WHT | 16 | 9.B2 | AF0072:V+ | TURBINE PANEL | 9.A3
AF0071:V+ | SC | AU0070P | WHT | 16 | 9.B2 | AU0070:V+ | TURBINE PANEL | 9.A2
AF0072:COM | SC | AF0072N | WHT | 16 | 9.A3 | AF0073:COM | TURBINE PANEL | 9.B3
AF0072:J | SC | * |  |  | 9.A3 | AF0073:P | TURBINE PANEL | 9.B3
AF0072:SH | SC | AF0072G | GRN | 14 | 9.A3 | AF0073:SH | TURBINE PANEL | 9.B3
AF0072:V+ | SC | AF0072P | WHT | 16 | 9.A3 | AF0073:V+ | TURBINE PANEL | 9.B3
AF0073:COM | SC | AF0073N | WHT | 16 | 9.B3 | AF0074:COM | TURBINE PANEL | 9.B4
AF0073:J | SC | * |  |  | 9.B3 | AF0074:P | TURBINE PANEL | 9.B4
AF0073:SH | SC | AF0073G | GRN | 14 | 9.B3 | AF0074:SH | TURBINE PANEL | 9.B4
AF0073:V+ | SC | AF0073P | WHT | 16 | 9.B3 | AF0074:V+ | TURBINE PANEL | 9.B4
AF0074:COM | SC | AF0074N | WHT | 16 | 9.B4 | AF0075:COM | TURBINE PANEL | 9.A5
AF0074:J | SC | * |  |  | 9.B4 | AF0075:P | TURBINE PANEL | 9.A5
AF0074:SH | SC | AF0074G | GRN | 14 | 9.B4 | AF0075:SH | TURBINE PANEL | 9.A5
AF0074:V+ | SC | AF0074P | WHT | 16 | 9.B4 | AF0075:V+ | TURBINE PANEL | 9.A5
AF0075:J | SC | * |  |  | 9.A5 | AF0076:P | TURBINE PANEL | 9.A5
AF0075:SH | SC | IEG02305 | GRN | 14 | 9.A5 | IEG0230:5 | TURBINE PANEL | 9.B5
AF0076:00 | SC | 007600 | WHT | 20 | 49.B7 | KA0237:14 | TURBINE PANEL | 49.B5
AF0076:01 | SC | 007601 | WHT | 20 | 51.B7 | KA0237:24 | TURBINE PANEL | 51.B5
AF0076:02 | SC | 007602 | WHT | 20 | 53.B7 | KA0221:A1 | TURBINE PANEL | 53.B6
AF0076:03 | SC | 007603 | WHT | 20 | 63.C7 | KA2220:A1 | TURBINE PANEL | 63.C6
AF0076:04 | SC | 007604 | WHT | 20 | 54.B7 | KA2124:A1 | TURBINE PANEL | 54.B6
AF0076:05 | SC | 007605 | WHT | 20 | 35.B7 | KA0183:A2 | TURBINE PANEL | 35.B5
AF0076:06 | SC | 007606 | WHT | 20 | 64.B7 | KA2222:A1 | TURBINE PANEL | 64.B6
AF0076:08 | SC | 007608 | WHT | 20 | 32.A7 | KA1020:A1 | TURBINE PANEL | 32.A5
AF0076:10 | SC | KT014615 | WHT | 20 | 16.C7 | KT0146:15 | TURBINE PANEL | 16.C6
AF0076:12 | SC | 007612 | WHT | 20 | 17.C7 | XT0237:1 B2 | TURBINE PANEL | 17.C5
AF0076:13 | SC | KT0146B1 | WHT | 20 | 15.B2 | KT0146:B1 | TURBINE PANEL | 15.B2
AF0076:18 | SC | 007618 | WHT | 20 | 53.B7 | KA0221:A2 | TURBINE PANEL | 53.B6
AF0076:19 | SC | 007619 | WHT | 20 | 63.C7 | KA2220:A2 | TURBINE PANEL | 63.C6
AF0076:20 | SC | 007620 | WHT | 20 | 54.B7 | KA2124:A2 | TURBINE PANEL | 54.B6
AF0076:21 | SC | 007621 | WHT | 20 | 35.B7 | KA0183:A1 | TURBINE PANEL | 35.B5
AF0076:22 | SC | 007622 | WHT | 20 | 64.B7 | KA2222:A2 | TURBINE PANEL | 64.B6
AF0076:24 | SC | 007624 | WHT | 20 | 32.A7 | KA1020:A2 | TURBINE PANEL | 32.A5
AF0076:26 | SC | KA0231A2 | WHT | 20 | 16.C7 | KA0231:A2 | TURBINE PANEL | 16.C6
AF0076:29 | SC | KT0146A2 | WHT | 20 | 15.B2 | KT0146:A2 | TURBINE PANEL | 15.B2
AF0076:COM | SC | 0V | GRN | 14 | 9.A5 | XT0070:1 | TURBINE PANEL | 9.B1
AF0076:V+ | SC | FU0071 | WHT | 16 | 9.A5 | FU0071:LD | TURBINE PANEL | 9.B1
XT0240:3 | SC | JW1 | CLIP | -- | 16.A3 | XT0240:2 | TURBINE PANEL | 16.A3
AU0050:COM | SC | 0V | WHT | 14 | 10.A2 | XT0050:1 | TURBINE PANEL | 10.B1
AU0050:V+ | SC | FU0050 | WHT | 14 | 10.A2 | FU0050:LD | TURBINE PANEL | 10.B1
AU0060:COM | SC | 0V | WHT | 14 | 9.C2 | XT0060:1 | TURBINE PANEL | 9.D1
AU0060:V+ | SC | FU0060 | WHT | 14 | 9.C2 | FU0060:LD | TURBINE PANEL | 9.C1
AU0070:COM | SC | 0V | WHT | 14 | 9.A2 | XT0070:1 | TURBINE PANEL | 9.B1
AU0070:V+ | SC | FU0070 | WHT | 16 | 9.A2 | FU0070:LD | TURBINE PANEL | 9.B1
BA1100:NEG | SC | 0V | WHT | 10 | 32.C5 | XT0135:2 | TURBINE PANEL | 13.B4
FU0050:LI | SC | FU0210 | WHT | 14 | 10.B1 | FU0051:LI | TURBINE PANEL | 10.B1
FU0050:LI | SC | FU0210 | WHT | 14 | 10.B1 | XT0233:2 | TURBINE PANEL | 13.C4
FU0051:LI | SC | FU0210 | WHT | 14 | 10.B1 | FU0052:LI | TURBINE PANEL | 10.B1
FU0052:LI | SC | FU0210 | WHT | 14 | 10.B1 | FU0053:LI | TURBINE PANEL | 10.C1
FU0053:LI | SC | FU0210 | WHT | 14 | 10.C1 | FU0054:LI | TURBINE PANEL | 10.C1
FU0054:LD | SC | FU0054 | WHT | 14 | 10.C1 | XT0050:4 | TURBINE PANEL | 65.C5
FU0054:LI | SC | FU0210 | WHT | 14 | 10.C1 | FU0055:LI | TURBINE PANEL | 10.C1
FU0060:LI | SC | FU0210 | WHT | 14 | 9.C1 | FU0061:LI | TURBINE PANEL | 9.D1
FU0060:LI | SC | FU0210 | WHT | 14 | 9.C1 | XT0233:1 | TURBINE PANEL | 13.C4
FU0061:LI | SC | FU0210 | WHT | 14 | 9.D1 | FU0063:LI | TURBINE PANEL | 9.D1
FU0063:LI | SC | FU0210 | WHT | 14 | 9.D1 | FU0064:LI | TURBINE PANEL | 9.D1
FU0070:LI | SC | FU0210 | WHT | 14 | 9.B1 | XT0233:2 | TURBINE PANEL | 13.C4
FU0070:LI | SC | FU0210 | WHT | 14 | 9.B1 | FU0071:LI | TURBINE PANEL | 9.B1
GR0132: | SC | GR0132 | GRN/YEL | 14 | 4.A3 | IEG0230:0 | TURBINE PANEL | 4.A3
GR0133: | SC | IEG02303 | GRN | 14 | 4.A4 | IEG0230:3 | TURBINE PANEL | 4.A4
GR0231: | SC | IEG02306 | GRN | 14 | 4.A3 | IEG0230:6 | TURBINE PANEL | 4.A3
GR0233: | SC | IEG02302 | GRN | 14 | 4.A4 | IEG0230:2 | TURBINE PANEL | 4.A4
KA0130:A1 | SC | KA0130A1 | WHT | 20 | 17.C5 | KA0130:11 | TURBINE PANEL | 17.D6
KA0131:11 | SC | KA0135A1 | WHT | 20 | 15.D4 | KA0135:A1 | TURBINE PANEL | 15.D6
KA0131:12 | SC | KA013724 | WHT | 20 | 15.D4 | KA0137:24 | TURBINE PANEL | 15.D3
KA0131:A1 | SC | KA0231A1 | WHT | 20 | 15.B6 | KA0132:A1 | TURBINE PANEL | 15.B6
KA0131:A1 | SC | KA0231A1 | WHT | 20 | 15.B6 | XT0136:10 | TURBINE PANEL | 15.B5
KA0131:A2 | SC | 0V | WHT | 20 | 15.B6 | KT0145:A2 | TURBINE PANEL | 15.B6
KA0131:A2 | SC | 0V | WHT | 20 | 15.B6 | KA0132:A2 | TURBINE PANEL | 15.B6
KA0132:11 | SC | FU0139 | WHT | 20 | 15.A3 | KA0133:11 | TURBINE PANEL | 15.A3
KA0132:11 | SC | FU0139 | WHT | 20 | 15.A3 | KT0145:15 | TURBINE PANEL | 15.D2
KA0132:12 | SC | KT0141A1 | WHT | 20 | 15.A3 | KT0142:A1 | TURBINE PANEL | 15.A6
KA0132:12 | SC | KT0141A1 | WHT | 20 | 15.A3 | KA0133:12 | TURBINE PANEL | 15.A3
KA0132:21 | SC | KA0138A1 | WHT | 20 | 15.D4 | KA0138:A1 | TURBINE PANEL | 15.D6
KA0132:22 | SC | KA013222 | WHT | 20 | 15.D4 | KA0137:14 | TURBINE PANEL | 15.D3
KA0132:22 | SC | KA013222 | WHT | 20 | 15.D4 | KT0141:18 | TURBINE PANEL | 15.D2
KA0132:24 | SC | KA013224 | WHT | 20 | 15.D4 | KA0134:14 | TURBINE PANEL | 15.D3
KA0132:A1 | SC | KA0231A1 | WHT | 20 | 15.B6 | KA0141:A1 | TURBINE PANEL | 15.C6
KA0132:A2 | SC | 0V | WHT | 20 | 15.B6 | KA0141:A2 | TURBINE PANEL | 15.C6
KA0133:11 | SC | FU0139 | WHT | 20 | 15.A3 | KA0134:11 | TURBINE PANEL | 15.D3
KA0133:A2 | SC | 0V | WHT | 20 | 15.C6 | KA0141:A2 | TURBINE PANEL | 15.C6
KA0133:A2 | SC | 0V | WHT | 20 | 15.C6 | KA0134:A2 | TURBINE PANEL | 15.C6
KA0134:11 | SC | FU0139 | WHT | 20 | 15.D3 | KA0136:11 | TURBINE PANEL | 15.B4
KA0134:A1 | SC | KA0134A1 | WHT | 20 | 15.C6 | AF0062:10 | TURBINE PANEL | 88.C7
KA0134:A2 | SC | 0V | WHT | 20 | 15.C6 | KA0144:A2 | TURBINE PANEL | 15.C6
KA0135:A1 | SC | KA0135A1 | WHT | 20 | 15.D6 | KA0144:A1 | TURBINE PANEL | 15.C6
KA0135:A2 | SC | 0V | WHT | 20 | 15.D6 | KA0144:A2 | TURBINE PANEL | 15.C6
KA0135:A2 | SC | 0V | WHT | 20 | 15.D6 | KA0136:A2 | TURBINE PANEL | 15.D6
KA0136:11 | SC | FU0139 | WHT | 20 | 15.B4 | KA0137:21 | TURBINE PANEL | 15.D3
KA0136:14 | SC | KA013821 | WHT | 20 | 15.B4 | KA0138:21 | TURBINE PANEL | 15.B5
KA0136:A1 | SC | PS32002 | WHT | 20 | 15.D6 | XT0136:5 | TURBINE PANEL | 85.D5
KA0136:A2 | SC | 0V | WHT | 20 | 15.D6 | KA0137:A2 | TURBINE PANEL | 15.D6
KA0137:11 | SC | FU0139 | WHT | 20 | 15.D3 | KA0137:21 | TURBINE PANEL | 15.D3
KA0137:24 | SC | KA013724 | WHT | 20 | 15.D3 | AF0054:09 | TURBINE PANEL | 15.C4
KA0137:A1 | SC | KA0137A1 | WHT | 20 | 15.D6 | KT0142:18 | TURBINE PANEL | 15.D2
KA0137:A2 | SC | 0V | WHT | 20 | 15.D6 | KA0138:A2 | TURBINE PANEL | 15.D6
KA0138:11 | SC | KM3170EP | WHT | 20 | 88.C5 | XT0136:13 | TURBINE PANEL | 88.C5
KA0138:14 | SC | FU0139 | WHT | 20 | 88.C5 | XT0136:11 | TURBINE PANEL | 88.C6
KA0138:24 | SC | KT0144B1 | WHT | 20 | 15.B5 | KT0144:B1 | TURBINE PANEL | 15.B6
KA0141:21 | SC | KT0146A1 | WHT | 20 | 15.B2 | KT0146:A1 | TURBINE PANEL | 15.B2
KA0141:21 | SC | KT0146A1 | WHT | 20 | 15.B2 | KA0241:21 | TURBINE PANEL | 15.B2
KA0141:24 | SC | FU0139 | WHT | 20 | 15.B2 | KA0241:24 | TURBINE PANEL | 15.B2
KA0141:24 | SC | FU0139 | WHT | 20 | 15.B2 | XT0136:2 | TURBINE PANEL | 15.A2
KA0144:22 | SC | KA014422 | WHT | 20 | 110.A6 | KA0249:12 | TURBINE PANEL | 110.B6
KA0221:11 | SC | KA023524 | WHT | 20 | 53.B6 | KA0235:24 | TURBINE PANEL | 53.B5
KA0231:11 | SC | KA0231A1 | WHT | 20 | 16.C6 | KA0242:11 | TURBINE PANEL | 16.C6
KA0231:11 | SC | KA0231A1 | WHT | 20 | 16.C6 | KA0231:A1 | TURBINE PANEL | 16.C6
KA0231:14 | SC | KA024214 | WHT | 20 | 16.C6 | KA0242:14 | TURBINE PANEL | 16.C6
KA0231:14 | SC | KA024214 | WHT | 20 | 16.C6 | KT0146:18 | TURBINE PANEL | 16.C6
KA0231:21 | SC | KA023121 | WHT | 20 | 16.A4 | KA0245:14 | TURBINE PANEL | 16.A4
KA0231:A1 | SC | KA0231A1 | WHT | 20 | 16.C6 | KA0232:A1 | TURBINE PANEL | 16.D6
KA0231:A2 | SC | KA0231A2 | WHT | 20 | 16.C6 | KA0232:A2 | TURBINE PANEL | 16.D6
KA0232:22 | SC | KA023222 | WHT | 20 | 110.A6 | KA0144:21 | TURBINE PANEL | 110.A6
KA0232:22 | SC | KA023222 | WHT | 20 | 110.A6 | KA0249:11 | TURBINE PANEL | 110.B6
KA0232:A1 | SC | KA0231A1 | WHT | 20 | 16.D6 | KA0233:A1 | TURBINE PANEL | 16.D6
KA0232:A2 | SC | KA0231A2 | WHT | 20 | 16.D6 | KA0233:A2 | TURBINE PANEL | 16.D6
KA0233:A1 | SC | KA0231A1 | WHT | 20 | 16.D6 | KA0234:A1 | TURBINE PANEL | 16.D6
KA0233:A2 | SC | KA0231A2 | WHT | 20 | 16.D6 | KA0234:A2 | TURBINE PANEL | 16.D6
KA0235:11 | SC | UA1200J21 | WHT | 20 | 16.A5 | KA0241:11 | TURBINE PANEL | 16.A5
KA0235:11 | SC | UA1200J21 | WHT | 20 | 16.A5 | XT0060:3 | TURBINE PANEL | 17.D5
KA0235:14 | SC | KA024114 | WHT | 20 | 16.A5 | KA0241:14 | TURBINE PANEL | 16.A5
KA0235:A1 | SC | ESTOP | WHT | 20 | 16.A2 | KA0236:A1 | TURBINE PANEL | 16.B2
KA0235:A1 | SC | ESTOP | WHT | 20 | 16.A2 | XT0240:4 | TURBINE PANEL | 16.A3
KA0236:11 | SC | FU0139 | WHT | 20 | 16.D4 | KA0244:11 | TURBINE PANEL | 16.D4
KA0236:11 | SC | FU0139 | WHT | 20 | 16.D4 | XT0240:12 | TURBINE PANEL | 16.C4
KA0236:12 | SC | KA023612 | WHT | 20 | 16.D4 | XT0240:13 | TURBINE PANEL | 16.D4
KA0236:24 | SC | KA023624 | WHT | 20 | 54.B5 | KA2124:11 | TURBINE PANEL | 54.B6
KA0236:A1 | SC | ESTOP | WHT | 20 | 16.B2 | KA0237:A1 | TURBINE PANEL | 16.B2
KA0236:A2 | SC | 0V | WHT | 20 | 16.B2 | KA0235:A2 | TURBINE PANEL | 16.A2
KA0236:A2 | SC | 0V | WHT | 20 | 16.B2 | KA0237:A2 | TURBINE PANEL | 16.B2
KA0237:A1 | SC | ESTOP | WHT | 20 | 16.B2 | KA0238:A1 | TURBINE PANEL | 16.B2
KA0237:A2 | SC | 0V | WHT | 20 | 16.B2 | KA0238:A2 | TURBINE PANEL | 16.B2
KA0238:14 | SC | KA023814 | WHT | 20 | 64.B5 | KA2222:11 | TURBINE PANEL | 64.B6
KA0238:A1 | SC | ESTOP | WHT | 20 | 16.B2 | KA0239:A1 | TURBINE PANEL | 16.B2
KA0238:A2 | SC | 0V | WHT | 20 | 16.B2 | KA0239:A2 | TURBINE PANEL | 16.B2
KA0239:A1 | SC | ESTOP | WHT | 20 | 16.B2 | KA0240:A1 | TURBINE PANEL | 16.B2
KA0239:A2 | SC | 0V | WHT | 20 | 16.B2 | KA0240:A2 | TURBINE PANEL | 16.B2
KA0240:11 | SC | PS32004 | WHT | 20 | 85.D6 | XT0136:6 | TURBINE PANEL | 85.D5
KA0240:14 | SC | UF1300 | WHT | 20 | 85.D6 | XT0136:7 | TURBINE PANEL | 85.D6
KA0240:24 | SC | KA024024 | WHT | 20 | 63.C5 | KA2220:11 | TURBINE PANEL | 63.C6
KA0240:A1 | SC | ESTOP | WHT | 20 | 16.B2 | KA0248:A1 | TURBINE PANEL | 16.B2
KA0240:A2 | SC | 0V | WHT | 20 | 16.B2 | KA0248:A2 | TURBINE PANEL | 16.B2
KA0241:14 | SC | KA024114 | WHT | 20 | 16.A5 | KA0231:24 | TURBINE PANEL | 16.A4
KA0241:A1 | SC | KA0241A1 | WHT | 20 | 16.C2 | KA0242:A1 | TURBINE PANEL | 16.C2
KA0241:A1 | SC | KA0241A1 | WHT | 20 | 16.C2 | XT0240:6 | TURBINE PANEL | 16.C3
KA0241:A2 | SC | 0V | WHT | 20 | 16.C2 | KA0242:A2 | TURBINE PANEL | 16.C2
KA0241:A2 | SC | 0V | WHT | 20 | 16.C2 | KA0250:A2 | TURBINE PANEL | 16.C2
KA0242:11 | SC | KA0231A1 | WHT | 20 | 16.C6 | XT0136:10 | TURBINE PANEL | 15.B5
KA0242:21 | SC | 024221 | WHT | 20 | 17.C6 | XT0237:1 T2 | TURBINE PANEL | 17.C5
KA0242:24 | SC | 024822 | WHT | 20 | 17.C6 | KA0248:22 | TURBINE PANEL | 17.C6
KA0242:A2 | SC | 0V | WHT | 20 | 16.C2 | KA0243:A2 | TURBINE PANEL | 16.C2
KA0243:21 | SC | ESTOPC | WHT | 20 | 16.A3 | XT0240:1 | TURBINE PANEL | 16.A3
KA0243:24 | SC | KA024511 | WHT | 20 | 16.A3 | KA0245:11 | TURBINE PANEL | 16.A4
KA0243:A1 | SC | KA0243A1 | WHT | 20 | 16.C2 | KA0244:A1 | TURBINE PANEL | 16.D2
KA0243:A1 | SC | KA0243A1 | WHT | 20 | 16.C2 | XT0240:7 | TURBINE PANEL | 16.C3
KA0243:A2 | SC | 0V | WHT | 20 | 16.C2 | KA0244:A2 | TURBINE PANEL | 16.D2
KA0244:12 | SC | KA024412 | WHT | 20 | 16.D4 | KT0145:A1 | TURBINE PANEL | 15.B6
KA0244:A1 | SC | KA0243A1 | WHT | 20 | 16.D2 | KA0246:A1 | TURBINE PANEL | 16.D2
KA0244:A2 | SC | 0V | WHT | 20 | 16.D2 | KA0246:A2 | TURBINE PANEL | 16.D2
KA0245:A1 | SC | KA0245A1 | WHT | 20 | 16.D2 | KA0249:A1 | TURBINE PANEL | 16.D2
KA0245:A1 | SC | KA0245A1 | WHT | 20 | 16.D2 | XT0240:8 | TURBINE PANEL | 16.D3
KA0245:A2 | SC | 0V | WHT | 20 | 16.D2 | KA0249:A2 | TURBINE PANEL | 16.D2
KA0245:A2 | SC | 0V | WHT | 20 | 16.D2 | KA0247:A2 | TURBINE PANEL | 16.D2
KA0246:14 | SC | KA6211A1 | WHT | 20 | 110.A6 | KA6211:A1 | TURBINE PANEL | 110.A6
KA0246:A1 | SC | KA0243A1 | WHT | 20 | 16.D2 | KA0247:A1 | TURBINE PANEL | 16.D2
KA0246:A2 | SC | 0V | WHT | 20 | 16.D2 | KA0247:A2 | TURBINE PANEL | 16.D2
KA0248:A1 | SC | ESTOP | WHT | 20 | 16.B2 | KA0250:A1 | TURBINE PANEL | 16.C2
KA0248:A2 | SC | 0V | WHT | 20 | 16.B2 | KA0250:A2 | TURBINE PANEL | 16.C2
KA0249:A2 | SC | 0V | WHT | 20 | 16.D2 | XT0240:10 | TURBINE PANEL | 16.D3
KA0337:21 | SC | ESTOPC | WHT | 20 | 33.D5 | XT0240:1 | TURBINE PANEL | 16.A3
KA0337:24 | SC | ESTOPB | WHT | 20 | 33.D5 | XT0240:2 | TURBINE PANEL | 16.A3
KA0337:A1 | SC | 005739 | WHT | 20 | 33.D5 | KA0337:11 | TURBINE PANEL | 33.D6
KA1020:24 | SC | 0V | WHT | 14 | 37.A5 | XT0135:1 | TURBINE PANEL | 13.B4
KT0140:15 | SC | FU0139 | WHT | 20 | 15.D1 | KT0142:15 | TURBINE PANEL | 15.D2
KT0140:15 | SC | FU0139 | WHT | 20 | 15.A2 | XT0136:2 | TURBINE PANEL | 15.A2
KT0140:16 | SC | KT014115 | WHT | 20 | 15.D1 | KT0141:15 | TURBINE PANEL | 15.D2
KT0140:18 | SC | KT0143A1 | WHT | 20 | 15.A2 | KT0143:A1 | TURBINE PANEL | 15.A6
KT0140:A1 | SC | KT0140A1 | WHT | 20 | 15.A6 | KT0143:16 | TURBINE PANEL | 15.A5
KT0140:A2 | SC | 0V | WHT | 20 | 15.A6 | XT0136:3 | TURBINE PANEL | 15.A2
KT0140:A2 | SC | 0V | WHT | 20 | 15.A6 | KT0141:A2 | TURBINE PANEL | 15.A6
KT0141:18 | SC | KA013222 | WHT | 20 | 15.D2 | KT0144:18 | TURBINE PANEL | 15.D2
KT0141:A1 | SC | KT0141A1 | WHT | 20 | 15.A6 | KT0143:15 | TURBINE PANEL | 15.A5
KT0141:A1 | SC | KT0141A1 | WHT | 20 | 15.A6 | KT0142:A1 | TURBINE PANEL | 15.A6
KT0141:A2 | SC | 0V | WHT | 20 | 15.A6 | KT0142:A2 | TURBINE PANEL | 15.A6
KT0142:15 | SC | FU0139 | WHT | 20 | 15.D2 | KT0144:A1 | TURBINE PANEL | 15.B6
KT0142:18 | SC | KA0137A1 | WHT | 20 | 15.D2 | KT0145:18 | TURBINE PANEL | 15.D2
KT0142:A2 | SC | 0V | WHT | 20 | 15.A6 | KT0143:A2 | TURBINE PANEL | 15.A6
KT0143:A2 | SC | 0V | WHT | 20 | 15.A6 | KT0144:A2 | TURBINE PANEL | 15.B6
KT0144:15 | SC | FU0139 | WHT | 20 | 15.D2 | KT0145:15 | TURBINE PANEL | 15.D2
KT0144:15 | SC | FU0139 | WHT | 20 | 15.D2 | KT0144:A1 | TURBINE PANEL | 15.B6
KT0144:A2 | SC | 0V | WHT | 20 | 15.B6 | KT0145:A2 | TURBINE PANEL | 15.B6
XT0050:5 | SC | 0V | WHT | 14 | 65.C5 | XT0050:2 | TURBINE PANEL | 10.B1
XT0070:1 | SC | 0V | WHT | 14 | 9.B1 | XT0235:1 | TURBINE PANEL | 13.D4
XT0134:4 | SC | 0V | WHT | 12 | 13.B3 | XT0235:1 | TURBINE PANEL | 13.D4
XT0135:1 | SC | 0V | WHT | 14 | 13.B4 | XT0134:1 | TURBINE PANEL | 13.B3
XT0135:1 | SC | 0V | WHT | 16 | 13.B4 | XT0136:3 | TURBINE PANEL | 15.A2
XT0136:1 | SC | FU0139 | WHT | 20 | 15.A2 | XT0136:11 | TURBINE PANEL | 88.C6
XT0136:1 | SC | FU0139 | WHT | 20 | 15.A2 | XT0240:12 | TURBINE PANEL | 16.C4
XT0136:3 | SC | 0V | WHT | 14 | 15.A2 | XT0240:10 | TURBINE PANEL | 16.D3
XT0136:3 | SC | 0V | WHT | 20 | 15.A2 | XT0136:12 | TURBINE PANEL | 88.C6
XT0136:4 | SC | FU0139 | WHT | 20 | 85.D5 | XT0136:1 | TURBINE PANEL | 15.A2
XT0137:1 | SC | ESTOPA | WHT | 20 | 30.B5 | XT0240:3 | TURBINE PANEL | 16.A3
XT0137:2 | SC | ESTOP | WHT | 20 | 30.B5 | XT0240:4 | TURBINE PANEL | 16.A3
XT0235:1 | SC | 0V | WHT | 14 | 13.D4 | XT0050:1 | TURBINE PANEL | 10.B1
XT0235:1 | SC | 0V | WHT | 14 | 13.D4 | XT0060:1 | TURBINE PANEL | 9.D1
XT0235:4 | SC | 0V | WHT | 16 | 17.D5 | XT0235:2 | TURBINE PANEL | 13.D4
XT0236:1 | SC | FU0139 | WHT | 20 | 29.B5 | XT0240:11 | TURBINE PANEL | 16.C4
XT0236:2 | SC | KA0241A1 | WHT | 20 | 29.B5 | XT0240:6 | TURBINE PANEL | 16.C3
XT0236:3 | SC | 0V | WHT | 20 | 29.C5 | XT0240:9 | TURBINE PANEL | 16.D3
XT0237:2 B2 | SC | KA023612 | WHT | 20 | 29.C5 | XT0240:13 | TURBINE PANEL | 16.D4
XT0240:5 | SC | ESTOP | WHT | 20 | 16.B3 | XT0240:4 | TURBINE PANEL | 16.A3
AU0050:L1 | WC0006 | AU0060L2 | ENET | CABLE | 3.B3 | AU0060:L2 | TURBINE PANEL | 3.B3
AU0060:L1 | WC0007 | AU0070L2 | ENET | CABLE | 3.B3 | AU0070:L2 | TURBINE PANEL | 3.B2
XT0134:1 | WC8020 | 0V | 3 | 12 | 13.B3 | XT0334:2 | GENERATOR PANEL | 20.C3
XT0136:10 | WC8020 | KA0231A1 | 4 | 12 | 15.B5 | XT0334:3 | GENERATOR PANEL | 20.D3
XT0138:1 | WC8020 | FU0136 | 1 | 12 | 13.A3 | FU0136:LD | GENERATOR PANEL | 20.C2
XT0240:5 | WC8020 | ESTOP | 2 | 12 | 16.B3 | XT0336:1 | GENERATOR PANEL | 20.C4
BA1100:L2 | WC0010 | BA1100L2 | ENET | CABLE | 3.B5 | AU0080:L1 | JB100 | 3.C2
XT0134:3 | WC1088 | 0V | 2 | 10 | 13.B3 | XT1141:1 | JB100 | 14.B4
XT0138:3 | WC1088 | FU0136 | 1 | 10 | 13.A3 | FU0100:LI | JB100 | 14.A4
AF0052:03 | SC | SH0470X2 | WHT | 20 | 29.B7 | SH0470:X2 | JB70 | 29.B1
AF0052:09 | SC | SH0471X2 | WHT | 20 | 29.A7 | SH0471:X2 | JB70 | 29.A1
AF0052:19 | SC | SH0470X1 | WHT | 20 | 29.B7 | SH0470:X1 | JB70 | 29.B1
AF0052:25 | SC | SH0471X1 | WHT | 20 | 29.A7 | SH0471:X1 | JB70 | 29.A1
AF0054:00 | SC | SH047114 | WHT | 20 | 29.A7 | SH0471:14 | JB70 | 29.A1
AF0054:01 | SC | SH047012 | WHT | 20 | 29.B7 | SH0470:12 | JB70 | 29.B1
AF0054:02 | SC | SB047112 | WHT | 20 | 29.D7 | SB0471:12 | JB70 | 29.D1
AF0054:03 | SC | SB047314 | WHT | 20 | 29.D7 | SB0473:14 | JB70 | 29.D1
AF0054:04 | SC | SB047414 | WHT | 20 | 30.A7 | SB0474:14 | JB70 | 30.A1
AF0054:05 | SC | SA047312 | WHT | 20 | 30.D7 | SA0473:12 | JB70 | 30.D1
AF0054:06 | SC | SA047314 | WHT | 20 | 30.D7 | SA0473:14 | JB70 | 30.D1
AF0054:07 | SC | SA0471B214 | WHT | 20 | 30.A7 | SA0471:B2-14 | JB70 | 30.A1
AF0054:08 | SC | SA0471B114 | WHT | 20 | 30.B7 | SA0471:B1-14 | JB70 | 30.B1
AF0054:32 | SC | SH047113 | WHT | 20 | 29.A7 | SH0471:13 | JB70 | 29.A1
AF0054:33 | SC | SH047011 | WHT | 20 | 29.B7 | SH0470:11 | JB70 | 29.B1
AF0054:34 | SC | SB047111 | WHT | 20 | 29.D7 | SB0471:11 | JB70 | 29.D1
AF0054:35 | SC | SB047313 | WHT | 20 | 29.D7 | SB0473:13 | JB70 | 29.D1
AF0054:36 | SC | SB047413 | WHT | 20 | 30.A7 | SB0474:13 | JB70 | 30.A1
AF0054:37 | SC | SA047311 | WHT | 20 | 30.D7 | SA0473:11 | JB70 | 30.D1
AF0054:38 | SC | SA047313 | WHT | 20 | 30.D7 | SA0473:13 | JB70 | 30.D1
AF0054:39 | SC | SA0471B213 | WHT | 20 | 30.A7 | SA0471:B2-13 | JB70 | 30.A1
AF0054:40 | SC | SA0471B113 | WHT | 20 | 30.B7 | SA0471:B1-13 | JB70 | 30.B1
AF0057:04 | SC | SB047222 | WHT | 20 | 30.B7 | SB0472:B2-12 | JB70 | 30.B1
AF0057:36 | SC | SB047221 | WHT | 20 | 30.B7 | SB0472:B2-11 | JB70 | 30.B1
AF0062:12 | SC | SA0472B214 | WHT | 20 | 30.C7 | SA0472:B2-14 | JB70 | 30.C1
AF0062:13 | SC | SA0472B114 | WHT | 20 | 30.C7 | SA0472:B1-14 | JB70 | 30.C1
AF0062:44 | SC | SA0472B213 | WHT | 20 | 30.C7 | SA0472:B2-13 | JB70 | 30.C1
AF0062:45 | SC | SA0472B113 | WHT | 20 | 30.C7 | SA0472:B1-13 | JB70 | 30.C1
XT0134:3 | SC | 0V | WHT | 14 | 13.B3 | AT1100:NEG | JB70 | 32.D3
XT0135:3 | SC | 0V | GRN/YEL | 12 | 13.B4 | PEG0130:1 | JB70 | 13.B4
XT0137:1 | SC | ESTOPA | WHT | 20 | 30.B5 | SB0472:B1-11 | JB70 | 30.B1
XT0137:2 | SC | ESTOP | WHT | 20 | 30.B5 | SB0472:B1-12 | JB70 | 30.B1
XT0137:3 | SC | SH047111 | WHT | 20 | 29.A5 | SH0471:11 | JB70 | 29.A1
XT0137:4 | SC | SH047112 | WHT | 20 | 29.A5 | SH0471:12 | JB70 | 29.A1
XT0137:5 | SC | SH047013 | WHT | 20 | 29.B5 | SH0470:13 | JB70 | 29.B1
XT0137:6 | SC | SH047014 | WHT | 20 | 29.B5 | SH0470:14 | JB70 | 29.B1
XT0236:1 | SC | FU0139 | WHT | 20 | 29.B5 | SH0472:13 | JB70 | 29.B1
XT0236:2 | SC | KA0241A1 | WHT | 20 | 29.B5 | SH0472:14 | JB70 | 29.B1
XT0236:3 | SC | 0V | WHT | 20 | 29.C5 | SH0472:X1 | JB70 | 29.C1
XT0236:4 | SC | SH047211 | WHT | 20 | 29.C5 | SH0472:11 | JB70 | 29.C1
XT0236:5 | SC | SH047212 | WHT | 20 | 29.C5 | SH0472:12 | JB70 | 29.C1
XT0237:2 B1 | SC | SH0472X2 | WHT | 20 | 29.C5 | SH0472:X2 | JB70 | 29.C1
XT0240:12 | SC | FU0139 | WHT | 20 | 16.C4 | AT0170:24 | JB70 | 11.B3
XT0240:12 | SC | FU0139 | WHT | 20 | 16.C4 | AT0170:30 | JB70 | 11.C3
XT0240:7 | SC | KA0243A1 | WHT | 20 | 16.C3 | AT0170:26 | JB70 | 11.B3
XT0240:8 | SC | KA0245A1 | WHT | 20 | 16.D3 | AT0170:32 | JB70 | 11.C3
AU0050:L2 | WC0005 | AU0050L2 | ENET | CABLE | 3.B3 | AT0170:L1 | JB70 | 3.B4
BA1100:DEVICE | WC0101 | BA1100DEVICE | ENET | CABLE | 32.C5 | AT1100:L1 | JB70 | 32.D3
BA1100:L1 | WC9017 | AT0170L2 | ENET | CABLE | 3.B5 | AT0170:L2 | JB70 | 3.B4
AF0052:05 | SC | 005205 | WHT | 20 | 32.A7 | PC0470:INP_A | LEFT RAIL | 32.A5
AF0052:21 | SC | 005221 | WHT | 20 | 32.A7 | PC0470:-PWR | LEFT RAIL | 32.A5
AF0052:37 | SC | 005237 | WHT | 20 | 32.A7 | PC0470:+PWR | LEFT RAIL | 32.A5
AF0057:19 | SC | UA1200J27 | WHT | 20 | 17.C7 | UA1200:J2-7 | LEFT RAIL | 17.B3
AF0076:11 | SC | UA1200J14 | WHT | 20 | 17.C7 | UA1200:J1-4 | LEFT RAIL | 17.B3
BA1100:POS | SC | FU1101 | WHT | 16 | 32.C5 | FU1101:LD | LEFT RAIL | 32.C6
IEG0230:1 | SC | GR1100 | GRN | 14 | 4.A4 | GR1100: | LEFT RAIL | 4.A5
IEG0230:8 | SC | IEG02308 | GRN | 16 | 17.D6 | UA1200:J3-4 | LEFT RAIL | 17.B3
KA0130:A2 | SC | UA1200J26 | WHT | 20 | 17.C5 | UA1200:J2-6 | LEFT RAIL | 17.B3
KA0248:21 | SC | FU0212 | WHT | 16 | 17.C6 | FU0212:LD | LEFT RAIL | 13.C5
KA1020:14 | SC | FU0211 | WHT | 14 | 37.A5 | FU0211:LD | LEFT RAIL | 13.B4
XT0060:3 | SC | UA1200J21 | WHT | 20 | 17.D5 | UA1200:J2-1 | LEFT RAIL | 17.B3
XT0136:1 | SC | FU0139 | WHT | 14 | 15.A2 | FU0139:LD | LEFT RAIL | 13.A5
XT0138:1 | SC | FU0136 | WHT | 12 | 13.A3 | FU0137:LI | LEFT RAIL | 13.A4
XT0138:3 | SC | FU0136 | WHT | 14 | 13.A3 | FU1100:LI | LEFT RAIL | 32.D5
XT0138:4 | SC | FU0136 | WHT | 12 | 13.B3 | FU0210:LI | LEFT RAIL | 13.C4
XT0139:1 | SC | FU0137 | WHT | 12 | 13.A4 | FU0137:LD | LEFT RAIL | 13.A4
XT0139:1 | SC | FU0137 | WHT | 14 | 13.A4 | FU0139:LI | LEFT RAIL | 13.A5
XT0139:1 | SC | FU0137 | WHT | 16 | 13.A4 | FU1101:LI | LEFT RAIL | 32.C6
XT0139:3 | SC | FU0137 | WHT | 14 | 13.B4 | FU0211:LI | LEFT RAIL | 13.B4
XT0233:1 | SC | FU0210 | WHT | 14 | 13.C4 | FU0210:LD | LEFT RAIL | 13.C4
XT0233:1 | SC | FU0210 | WHT | 14 | 13.C4 | FU0212:LI | LEFT RAIL | 13.C5
XT0233:4 | SC | FU0212 | WHT | 16 | 17.D5 | FU0212:LD | LEFT RAIL | 13.C5
XT0233:4 | SC | FU0212 | WHT | 20 | 17.D5 | UA1200:J2-2 | LEFT RAIL | 17.B3
XT0233:4 | SC | FU0212 | WHT | 20 | 17.D5 | UA1200:J1-10 | LEFT RAIL | 17.B3
XT0235:4 | SC | 0V | WHT | 20 | 17.D5 | UA1200:J1-9 | LEFT RAIL | 17.B3
XT0237:1 B1 | SC | UA1200J15 | WHT | 20 | 17.C5 | UA1200:J1-5 | LEFT RAIL | 17.B3
AF0064:12 | WC4524 | UA1200J13 | RED | 20 | 17.B7 | UA1200:J1-3 | LEFT RAIL | 17.B3
AF0064:28 | WC4524 | UA1200J11 | BLK | 20 | 17.B7 | UA1200:J1-1 | LEFT RAIL | 17.B3
AF0064:60 | WC4524 | UA1200S | SH | 20 | 17.B7 | FLOATING | LEFT RAIL | 17.B3
AF0052:01 | SC | 005201 | WHT | 20 | 110.A7 | XT0171:2 | RIGHT RAIL | 110.A5
AF0052:12 | SC | 005212 | WHT | 20 | 11.D3 | KA0875:A1 | RIGHT RAIL | 11.D2
AF0052:28 | SC | 005228 | WHT | 20 | 11.D3 | KA0875:A2 | RIGHT RAIL | 11.D2
AF0052:33 | SC | 005233 | WHT | 20 | 110.A7 | KA0176:14 | RIGHT RAIL | 110.A6
AF0053:12 | SC | 005312 | WHT | 20 | 32.B7 | PC0471:INP_A | RIGHT RAIL | 32.B5
AF0053:14 | SC | 005314 | WHT | 20 | 32.B7 | PC0471:INP_B | RIGHT RAIL | 32.B5
AF0053:30 | SC | 005330 | WHT | 20 | 32.B7 | PC0471:-PWR | RIGHT RAIL | 32.B5
AF0053:44 | SC | 005344 | WHT | 20 | 32.B7 | PC0471:+PWR | RIGHT RAIL | 32.B5
AF0061:10 | SC | 006110 | WHT | 20 | 99.C6 | KA0170:A1 | RIGHT RAIL | 99.C5
AF0061:26 | SC | 006126 | WHT | 20 | 99.C6 | KA0170:A2 | RIGHT RAIL | 99.C5
KA0144:22 | SC | KA014422 | WHT | 20 | 110.A6 | KA0176:A1 | RIGHT RAIL | 110.B5
KA0232:11 | SC | KA017814 | WHT | 20 | 28.D6 | KA0178:14 | RIGHT RAIL | 28.D5
KA0232:12 | SC | FU0170 | WHT | 20 | 28.D6 | KA0875:14 | RIGHT RAIL | 28.D6
KA0232:21 | SC | FU0170 | WHT | 20 | 110.A6 | XT0170:2 | RIGHT RAIL | 11.A2
KA0246:11 | SC | KA017611 | WHT | 20 | 110.A6 | XT0171:1 | RIGHT RAIL | 110.A5
XT0134:2 | SC | 0V | WHT | 14 | 13.B3 | XT0170:3 | RIGHT RAIL | 11.A2
XT0138:2 | SC | FU0136 | WHT | 12 | 13.A3 | FU0170:LI | RIGHT RAIL | 11.A2
SolarTools ver. 24.0.84.24712 (Jul 31, 2025)
Report date: 2/27/2026 1:48 PM

## Panel Errors
Panel Errors
Project # | J0750
Project Name | UCONN T70
Revision | A.3
Controls DE | D. SANDOVAL
Phone: | 0
Controls ME | P. LLAMEDO
Phone:
From | [6 empty] | To
Device ID | Location | Cable (W) Conductor (SC) Jumper Clip (JC) | Wire ID | Wire No. | Gauge/Size | Page/Zone | Device ID | Location | Page/Zone
FWDTF3:1 | PANEL | WC5013 | SH-PR2 | DTF1S2 | 16 | 101.A2 | FWDTF3:2 | PANEL | 101.B3
FWDTG20:1 | PANEL | WC5510 | SH-PR2 | DTG71S2 | 16 | 108.C3 | FWDTG20:2 | PANEL | 108.C3
FWDTG12:2 | PANEL | WC5519 | SH-PR2 | DTGEXS2 | 16 | 108.A4 | FWDTG21:1 | PANEL | 108.C4
FWDTG31:3 | PANEL | WC5511 | SH-PR2 | LON1S2 | 16 | 108.C2 | XT0172:9 | RIGHT RAIL | 108.D6
SolarTools ver. 24.0.84.24712 (Jul 31, 2025)
Report date: 2/27/2026 1:48 PM

## Cable Part Numbers
Cable Part Numbers |  |  | SolarTools ver. 24.0.84.24712 (Jul 31, 2025)
Project # | J0750
Report date: 2/27/2026 1:50 PM
Project Name | UCONN T70
Revision | A.3
Controls DE | D. SANDOVAL
Phone: | 0
Controls ME | P. LLAMEDO
Phone:
Device ID |  | Part Number |  | Description
WC5072 |  | PART OF 1103208-100 |  | CABLE, 2 CONDUCTOR UNSHIELDED PART OF HORN
WC0001 |  | 1302073-36 |  | CABLE, ETHERNET - 36 INCHES
WC0003 |  | 1302073-36 |  | CABLE, ETHERNET - 36 INCHES
WC0005 |  | 1302073-36 |  | CABLE, ETHERNET - 36 INCHES
WC0007 |  | 1302073-36 |  | CABLE, ETHERNET - 36 INCHES
WC0008 |  | 1302073-36 |  | CABLE, ETHERNET - 36 INCHES
WC0009 |  | 1302073-36 |  | CABLE, ETHERNET - 36 INCHES
WC0012 |  | 1302073-36 |  | CABLE, ETHERNET - 36 INCHES
WC0014 |  | 1302073-36 |  | CABLE, ETHERNET - 36 INCHES
WC0041 |  | 1302073-36 |  | CABLE, ETHERNET - 36 INCHES
WC0042 |  | 1302073-36 |  | CABLE, ETHERNET - 36 INCHES
WC0043 |  | 1302073-36 |  | CABLE, ETHERNET - 36 INCHES
WC0101 |  | 1302073-36 |  | CABLE, COMMUNICATION CABLE - 36 INCHES
WC0680 |  | 1302073-36 |  | CABLE, COMMUNICATION CABLE - 36 INCHES
WC4524 |  | 1022941-12 |  | TPE, 1 PAIR TWISTED SHIELDED
WC4749 |  | 1022941-13 |  | TPE, 1 TRIAD TWISTED SHIELDED
WC5018 |  | 1022941-22 |  | TPE, 1 PAIR TWISTED SHIELDED
WC5500 |  | 1022941-22 |  | TPE, 1 PAIR TWISTED SHIELDED
WC8009 |  | 1022941-22 |  | TPE, 1 PAIR TWISTED SHIELDED
WC8040 |  | 1322418-90 |  | CABLE, SYTSTEM FUNCTION
WC8041 |  | 1322418-90 |  | CABLE, SUPPLIED BY OTHERS
WC8042 |  | 1322418-90 |  | CABLE, SUPPLIED BY OTHERS
WC8043 |  | 1322418-90 |  | CABLE, SUPPLIED BY OTHERS
WC8066 |  | 1022941-22 |  | TPE, 1 PAIR TWISTED SHIELDED
WC8067 |  | 1022941-22 |  | TPE, 1 PAIR TWISTED SHIELDED
WC8069 |  | 1022941-22 |  | TPE, 1 PAIR TWISTED SHIELDED
WC8101 |  | 1022941-32 |  | TPE, 1 PAIR TWISTED SHIELDED
WC8102 |  | 1022941-32 |  | TPE, 1 PAIR TWISTED SHIELDED
WC8201 |  | 1022941-32 |  | TPE, 1 PAIR TWISTED SHIELDED
WC8301 |  | 1022941-32 |  | TPE, 1 PAIR TWISTED SHIELDED
WC9017 |  | 1302073-36 |  | CABLE, ETHERNET - 36 INCHES

## Part Number List
Part Number List |  | SolarTools ver. 24.0.84.24712 (Jul 31, 2025)
Project # | J0750
Report date: 2/27/2026 1:49 PM
Project Name | UCONN T70
Revision | A.3
Controls DE | D. SANDOVAL
Phone: | 0
Controls ME | P. LLAMEDO
Phone:
Device ID | Part Number | Description | Location
CCKA0982 | CUSTOMER DEFINED | CUSTOMER CONNECTION, FIRE DETECTED SIGNAL | CUSTOMER FIRE AND GAS SIGNALS
CCKA0984 | CUSTOMER DEFINED | CUSTOMER CONNECTION, GAS DETECTED SIGNAL | CUSTOMER FIRE AND GAS SIGNALS
AP0601 | 1089241-20 | MODULE, BLANK FILLER | GENERATOR PANEL
AP0602 | 1089241-40 | 1756-EN2TRXT, ETHERNET | GENERATOR PANEL
AP0603 | 1089241-40 | 1756-EN2TRXT, ETHERNET | GENERATOR PANEL
AP0604 | 1089241-7,1144558-11 | ETHERNET, DH/RIO CONVERTER | GENERATOR PANEL
AP0605 | 1089241-36 | 1756-EN2TXT, ETHERNET | GENERATOR PANEL
AP0606 | 1089241-40 | 1756-EN2TRXT, ETHERNET | GENERATOR PANEL
AR0600 | 1089241-29 | RACK CHASSIS, 1756-A7XT (7 SLOT) | GENERATOR PANEL
AT0140 | 2769310-1,2769310-4 | MODULE, DESC-250 | GENERATOR PANEL
AT0600 | 1089241-43 | 1756-L83EXTS, CONTOLLER^GUARDLOGIX | GENERATOR PANEL
AT0680 | 1634974-100 | GATEWAY MODULE, TURBOTRONIC GATEWAY | GENERATOR PANEL
FU0010 | 1043265-1,1043265-5 | FUSE, 10A | GENERATOR PANEL
FU0011 | 1043265-1,1043265-7 | FUSE, 20A | GENERATOR PANEL
FU0012 | 1043265-1,1043265-5 | FUSE, 10A | GENERATOR PANEL
FU0013 | 1043265-1,1043265-5 | FUSE, 10A | GENERATOR PANEL
FU0014 | 1043265-1,1043265-5 | FUSE, 10A | GENERATOR PANEL
FU0015 | 1043265-1,1043265-5 | FUSE, 10A | GENERATOR PANEL
FU0017 | [2]1043265-1,[2]1043265-5 | FUSE, 10A | GENERATOR PANEL
FU0136 | 1043265-1,1043265-9 | FUSE, 30A | GENERATOR PANEL
FU0313 | 1043265-1,1043265-7 | FUSE, 20A | GENERATOR PANEL
FU0314 | 1043265-1,1043265-7 | FUSE, 20A | GENERATOR PANEL
FU0330 | 1043265-9 | FUSE, 30A | GENERATOR PANEL
FU0332 | 1043265-1,1043265-7 | FUSE, 20A | GENERATOR PANEL
FU0333 | 1043265-1,1043265-4 | FUSE, 5A | GENERATOR PANEL
FU0334 | 1043265-1,1043265-4 | FUSE, 5A | GENERATOR PANEL
FU0335 | 1043265-1,1043265-4 | FUSE, 5A | GENERATOR PANEL
FU0680 | 1043265-1,1043265-4 | FUSE, 5A | GENERATOR PANEL
GR0142 | 903849C1 | RAIL GROUND, DIN RAIL GROUNDING | GENERATOR PANEL
GR0143 | 903849C1 | RAIL GROUND, DIN RAIL GROUNDING | GENERATOR PANEL
GR0144 | 903849C1 | RAIL GROUND, DIN RAIL GROUNDING | GENERATOR PANEL
GR0145 | 903849C1 | RAIL GROUND, DIN RAIL GROUNDING | GENERATOR PANEL
GR0146 | 903849C1 | RAIL GROUND, DIN RAIL GROUNDING | GENERATOR PANEL
KA0121 | 1061979-1 | RELAY, AUTOMATIC CLOSE CIRCUIT BREAKER | GENERATOR PANEL
KA0123 | 1061979-1 | RELAY, CGCM #1 ENABLED | GENERATOR PANEL
KA0161 | 1061979-1 | RELAY, TURBINE RUNNING STATUS | GENERATOR PANEL
KA0162 | 1061979-1 | RELAY, WHRS PURGE FLOW ESTABLISHED | GENERATOR PANEL
KA0163 | 1061979-1 | RELAY, WASTE HEAT READY | GENERATOR PANEL
KA0180 | 1061979-1 | RELAY, 90% SPEED | GENERATOR PANEL
KA0185 | 1061979-1 | RELAY, PERMISSIVE CLOSE CIRCUIT BREAKER | GENERATOR PANEL
KA0310 | 1061979-1 | RELAY, CGCM #1 FAULT | GENERATOR PANEL
KA0313 | 1076251-1,1076251-2 | RELAY, PMG INPUT #1 | GENERATOR PANEL
KA0330 | 1061979-1 | RELAY, CLOSED CIRCUIT BREAKER | GENERATOR PANEL
KA0331 | 1061979-1 | RELAY, MAIN UTILITY BREAKER AUXILIARY CONTACT CLOSED | GENERATOR PANEL
KA0332 | 1061979-1 | RELAY, CLOSE CONTROL CIRCUIT BREAKER | GENERATOR PANEL
KA0333 | 1061979-1 | RELAY, TRIP CONTROL CIRCUIT BREAKER | GENERATOR PANEL
KA0335 | 1061979-1 | RELAY, NO EMERGENCY SHUTDOWN SUMMARY | GENERATOR PANEL
KA0336 | 1061979-1 | RELAY, CONTROLLER ACTIVE | GENERATOR PANEL
KA4100 | 1061979-1 | RELAY, GENERATOR HEATER DISABLED | GENERATOR PANEL
KA9000 | 1061979-1 | RELAY, LIQUID ACTIVE | GENERATOR PANEL
UJ0131 | 1286570-1 | POWER CONVERTER, AC/DC INPUT TO 28V DC OUTPUT | GENERATOR PANEL
UV0600 | 1089241-28 | POWER SUPPLY, RSLOGIX CHASSIS | GENERATOR PANEL
XT0011 | 1066730-16,1066730-17,1066730-18 | TERMINAL STRIP, 2 CONDUCTOR | GENERATOR PANEL
XT0014 | 1247052-1 | BUS BAR, SYSTEM FUNCTION (USE) | GENERATOR PANEL
XT0238 | 1066730-7,1066730-8,1067996-4 | TERMINAL BLOCK, SPRING, 4 CONDUCTOR,30-12 AWG (0.05-3.31 MM2),NON-IS | GENERATOR PANEL
XT0313 | 1066730-7,1066730-8,1067996-4 | TERMINAL BLOCK, SPRING, 4 CONDUCTOR,30-12 AWG (0.05-3.31 MM2),NON-IS | GENERATOR PANEL
XT0332 | 1066730-16,1066730-7,1066730-8,1067996-4 | TERMINAL BLOCK, SPRING, 4 CONDUCTOR,30-12 AWG (0.05-3.31 MM2),NON-IS | GENERATOR PANEL
XT0334 | 1066730-7,1066730-8,1067996-4 | TERMINAL BLOCK, SPRING, 4 CONDUCTOR,30-12 AWG (0.05-3.31 MM2),NON-IS | GENERATOR PANEL
XT0335 | 1066730-7,1066730-8,1067996-4 | TERMINAL BLOCK, SPRING, 4 CONDUCTOR,30-12 AWG (0.05-3.31 MM2),NON-IS | GENERATOR PANEL
XT0336 | 1066730-7,1066730-8,1067996-4 | TERMINAL BLOCK, SPRING, 4 CONDUCTOR,30-12 AWG (0.05-3.31 MM2),NON-IS | GENERATOR PANEL
XT0337 | 1066730-7,1066730-8,1067996-82 | TERMINAL BLOCK, SPRING, 4 CONDUCTOR,30-12 AWG (0.05-3.31 MM2),NON-IS | GENERATOR PANEL
XT0338 | 1066730-7 | TERMINAL BLOCK, SPRING, 4 CONDUCTOR,30-12 AWG (0.05-3.31 MM2),NON-IS | GENERATOR PANEL
XT0350 | 1066730-16,1066730-17,1066730-18 | TERMINAL STRIP, 2 CONDUCTOR | GENERATOR PANEL
XT0351 | 1066730-7,1066730-8,1067996-82 | TERMINAL BLOCK, SPRING, 4 CONDUCTOR,30-12 AWG (0.05-3.31 MM2),NON-IS | GENERATOR PANEL
XT0352 | 1066730-16,1066730-17,1066730-18 | TERMINAL STRIP, 2 CONDUCTOR | GENERATOR PANEL
XT0360 | 1066730-7,1066730-8,1067996-4 | TERMINAL BLOCK, SPRING, 4 CONDUCTOR,30-12 AWG (0.05-3.31 MM2),NON-IS | GENERATOR PANEL
XT0370 | 1066730-7,1066730-8,1067996-4 | TERMINAL BLOCK, SPRING, 4 CONDUCTOR,30-12 AWG (0.05-3.31 MM2),NON-IS | GENERATOR PANEL
XT0680 | 1066730-7,1066730-8,1067996-4 | TERMINAL BLOCK, SPRING, 4 CONDUCTOR,30-12 AWG (0.05-3.31 MM2),NON-IS | GENERATOR PANEL
XT2370 | 1066730-16 | TERMINAL STRIP, 2 CONDUCTOR | GENERATOR PANEL
AF0081 | 2684693-17,2684693-23 | 5094-IB16XT, 16 DISCRETE INPUT | JB100
AF0082 | 2684693-19,2684693-33 | 5094-IY8XT, 8 ANALOG INPUT, TC/RTD/ I&V | JB100
AF0083 | 2684693-19,2684693-33 | 5094-IY8XT, 8 ANALOG INPUT, TC/RTD/ I&V | JB100
AF0084 | 2684693-18,2684693-56 | 5094-IF8IHXT, 8 ANALOG INPUT, ISOLATED | JB100
AF0085 | 2684693-18,2684693-56 | 5094-IF8IHXT, 8 ANALOG INPUT, ISOLATED | JB100
AF0091 | 2684693-17,2684693-23 | 5094-IB16XT, 16 DISCRETE INPUT | JB100
AF0092 | 2684693-17,2684693-25 | 5094-OB8XT, 8 DISCRETE OUTPUT | JB100
AF0400 | 1322418-31,1322418-40,1322418-72,1322418-73 | 1444-TSCX02-02RB, 2-CH TACHOMETER INPUT^DYNAMIX 1444 VIBRATION | JB100
AF0410 | 1322418-11,1322418-20,1322418-70,1322418-71 | 1444-DYN04-01RA, 4-CH VIBRATION INPUT^DYNAMIX 1444 VIBRATION | JB100
AF0420 | 1322418-11,1322418-20,1322418-70,1322418-71 | 1444-DYN04-01RA, 4-CH VIBRATION INPUT^DYNAMIX 1444 VIBRATION | JB100
AF0430 | 1322418-11,1322418-20,1322418-70,1322418-71 | 1444-DYN04-01RA, 4-CH VIBRATION INPUT^DYNAMIX 1444 VIBRATION | JB100
AF0450 | 1322418-11,1322418-20,1322418-70,1322418-71 | 1444-DYN04-01RA, 4-CH VIBRATION INPUT^DYNAMIX 1444 VIBRATION | JB100
AU0080 | 2684693-22 | 5094-AENTRXT, FLEX 5000 I/O | JB100
AU0090 | 2684693-22 | 5094-AENTRXT, FLEX 5000 I/O | JB100
FU0080 | 1043265-1,1043265-5 | FUSE, 10A | JB100
FU0090 | 1043265-1,1043265-5 | FUSE, 10A | JB100
FU0091 | 1043265-1,1043265-5 | FUSE, 10A | JB100
FU0093 | 1043265-1,1043265-5 | FUSE, 10A | JB100
FU0100 | 1043265-1,1043265-7 | FUSE, 20A | JB100
FU0113 | [2]1043265-1,[2]1043265-4 | FUSE, 5A | JB100
GR0330 | 903849C1 | RAIL GROUND, DIN RAIL GROUNDING | JB100
GR0331 | 903849C1 | RAIL GROUND, DIN RAIL GROUNDING | JB100
GR0332 | 903849C1 | RAIL GROUND, DIN RAIL GROUNDING | JB100
IEG0330 | 232941-110 | BUS BAR, PACKAGE - INSTRUMENT EARTH GROUNDING | JB100
PEG0330 | 232941-110 | BUS BAR, PACKAGE - POWER EARTH GROUNDING | JB100
UA1520 | 1105411-11 | SIGNAL CONVERTER, BAM 2 SIGNAL CONDITIONER | JB100
XT0080 | 1066730-7,1066730-8,1067996-4 | TERMINAL BLOCK, SPRING, 4 CONDUCTOR,30-12 AWG (0.05-3.31 MM2),NON-IS | JB100
XT0081 | 1066730-7,1066730-8,1067996-4 | TERMINAL BLOCK, SPRING, 4 CONDUCTOR,30-12 AWG (0.05-3.31 MM2),NON-IS | JB100
XT0400 | 1066730-1,1066730-7,1066730-8,1067996-4 | TERMINAL STRIP, 4 CONDUCTOR | JB100
XT1140 | 1066730-7,1066730-8,1067996-4 | TERMINAL BLOCK, SPRING, 4 CONDUCTOR,30-12 AWG (0.05-3.31 MM2),NON-IS | JB100
XT1141 | 1066730-7,1066730-8,1067996-4 | TERMINAL BLOCK, SPRING, 4 CONDUCTOR,30-12 AWG (0.05-3.31 MM2),NON-IS | JB100
XT1521 | 1066730-7 | TERMINAL BLOCK, SPRING, 4 CONDUCTOR,30-12 AWG (0.05-3.31 MM2),NON-IS | JB100
XTFGH | 1066730-1 | TERMINAL STRIP, 4 CONDUCTOR | JB100
AT0170 | 1056244-29 | CONTROLLER, EAGLE QUANTUM PREMIER | JB70
AT1100 | 1577354-4502 | WORKSTATION, VERSA VIEW 1200H | JB70
GR0131 | 903849C1 | RAIL GROUND, DIN RAIL GROUNDING | JB70
HA0472 | 1103208-101 | HORN, AUDIBLE ALARM | JB70
HL0171 | 1016815-21,2380746-7 | LIGHT, FIRE SYSTEM AUTO, GREEN | JB70
HL0172 | 1016815-16,[2]2380746-7 | LIGHT, FIRE SYSTEM INHIBIT, AMBER | JB70
HL0173 | 1016815-20,2380746-7 | LIGHT, FIRE SYSTEM DISCHARGED, RED | JB70
PEG0130 | 232941-110 | BUS BAR, TURBINE - POWER EARTH GROUNDING | JB70
SA0170 | 1016815-18,2380746-9 | SELECTOR SWITCH, FIRE SYSTEM AUTO/INHIBIT | JB70
SA0471 | 1035040-1652,2380746-2 | SELECTOR SWITCH, SPEED | JB70
SA0472 | 1035040-125,2380746-2 | SELECTOR SWITCH, VOLTAGE | JB70
SA0473 | 2380746-5 | SELECTOR SWITCH, OFF/LOCAL/AUX | JB70
SB0170 | 1016815-19,[2]2380746-10 | PUSHBUTTON SWITCH, MANUAL RELEASE | JB70
SB0471 | 1035040-119,1064851-1,2380746-1 | PUSHBUTTON SWITCH, HORN SILENCE | JB70
SB0472 | 1035040-32,2380746-4 | PUSHBUTTON SWITCH, EMERGENCY STOP | JB70
SB0473 | 1035040-120,2380746-1 | PUSHBUTTON SWITCH, ACKNOWLEDGE | JB70
SB0474 | 1035040-121,1064851-1,2380746-1 | PUSHBUTTON SWITCH, RESET | JB70
SH0470 | 1035040-108,2380746-3 | LIGHTED SWITCH, STOP/STOPPING, RED | JB70
SH0471 | 1035040-103,2380746-3 | LIGHTED SWITCH, START/STARTING, GREEN | JB70
SH0472 | 1035040-106,2380746-3 | LIGHTED SWITCH, BACKUP SYSTEM ACTIVE/RESET, AMBER | JB70
UV0170 | 1056244-2 | POWER SUPPLY, EAGLE QUANTUM PREMIER | JB70
AF0121 | 2684693-17,2684693-24 | 5094-OB16XT, 16 DISCRETE OUTPUT | JB72
AF0122 | 2684693-17,2684693-23 | 5094-IB16XT, 16 DISCRETE INPUT | JB72
AF0123 | 2684693-19,2684693-33 | 5094-IY8XT, 8 ANALOG INPUT, TC/RTD/ I&V | JB72
AF0124 | 2684693-18,2684693-55 | 5094-OB16SXT, 16 DISCRETE OUTPUT, S | JB72
AF0181 | 2684693-17,2684693-25 | 5094-OB8XT, 8 DISCRETE OUTPUT | JB72
AF0182 | 2684693-17,2684693-23 | 5094-IB16XT, 16 DISCRETE INPUT | JB72
AF0183 | 2684693-18,2684693-28 | 5094-IB16SXT, 16 DISCRETE INPUT, S | JB72
AF0184 | 2684693-19,2684693-33 | 5094-IY8XT, 8 ANALOG INPUT,TC/RTD/I&V | JB72
AU0120 | 2684693-22 | 5094-AENTRXT, FLEX 5000 I/O | JB72
AU0180 | 2684693-22 | 5094-AENTRXT, FLEX 5000 I/O | JB72
FU0120 | 1043265-1,1043265-5 | FUSE, 10A | JB72
FU0121 | 1043265-1,1043265-5 | FUSE, 10A | JB72
FU0122 | 1043265-1,1043265-5 | FUSE, 10A | JB72
FU0180 | 1043265-1,1043265-5 | FUSE, 10A | JB72
FU0181 | 1043265-1,1043265-5 | FUSE, 10A | JB72
FU0182 | 1043265-1,1043265-5 | FUSE, 10A | JB72
GR0120 | 903849C1 | RAIL GROUND, DIN RAIL GROUNDING | JB72
GR0180 | 903849C1 | RAIL GROUND, DIN RAIL GROUNDING | JB72
IEG0130 | 232941-110 | BUS BAR, GENERATOR - INSTRUMENT EARTH GROUNDING | JB72
KA0128 | 1061979-1 | RELAY, GENERATOR TRIP SUMMARY CIRCUIT BREAKER | JB72
KA0181 | 1061979-1 | RELAY, SPARE | JB72
PEG0140 | 232941-110,232941-200 | BUS BAR, GENERATOR - POWER EARTH GROUNDING | JB72
RR0851 | 981090C1 | RESISTOR, 3.01K OHM | JB72
RR0852 | 981089C1 | RESISTOR, 1.0K OHM | JB72
XT0085 | 1066730-7,1066730-8,1067996-4 | TERMINAL BLOCK, SPRING, 4 CONDUCTOR,30-12 AWG (0.05-3.31 MM2),NON-IS | JB72
XT0120 | [2]1066730-7,1066730-8,[2]1067996-4 | TERMINAL BLOCK, SPRING, 4 CONDUCTOR,30-12 AWG (0.05-3.31 MM2),NON-IS | JB72
XT0130 | 1066730-32,[2]1066730-7,[2]1066730-8,1067996-4,1067996-82 | TERMINAL BLOCK, SPRING, 4 CONDUCTOR,30-12 AWG (0.05-3.31 MM2),NON-IS | JB72
XT0180 | 1066730-7,1066730-8,1067996-4 | TERMINAL BLOCK, SPRING, 4 CONDUCTOR,30-12 AWG (0.05-3.31 MM2),NON-IS | JB72
FU0137 | 1043265-1,1043265-7 | FUSE, 20A | LEFT RAIL
FU0139 | 1043265-1,1043265-4 | FUSE, 5A | LEFT RAIL
FU0210 | 1043265-1,1043265-7 | FUSE, 20A | LEFT RAIL
FU0211 | 1043265-1,1043265-4 | FUSE, 5A | LEFT RAIL
FU0212 | 1043265-1,1043265-3 | FUSE, 2A | LEFT RAIL
FU1100 | 1043265-1,1043265-5 | FUSE, 10A | LEFT RAIL
FU1101 | 1043265-1,1043265-3 | FUSE, 2A | LEFT RAIL
GR1100 | 903849C1 | RAIL GROUND, DIN RAIL GROUNDING | LEFT RAIL
PC0470 | 2271605-1 | TIMER/COUNTER, ENGINE HOUR / START COUNTER | LEFT RAIL
UA1200 | 1053834-8 | BUOS MODULE, BACKUP OVERSPEED | LEFT RAIL
CC9000 | CUSTOMER DEFINED | CUSTOMER INPUT, LIQUID FUEL ACTIVE | PANEL
CC9001 | CUSTOMER DEFINED | CUSTOMER INPUT, GAS COMPRESSOR | PANEL
CC9002 | CUSTOMER DEFINED | CUSTOMER INPUT, TURBINE COOLDOWN SHUTDOWN SUMMARY | PANEL
CC9003 | CUSTOMER DEFINED | CUSTOMER INPUT, LIQUID FUEL ACTIVE | PANEL
CC9004 | CUSTOMER DEFINED | CUST CONN, FUEL FLOW, BOP PLC^4-20 mA=0-12,000 LB/HR(GAS FUEL)^4-20 mA=0-15000 LB/HR | PANEL
CC9005 | CUSTOMER DEFINED | CUST CONN, PERCENT_LOAD^4-20 mA=0-120% | PANEL
SB7510 | CUSTOMER DEFINED | PUSHBUTTON SWITCH, START (CUSTOMER) | PANEL
SB7511 | CUSTOMER DEFINED | PUSHBUTTON SWITCH, NORMAL STOP (CUSTOMER) | PANEL
SB7512 | CUSTOMER DEFINED | PUSHBUTTON SWITCH, EMERGENCY STOP (CUSTOMER) | PANEL
SB7551 | CUSTOMER DEFINED | PUSHBUTTON SWITCH, VOLTAGE INCREASE (CUSTOMER) | PANEL
SB7552 | CUSTOMER DEFINED | PUSHBUTTON SWITCH, VOLTAGE DECREASE (CUSTOMER) | PANEL
GR1210 | [2]903849C1 | RAIL GROUND, DIN RAIL GROUNDING | PROX JB4
UA1210 | 190817-51 | PROXIMITOR, ENGINE BEARING #1^(GAS PRODUCER X-AXIS) | PROX JB4
UA1211 | 190817-51 | PROXIMITOR, ENGINE BEARING #1^(GAS PRODUCER Y-AXIS) | PROX JB4
UA1220 | 190817-191 | PROXIMITOR, ENGINE BEARING #2^(GAS PRODUCER X-AXIS) | PROX JB4
UA1221 | 190817-191 | PROXIMITOR, ENGINE BEARING #2^(GAS PRODUCER Y-AXIS) | PROX JB4
UA1230 | 190817-91 | PROXIMITOR, ENGINE BEARING #3^(GAS PRODUCER X-AXIS) | PROX JB4
UA1231 | 190817-91 | PROXIMITOR, ENGINE BEARING #3^(GAS PRODUCER Y-AXIS) | PROX JB4
UA1262 | 190817-51 | PROXIMITOR, ENGINE BEARING AXIAL^(GAS PRODUCER Z-AXIS) | PROX JB4
UA1263 | 190817-51 | PROXIMITOR, ENGINE KEYPHASOR^(GAS PRODUCER) | PROX JB4
AT0175 | 1056244-5 | 8 CHANNEL ED I/O, EAGLE QUANTUM PREMIER | RIGHT RAIL
AT0176 | 1056244-5 | 8 CHANNEL ED I/O, EAGLE QUANTUM PREMIER | RIGHT RAIL
AT0178 | 1056244-5 | 8 CHANNEL ED I/O, EAGLE QUANTUM PREMIER | RIGHT RAIL
FU0170 | 1043265-1,1043265-6 | FUSE, 15A | RIGHT RAIL
GR0170 | [2]903849C1 | RAIL GROUND, DIN RAIL GROUNDING | RIGHT RAIL
KA0170 | 1061979-1 | RELAY, FIRE & GAS SYS TROUBLE | RIGHT RAIL
KA0172 | 1061979-1 | RELAY, FIRE DETECTED (CUSTOMER) | RIGHT RAIL
KA0174 | 1061979-1 | RELAY, GAS DETECTED (CUSTOMER) | RIGHT RAIL
KA0176 | 1061979-1 | RELAY, VENTILATION REQUIRED | RIGHT RAIL
KA0178 | 1061979-1 | RELAY, LOCAL HORN CONTROL (EQP) | RIGHT RAIL
KA0875 | 1061979-1 | RELAY, LOCAL HORN CONTROL (PLC) | RIGHT RAIL
KA6510 | 1061979-1 | RELAY, FIRE SYSTEM AUTO/INHIBIT | RIGHT RAIL
KA6511 | 1061979-1 | RELAY, FIRE SYSTEM AUTO/INHIBIT | RIGHT RAIL
PC0471 | 2271605-1 | TIMER/COUNTER, LIQUID FUEL COUNTER HOUR / START | RIGHT RAIL
RR0170 | 912137C1 | RESISTOR, 10K OHM | RIGHT RAIL
RR0175A | 912137C1 | RESISTOR, 10K OHM | RIGHT RAIL
RR0175D | 912137C1 | RESISTOR, 10K OHM | RIGHT RAIL
RR0175I | 912137C1 | RESISTOR, 10K OHM | RIGHT RAIL
RR0175M | 912137C1 | RESISTOR, 10K OHM | RIGHT RAIL
RR0175S5 | 912137C1 | RESISTOR, 10K OHM | RIGHT RAIL
RR0176S4 | 912137C1 | RESISTOR, 10K OHM | RIGHT RAIL
RR0176S5 | 912137C1 | RESISTOR, 10K OHM | RIGHT RAIL
RR0176S7 | 912137C1 | RESISTOR, 10K OHM | RIGHT RAIL
RR0178 | 912137C1 | RESISTOR, 10K OHM | RIGHT RAIL
RR0178S7 | 912137C1 | RESISTOR, 10K OHM | RIGHT RAIL
RR0853 | 912137C1 | RESISTOR, 10K OHM | RIGHT RAIL
RR0854 | 912137C1 | RESISTOR, 10K OHM | RIGHT RAIL
VD0175A | 960592C1 | DIODE, 15 pF | RIGHT RAIL
VD0175D | 960592C1 | DIODE, 15 pF | RIGHT RAIL
VD0175I | 960592C1 | DIODE, 15 pF | RIGHT RAIL
VD0178 | 960592C1 | DIODE, 15 pF | RIGHT RAIL
VD6211 | 960592C1 | DIODE, 15 pF | RIGHT RAIL
XT0170 | 1066730-7,1066730-8,1067996-11 | TERMINAL BLOCK, SPRING, 4 CONDUCTOR,30-12 AWG (0.05-3.31 MM2),NON-IS | RIGHT RAIL
XT0171 | 1066730-7,1066730-8,1067996-11 | TERMINAL BLOCK, SPRING, 4 CONDUCTOR,30-12 AWG (0.05-3.31 MM2),NON-IS | RIGHT RAIL
XT0172 | 1066730-7,1066730-8,1067996-11 | TERMINAL BLOCK, SPRING, 4 CONDUCTOR,30-12 AWG (0.05-3.31 MM2),NON-IS | RIGHT RAIL
AF0051 | 2684693-17,2684693-25 | 5094-OB8XT, 8 DISCRETE OUTPUT | TURBINE PANEL
AF0052 | 2684693-17,2684693-24 | 5094-OB16XT, 16 DISCRETE OUTPUT | TURBINE PANEL
AF0053 | 2684693-17,2684693-25 | 5094-OB8XT, 8 DISCRETE OUTPUT | TURBINE PANEL
AF0054 | 2684693-17,2684693-23 | 5094-IB16XT, 16 DISCRETE INPUT | TURBINE PANEL
AF0055 | 2684693-18,2684693-56 | 5094-IF8IHXT, 8 ANALOG INPUT, ISOLATED | TURBINE PANEL
AF0056 | 2684693-18,2684693-56 | 5094-IF8IHXT, 8 ANALOG INPUT, ISOLATED | TURBINE PANEL
AF0057 | 2684693-18,2684693-28 | 5094-IB16SXT, 16 DISCRETE INPUT, S | TURBINE PANEL
AF0061 | 2684693-17,2684693-25 | 5094-OB8XT, 8 DISCRETE OUTPUT | TURBINE PANEL
AF0062 | 2684693-17,2684693-23 | 5094-IB16XT, 16 DISCRETE INPUT | TURBINE PANEL
AF0063 | 2684693-18,2684693-30 | 5094-IF4IHSXT, 4 ANALOG INPUT, S | TURBINE PANEL
AF0064 | 2684693-18,2684693-30 | 5094-IF4IHSXT, 4 ANALOG INPUT, S | TURBINE PANEL
AF0065 | 2684693-18,2684693-27 | 5094-OF8IHXT, 8 ANALOG OUTPUT, ISOLATED | TURBINE PANEL
AF0066 | 2684693-17,2684693-25 | 5094-OB8XT, 8 DISCRETE OUTPUT | TURBINE PANEL
AF0067 | 2684693-21,2684693-36 | 5094-IRT8SXT, 8 RTD/TC ANALOG INPUT, S | TURBINE PANEL
AF0071 | 2684693-18,2684693-32 | 5094-IJ2ISXT, 2 FAST COUNTER INPUT, S | TURBINE PANEL
AF0072 | 2684693-18,2684693-30 | 5094-IF4IHSXT, 4 ANALOG INPUT, S | TURBINE PANEL
AF0073 | 2684693-21,2684693-36 | 5094-IRT8SXT, 8 RTD/TC ANALOG INPUT, S | TURBINE PANEL
AF0074 | 2684693-18,2684693-56 | 5094-IF8IHXT, 8 ANALOG INPUT, ISOLATED | TURBINE PANEL
AF0075 | 2684693-18,2684693-30 | 5094-IF4IHSXT, 4 ANALOG INPUT, S | TURBINE PANEL
AF0076 | 2684693-18,2684693-55 | 5094-OB16SXT, 16 DISCRETE OUTPUT, S | TURBINE PANEL
AU0050 | 2684693-22 | 5094-AENTRXT, FLEX 5000 I/O | TURBINE PANEL
AU0060 | 2684693-22 | 5094-AENTRXT, FLEX 5000 I/O | TURBINE PANEL
AU0070 | 2684693-22 | 5094-AENTRXT, FLEX 5000 I/O | TURBINE PANEL
BA1100 | 1337728-10 | SWITCH, ETAP, DLR INTERFACE | TURBINE PANEL
FU0050 | 1043265-1,1043265-5 | FUSE, 10A | TURBINE PANEL
FU0051 | 1043265-1,1043265-5 | FUSE, 10A | TURBINE PANEL
FU0052 | 1043265-1,1043265-5 | FUSE, 10A | TURBINE PANEL
FU0053 | 1043265-1,1043265-5 | FUSE, 10A | TURBINE PANEL
FU0054 | 1043265-1,1043265-3,1043265-5 | FUSE, 10A | TURBINE PANEL
FU0055 | 1043265-1,1043265-3,1043265-5 | FUSE, 2A | TURBINE PANEL
FU0060 | 1043265-1,1043265-5 | FUSE, 10A | TURBINE PANEL
FU0061 | 1043265-1,1043265-5 | FUSE, 10A | TURBINE PANEL
FU0063 | 1043265-1,1043265-5 | FUSE, 10A | TURBINE PANEL
FU0064 | 1043265-1,1043265-5 | FUSE, 10A | TURBINE PANEL
FU0070 | 1043265-1,1043265-5 | FUSE, 10A | TURBINE PANEL
FU0071 | 1043265-1,1043265-5 | FUSE, 10A | TURBINE PANEL
GR0132 | 903849C1 | RAIL GROUND, DIN RAIL GROUNDING | TURBINE PANEL
GR0133 | 903849C1 | RAIL GROUND, DIN RAIL GROUNDING | TURBINE PANEL
GR0231 | 903849C1 | RAIL GROUND, DIN RAIL GROUNDING | TURBINE PANEL
GR0233 | 903849C1 | RAIL GROUND, DIN RAIL GROUNDING | TURBINE PANEL
IEG0230 | 232941-110 | BUS BAR, TURBINE - INSTRUMENT EARTH GROUNDING | TURBINE PANEL
KA0130 | 1061979-1 | RELAY, LOWSPEED/OPEN PROBE SETPOINT | TURBINE PANEL
KA0131 | 1061979-1 | RELAY, CONTROLLER ACTIVE | TURBINE PANEL
KA0132 | 1061979-1 | RELAY, CONTROLLER ACTIVE | TURBINE PANEL
KA0133 | 1061979-1 | RELAY, POST LUBE NOT REQUIRED | TURBINE PANEL
KA0134 | 1061979-1 | RELAY, BACKUP COMMAND OFF | TURBINE PANEL
KA0135 | 1061979-1 | RELAY, AC PRE/POST PUMP DRIVE | TURBINE PANEL
KA0136 | 1061979-1 | RELAY, LUBE OIL HEADER PRESSURE HIGH | TURBINE PANEL
KA0137 | 1061979-1 | RELAY, LUBE PUMP INHIBIT | TURBINE PANEL
KA0138 | 1061979-1 | RELAY, BACKUP LUBE OIL PUMP OFF | TURBINE PANEL
KA0141 | 1061979-1 | RELAY, CONTROLLER ACTIVE | TURBINE PANEL
KA0144 | 1061979-1 | RELAY, AC PRE/POST PUMP DRIVE | TURBINE PANEL
KA0183 | 1061979-1 | RELAY, SPARE | TURBINE PANEL
KA0221 | 1061979-1,CUSTOMER DEFINED | RELAY, PRIMARY GAS FUEL SHUTOFF VALVE | TURBINE PANEL
KA0231 | 1061979-1 | RELAY, CONTROLLER ACTIVE | TURBINE PANEL
KA0232 | 1061979-1 | RELAY, CONTROLLER ACTIVE | TURBINE PANEL
KA0233 | 1061979-1 | RELAY, CONTROLLER ACTIVE | TURBINE PANEL
KA0234 | 1061979-1 | RELAY, CONTROLLER ACTIVE | TURBINE PANEL
KA0235 | 1061979-1 | RELAY, NO EMERGENCY SHUTDOWN SUMMARY | TURBINE PANEL
KA0236 | 1061979-1 | RELAY, NO EMERGENCY SHUTDOWN SUMMARY | TURBINE PANEL
KA0237 | 1061979-1 | RELAY, NO EMERGENCY SHUTDOWN SUMMARY | TURBINE PANEL
KA0238 | 1061979-1 | RELAY, NO EMERGENCY SHUTDOWN SUMMARY | TURBINE PANEL
KA0239 | 1061979-1 | RELAY, NO EMERGENCY SHUTDOWN SUMMARY | TURBINE PANEL
KA0240 | 1061979-1 | RELAY, NO EMERGENCY SHUTDOWN SUMMARY | TURBINE PANEL
KA0241 | 1061979-1 | RELAY, BACKUP SYSTEM RESET | TURBINE PANEL
KA0242 | 1061979-1 | RELAY, BACKUP SYSTEM RESET | TURBINE PANEL
KA0243 | 1061979-1 | RELAY, NO FIRE DETECTED | TURBINE PANEL
KA0244 | 1061979-1 | RELAY, NO FIRE DETECTED | TURBINE PANEL
KA0245 | 1061979-1 | RELAY, NO GAS DETECTED | TURBINE PANEL
KA0246 | 1061979-1 | RELAY, NO FIRE DETECTED | TURBINE PANEL
KA0247 | 1061979-1 | RELAY, NO FIRE DETECTED | TURBINE PANEL
KA0248 | 1061979-1 | RELAY, NO EMERGENCY SHUTDOWN SUMMARY | TURBINE PANEL
KA0249 | 1061979-1 | RELAY, NO GAS DETECTED | TURBINE PANEL
KA0250 | 1061979-1 | RELAY, NO EMERGENCY SHUTDOWN SUMMARY | TURBINE PANEL
KA0337 | 1061979-1 | RELAY, CUSTOMER STOP RELAY | TURBINE PANEL
KA0505 | 1061979-1 | RELAY, SPARE | TURBINE PANEL
KA1020 | 1061979-1 | RELAY, IGNITION START | TURBINE PANEL
KA2124 | 1061979-1 | RELAY, SECONDARY GAS FUEL SHUTOFF VALVE | TURBINE PANEL
KA2160 | 1061979-1 | RELAY, SPARE | TURBINE PANEL
KA2161 | 1061979-1 | RELAY, SPARE | TURBINE PANEL
KA2220 | 1061979-1 | RELAY, PRIMARY LIQUID FUEL | TURBINE PANEL
KA2222 | 1061979-1 | RELAY, LIQ SEC SHUTOFF | TURBINE PANEL
KA3103 | 1061979-1 | RELAY, LUBE OIL TANK HEATER | TURBINE PANEL
KA3270 | 1061979-1 | RELAY, LUBE OIL TANK VENT FAN | TURBINE PANEL
KA6211 | 1061979-1 | RELAY, DRIVER ENCLOSURE^VENT FAN #1 | TURBINE PANEL
KA9001 | 1061979-1 | RELAY, TURBINE NOT ON GAS FUEL | TURBINE PANEL
KA9002 | 1061979-1 | RELAY, TURBINE COOL DOWN^SHUTDOWN SUMMARY | TURBINE PANEL
KA9003 | 1061979-1 | RELAY, TURBINE FAST-STOP^SHUTDOWN SUMMARY | TURBINE PANEL
KT0140 | 2651077-1 | TIMER RELAY, BACKUP PUMP POST LUBE OFF CYCLE | TURBINE PANEL
KT0141 | 2651077-1 | TIMER RELAY, BACKUP POST LUBE CONTINUOUS | TURBINE PANEL
KT0142 | 2651077-1 | TIMER RELAY, TOTAL POST LUBE | TURBINE PANEL
KT0143 | 2651077-1 | TIMER RELAY, BACKUP PUMP POST LUBE ON CYCLE | TURBINE PANEL
KT0144 | 2651077-1 | TIMER RELAY, HEADER PRESSURE HIGH BACKUP PUMP OFF | TURBINE PANEL
KT0145 | 2651077-1 | TIMER RELAY, FIRE DETECTED ROLLDOWN LUBE | TURBINE PANEL
KT0146 | 2651077-3 | TIMER RELAY, WATCHDOG | TURBINE PANEL
XT0050 | 1066730-32,1066730-7,1066730-8,1067996-4 | TERMINAL BLOCK, SPRING, 4 CONDUCTOR,30-12 AWG (0.05-3.31 MM2),NON-IS | TURBINE PANEL
XT0060 | 1066730-7,1066730-8,1067996-4 | TERMINAL BLOCK, SPRING, 4 CONDUCTOR,30-12 AWG (0.05-3.31 MM2),NON-IS | TURBINE PANEL
XT0070 | 1066730-7,1066730-8,1067996-4 | TERMINAL BLOCK, SPRING, 4 CONDUCTOR,30-12 AWG (0.05-3.31 MM2),NON-IS | TURBINE PANEL
XT0134 | 1066730-16,1066730-17,1066730-18 | TERMINAL STRIP, 2 CONDUCTOR | TURBINE PANEL
XT0135 | 1066730-7,1066730-8,1067996-4 | TERMINAL BLOCK, SPRING, 4 CONDUCTOR,30-12 AWG (0.05-3.31 MM2),NON-IS | TURBINE PANEL
XT0136 | 1066730-7,1066730-8,1067996-82 | TERMINAL BLOCK, SPRING, 4 CONDUCTOR,30-12 AWG (0.05-3.31 MM2),NON-IS | TURBINE PANEL
XT0137 | 1066730-5,1066730-7,1067996-4 | TERMINAL BLOCK, SPRING, 4 CONDUCTOR,30-12 AWG (0.05-3.31 MM2),NON-IS | TURBINE PANEL
XT0138 | 1066730-16,1066730-17,1066730-18 | TERMINAL STRIP, 2 CONDUCTOR | TURBINE PANEL
XT0139 | 1066730-7,1066730-8,1067996-4 | TERMINAL BLOCK, SPRING, 4 CONDUCTOR,30-12 AWG (0.05-3.31 MM2),NON-IS | TURBINE PANEL
XT0233 | 1066730-7,1066730-8,1067996-4 | TERMINAL BLOCK, SPRING, 4 CONDUCTOR,30-12 AWG (0.05-3.31 MM2),NON-IS | TURBINE PANEL
XT0235 | 1066730-7,1066730-8,1067996-4 | TERMINAL BLOCK, SPRING, 4 CONDUCTOR,30-12 AWG (0.05-3.31 MM2),NON-IS | TURBINE PANEL
XT0236 | 1066730-7,1066730-8,1067996-82 | TERMINAL BLOCK, SPRING, 4 CONDUCTOR,30-12 AWG (0.05-3.31 MM2),NON-IS | TURBINE PANEL
XT0237 | 1066730-10,1066730-9,1067996-4 | DIODE TERMINAL STRIP, 4 CONDUCTOR | TURBINE PANEL
XT0240 | 1066730-7,1066730-8,1067996-4 | TERMINAL BLOCK, SPRING, 4 CONDUCTOR,30-12 AWG (0.05-3.31 MM2),NON-IS | TURBINE PANEL