## Blue Labels
(SHT 1) TURBINE CONTROL | (SHT 2) A PANEL | (SHT 3) B PANEL | (SHT 4) HP COMPRESSOR | (SHT 5) BOP PANEL^JB74 | (SHT 6) CONSOLE | (SHT 7) CONSOLE | (SHT 8) TCP | (SHT 9) AUXILIARY
GR1101 | XT0014 | AT0680 | IEG0130 | FU0180 | EL0273 | AT0190K | SH0407 | BA0005
SH0472 | BA1100 | XT0680 | AF0500 | FU0181 | HA0273 | AT0190 | SH0406 | BA0006
AT1100 | UJ1100 | GR0680 | AF0510 | FU0184 | ZS0273 |  | SH0405 | BA0010
SB0471 | XT1100 | FU0680 | AF0520 | XT0180 | FG0000 |  | SH0404 | BA0011
SB0473 | FU1102 | AF0400 | XT0500 | AF0185 |  |  | SH0410 | XT0005
SB0474 | FU1100 | AF0410 | FU0120 | AF0184 |  |  | SH0409 | UJ2080
SA0471 | FU1101 | AF0420 | FU0121 | AF0183 |  |  | SH0401 | BA2080
SA0473 | FU0010 | AF0430 | FU0130 | AF0182 |  |  | SH0400 | FU2082
SH0470 | FU0136 | AF0450 | FU0131 | AF0181 |  |  | XT0564 | SPARE1
HA0472 | FU0137 | XT0400 | UA4460 | AU0180 |  |  | AU0200 | SPARE2
SB0472 | FU0139 | PEG0130 | UA4461 | GR0180 |  |  | SB0408 | SPARE3
SH0471 | XT0134 | IEG0230 | UA4462 | IEG0257 |  |  | SB0407 | SPARE4
SA0474 | XT0135 | XT1350 | UA4470 | BA1212 |  |  | SH0408 | SPARE5
GR1100 | XT0138 | XT2100 | UA4471 | UJ1212 |  |  | SB0405 | SPARE6
| XT0139 | FU0110 | GR0845 | FU1212 |  |  | SB0406 | SPARE7
| XT0011 | FU0113 | KA0120 | FU0570 |  |  | SA0401 | SPARE8
| XT0018 | XT0110 | KA4401 | FU0140 |  |  | SB0404 | SPARE9
| FU0018 | XT0240 | XT0130 | FU0141 |  |  | SB0403 | SPARE10
| FU0012 | XT0070 | AF1211 | FU0142 |  |  | SB0402 | SPARE11
| FU0013 | KA1020 | AF1210 | FU0144 |  |  | SB0401 | GR2002
| FU0014 | KA0221 | AF1209 | FU0145 |  |  | HL0411 | PC0470
| FU0015 | KA0222 | AF1208 | KA0535 |  |  | HL0410 | PC0471
| FU0017 | XT0237 | AF1207 | KA0536 |  |  | HL0409 | XT0252
| KA0135 | XT0236 | AF1206 | KA0546 |  |  | HL0408 | AU2080
| KA0140 | XT0235 | GR0124 | KA0547 |  |  | HL0407 | AF2081
| KA0144 | XT0233 | XT4400 | KA0548 |  |  | SB0400 | AF2082
| KA1306 | FU0210 | XT0520 | KA0549 |  |  | HL0406 | AF2083
| XT0035 | FU0211 | AU1200 | KA0531 |  |  | HL0405 | XT0250
| XT1300 | FU0212 | AF1201 | KA0532 |  |  | HL0404 | XT0563
| GR0131 | FU0213 | AF1202 | KA0533 |  |  | HL0403 | XT0251
| AT0600 | XT0060 | AF1203 | KA0534 |  |  | HL0402 | XT0253
| UV0600 | KA0231 | AF1204 | KA0537 |  |  | HL0401 | FU0202
| AP0601 | KA0232 | AF1205 | KA0543 |  |  | HL0400 | FU0201
| AP0602 | KA0233 | GR0120 | KA0544 |  |  | SA0400 | FU0200
| AP0604 | KA0234 | WC8058 | KA0540 |  |  | AF0201 | FU0203
| AP0605 | KA0235 | TE4910 | KA7621 |  |  | AF0202 | FU2030
| AP0606 | KA0236 |  | KA7622 |  |  | GR0200 | FU2031
| AR0600 | KA0237 |  | KA0541 |  |  |  | FU2080
| AU0090 | KA0238 |  | KA7641 |  |  |  | FU0273
| AF0091 | KA0239 |  | KA7642 |  |  |  | FU2081
| AF0092 | KA0240 |  | KA7602 |  |  |  | FU9032
| AF0093 | KA0241 |  | KA7631 |  |  |  | XT9220
| AF0094 | KA0242 |  | KT0574 |  |  |  | XT9033
| AF0095 | KA0243 |  | KT0575 |  |  |  | XT0013
| AF0096 | KA0244 |  | KT0571 |  |  |  | XT0131
| AF0097 | KA0245 |  | KT0572 |  |  |  | XT0010
| GR0132 | KA0246 |  | KT0573 |  |  |  | KA0403
| AP0603 | KA0247 |  | XT0572 |  |  |  | XT7510
| FU0080 | KA0248 |  | XT0574 |  |  |  | QS0200
| FU0081 | KA0249 |  | XT0573 |  |  |  | QS0201
| FU0082 | KA0250 |  | XT0571 |  |  |  | KA3103
| XT0080 | XT1521 |  | XT0570 |  |  |  | KA3104
| FU0090 | UA1520 |  | FU1213 |  |  |  | KA3220
| FU0091 | XT1520 |  | GR0257 |  |  |  | KA3221
| FU0092 | GR0232 |  | XT0140 |  |  |  | XT3100
| FU0093 | FU0060 |  | AU0140 |  |  |  | XT3200
| XT0090 | FU0061 |  | AF0141 |  |  |  | GR2001
| KT0140 | FU0062 |  | AF0142 |  |  |  | PEG0356
| KT0141 | FU0063 |  | AF0143 |  |  |  | IEG0356
| KT0142 | FU0064 |  | AF0144 |  |  |  | F0200
| KT0143 | AF0068 |  | AF0145 |  |  |  | F0201
| KT0144 | AF0067 |  | AF0146 |  |  |  | IEG0200
| KT0145 | AF0066 |  | SPARE
| KT0146 | AF0065 |  | GR0140
| KA0130 | AF0064 |  | GR0184
| KA0131 | AF0063
| KA0132 | AF0062
| KA0133 | AF0061
| KA0134 | AU0060
| KA0136 | GR0231
| KA0137 | FU0070
| KA0138 | FU0071
| KA0141 | AU0070
| KA2160 | AF0071
| KA2161 | AF0072
| XT0136 | AF0073
| XT0137 | AF0074
| GR0133 | AF0075
| AU0080 | AF0076
| AF0081 | AF0077
| AF0082 | GR0233
| AF0083 | UA1200
AF0084
AF0085
AF0086
AF0087
GR0134
TE4900

## White Labels
(SHT 2) A PANEL | (SHT 2) A PANEL - (SHT 3) B PANEL | (SHT 9) AUXILIARY | (SHT 9) AUXILIARY - (SHT 3) B PANEL | (SHT 9) AUXILIARY - (SHT 8) TCP | (SHT 3) B PANEL | (SHT 3) B PANEL - (SHT 1) TURBINE CONTROL | (SHT 5) BOP PANEL^JB74 | (SHT 4) HP COMPRESSOR | (SHT 1) TURBINE CONTROL
AF0083G | IEG02301 | AU2080G | PEG01301 | IEG03561 | AF0064G | PEG01304 | AF0144G | AF1203G | GR1100
AF0084G | IEG023011 | IEG02001 | PEG01302 | IEG03562 | AF0065G |  | AU0140G | AF1204G
AF0085G | IEG023013 |  |  |  | AF0066G |  | AU0180G | AF1205G
AF0094G | IEG02302 |  |  |  | AF0071G |  | FCE7631S | AF1206G
AF0096G | IEG02306 |  |  |  | AF0072G |  | IEG02571 | AF1208G
AU0080G | IEG02307 |  |  |  | AF0073G |  | IEG02572 | AF1209G
AU0090G |  |  |  |  | AF0074G |  | IEG02573 | AF1210G
GR0133 |  |  |  |  | AU0060G |  | IEG02574 | AU1200G
UV0600G |  |  |  |  | AU0070G |  | IEG02575 | IEG01301
[5 empty] | IEG023010 |  |  | IEG01302
[5 empty] | IEG023012 |  |  | IEG01303
[5 empty] | IEG02304 |  |  | IEG01304
[5 empty] | IEG02305 |  |  | XT05001
IEG02308
IEG02309
XT04001
XT04002

## Heat Shrink Labels
(SHT 2) A PANEL | (SHT 3) B PANEL | (SHT 4) HP COMPRESSOR | (SHT 4) HP COMPRESSOR - JB7431
WC4900 | WC4524 | WC4910 | WC2025
WC4749

## A PANEL
A PANEL
JB70
Project # | J0940
Project Name | KERN RIVER GT VEYO UNIT 3
Revision | A.6
Controls DE | J.L. PASARIN
Phone: | #
Controls ME | A. PUENTES
Phone: | #
From | [5 empty] | To
Device ID | Cable (W) Conductor (SC) Jumper Clip (JC) | Wire No. | Wire ID | Gauge/Size | Page/Zone | Device ID | Location | Page/Zone
XT0011:1 | JC | FU0018 | CLIP | --- | 16.B3 | XT0011:2 | A PANEL | 16.B3
XT0011:2 | JC | FU0018 | CLIP | --- | 16.B3 | XT0011:3 | A PANEL | 16.B3
XT0011:3 | JC | FU0018 | CLIP | --- | 16.B3 | XT0011:4 | A PANEL | 16.B3
XT0080:1 | JC | 0V | CLIP | --- | 22.D1 | XT0080:2 | A PANEL | 22.D1
XT0080:2 | JC | 0V | CLIP | --- | 22.D1 | XT0080:3 | A PANEL | 22.D1
XT0090:1 | JC | 0V | CLIP | --- | 22.B1 | XT0090:2 | A PANEL | 22.B1
XT0134:1 | JC | 0V | CLIP | --- | 15.B3 | XT0134:2 | A PANEL | 15.B3
XT0134:2 | JC | 0V | CLIP | --- | 15.B3 | XT0134:3 | A PANEL | 15.B3
XT0134:3 | JC | 0V | CLIP | --- | 15.B3 | XT0134:4 | A PANEL | 15.B3
XT0135:1 | JC | 0V | CLIP | --- | 15.B4 | XT0135:2 | A PANEL | 15.B4
XT0135:2 | JC | 0V | CLIP | --- | 15.B4 | XT0135:3 | A PANEL | 15.B4
XT0136:1 | JC | FU0139 | CLIP | --- | 25.A2 | XT0136:2 | A PANEL | 25.A2
XT0138:1 | JC | FU0136 | CLIP | --- | 15.A3 | XT0138:2 | A PANEL | 15.A3
XT0138:2 | JC | FU0136 | CLIP | --- | 15.A3 | XT0138:3 | A PANEL | 15.A3
XT0138:3 | JC | FU0136 | CLIP | --- | 15.A3 | XT0138:4 | A PANEL | 15.B3
XT0139:1 | JC | FU0137 | CLIP | --- | 15.A4 | XT0139:2 | A PANEL | 15.A4
XT0139:2 | JC | FU0137 | CLIP | --- | 15.A4 | XT0139:3 | A PANEL | 15.B4
AF0081:03 | SC | 008103 | WHT | 20 | 27.C7 | KA0130:14 | A PANEL | 27.D6
AF0081:35 | SC | 008135 | WHT | 20 | 27.C7 | KA0130:A1 | A PANEL | 27.C5
AF0081:07 | SC | JP2 | VIO | 20 | 34.C7 | AF0081:39 | A PANEL | 34.C7
AF0081:COM | SC | AF0081N | WHT | 20 | 22.C2 | AF0082:COM | A PANEL | 22.D3
AF0081:COM | SC | AU0080N | WHT | 20 | 22.C2 | AU0080:COM | A PANEL | 22.C2
AF0081:V+ | SC | AF0081P | WHT | 20 | 22.C2 | AF0082:V+ | A PANEL | 22.D3
AF0081:V+ | SC | AU0080P | WHT | 20 | 22.C2 | AU0080:V+ | A PANEL | 22.C2
AF0082:COM | SC | AF0082N | WHT | 20 | 22.D3 | AF0083:COM | A PANEL | 22.D3
AF0082:V+ | SC | AF0082P | WHT | 20 | 22.D3 | AF0083:V+ | A PANEL | 22.D3
AF0083:COM | SC | AF0083N | WHT | 20 | 22.D3 | AF0084:COM | A PANEL | 22.D4
AF0083:SH | SC | AF0083G | GRN | 14 | 22.D3 | AF0084:SH | A PANEL | 22.D4
AF0083:SH | SC | AU0080G | GRN | 14 | 22.D3 | AU0080:GND | A PANEL | 22.C2
AF0083:V+ | SC | AF0083P | WHT | 20 | 22.D3 | AF0084:V+ | A PANEL | 22.D4
AF0084:COM | SC | AF0084N | WHT | 20 | 22.D4 | AF0085:COM | A PANEL | 22.D5
AF0084:SH | SC | AF0084G | GRN | 14 | 22.D4 | AF0085:SH | A PANEL | 22.D5
AF0084:V+ | SC | AF0084P | WHT | 20 | 22.D4 | AF0085:V+ | A PANEL | 22.D5
AF0085:COM | SC | AF0085N | WHT | 20 | 22.D5 | AF0086:COM | A PANEL | 22.D5
AF0085:SH | SC | AF0085G | GRN | 14 | 22.D5 | AF0086:SH | A PANEL | 22.D5
AF0085:V+ | SC | AF0085P | WHT | 20 | 22.D5 | AF0086:V+ | A PANEL | 22.D5
AF0086:COM | SC | AF0086N | WHT | 20 | 22.D5 | AF0087:COM | A PANEL | 22.D6
AF0086:V+ | SC | AF0086P | WHT | 20 | 22.D5 | AF0087:V+ | A PANEL | 22.D6
AF0087:11 | SC | KA013624 | WHT | 20 | 25.B4 | KA0136:24 | A PANEL | 25.B3
AF0087:43 | SC | KA013621 | WHT | 20 | 25.B4 | KA0136:21 | A PANEL | 25.B3
AF0091:07 | SC | KA014114 | WHT | 20 | 25.C2 | KA0141:14 | A PANEL | 25.C2
AF0091:39 | SC | KA014111 | WHT | 20 | 25.C2 | KA0141:11 | A PANEL | 25.C2
AF0091:COM | SC | AF0091N | WHT | 20 | 22.B2 | AF0094:COM | A PANEL | 22.B4
AF0091:COM | SC | AU0090N | WHT | 20 | 22.B2 | AU0090:COM | A PANEL | 22.A2
AF0091:V+ | SC | AF0091P | WHT | 14 | 22.B2 | AF0094:V+ | A PANEL | 22.B4
AF0091:V+ | SC | AU0090P | WHT | 20 | 22.B2 | AU0090:V+ | A PANEL | 22.A2
AF0092:02 | SC | KA0133A1 | WHT | 20 | 65.B7 | KA0133:A1 | A PANEL | 25.C6
AF0092:04 | SC | 009204 | WHT | 20 | 36.A7 | KA2160:A1 | A PANEL | 36.A6
AF0092:06 | SC | KA013114 | WHT | 20 | 65.B7 | KA0131:14 | A PANEL | 25.D4
AF0092:07 | SC | 009207 | WHT | 20 | 36.A7 | KA2161:A1 | A PANEL | 36.A6
AF0092:20 | SC | 009220 | WHT | 20 | 36.A7 | KA2160:A2 | A PANEL | 36.A6
AF0092:23 | SC | 009223 | WHT | 20 | 36.A7 | KA2161:A2 | A PANEL | 36.A6
AF0092:COM | SC | 0V | WHT | 14 | 22.B3 | XT0090:2 | A PANEL | 22.B1
AF0092:V+ | SC | FU0091 | WHT | 14 | 22.B3 | FU0091:LD | A PANEL | 22.B1
AF0093:03 | SC | 009303 | WHT | 20 | 38.D7 | KA1306:A1 | A PANEL | 38.D5
AF0093:19 | SC | 009319 | WHT | 20 | 38.D7 | KA1306:A2 | A PANEL | 38.D5
AF0093:COM | SC | 0V | WHT | 14 | 22.B3 | XT0090:2 | A PANEL | 22.B1
AF0093:V+ | SC | FU0092 | WHT | 14 | 22.B3 | FU0092:LD | A PANEL | 22.B1
AF0094:COM | SC | AF0094N | WHT | 20 | 22.B4 | AF0096:COM | A PANEL | 22.B5
AF0094:SH | SC | AU0090G | GRN | 14 | 22.B4 | AU0090:GND | A PANEL | 22.A2
AF0094:SH | SC | AF0094G | GRN | 20 | 22.B4 | AF0096:SH | A PANEL | 22.B5
AF0094:V+ | SC | AF0094P | WHT | 20 | 22.B4 | AF0096:V+ | A PANEL | 22.B5
AF0095:COM | SC | 0V | WHT | 14 | 22.B5 | XT0090:2 | A PANEL | 22.B1
AF0095:V+ | SC | FU0093 | WHT | 14 | 22.B5 | FU0093:LD | A PANEL | 22.B1
AF0096:COM | SC | AF0096N | WHT | 20 | 22.B5 | AF0097:COM | A PANEL | 22.B6
AF0096:SH | SC | AF0096G | GRN | 20 | 22.B5 | AF0097:SH | A PANEL | 22.B6
AF0096:V+ | SC | AF0096P | WHT | 20 | 22.B5 | AF0097:V+ | A PANEL | 22.B6
AR0600:IE1 | SC | UV0600G | GRN | 14 | 7.A2 | UV0600:GND | A PANEL | 7.B2
AU0080:COM | SC | 0V | WHT | 14 | 22.C2 | XT0080:1 | A PANEL | 22.D1
AU0080:V+ | SC | FU0080 | WHT | 14 | 22.C2 | FU0080:LD | A PANEL | 22.D1
AU0090:COM | SC | 0V | WHT | 14 | 22.A2 | XT0090:1 | A PANEL | 22.B1
AU0090:V+ | SC | FU0090 | WHT | 14 | 22.A2 | FU0090:LD | A PANEL | 22.B1
BA1100:NEG | SC | UJ1100N | WHT | 16 | 30.C1 | UJ1100:OUT1(-) | A PANEL | 30.B3
BA1100:POS | SC | FU1102 | WHT | 16 | 30.C1 | FU1102:LD | A PANEL | 30.C2
FU0010:LD | SC | FU0010 | WHT | 14 | 15.A5 | UV0600:(+) | A PANEL | 7.B2
FU0010:LI | SC | FU0137 | WHT | 14 | 15.A5 | XT0139:1 | A PANEL | 15.A4
FU0012:LI | SC | 523POS | --- | BUS | 16.A3 | FU0013:LI | A PANEL | 16.A3
FU0012:LI | SC | 523POS | --- | BUS | 16.A3 | XT0014:1 | A PANEL | 16.A2
FU0013:LI | SC | 523POS | --- | BUS | 16.A3 | FU0014:LI | A PANEL | 16.A3
FU0014:LI | SC | 523POS | --- | BUS | 16.A3 | FU0015:LI | A PANEL | 16.B3
FU0015:LI | SC | 523POS | --- | BUS | 16.B3 | FU0017:LI | A PANEL | 16.B3
FU0018:LD | SC | FU0018 | WHT | 14 | 16.B2 | XT0011:1 | A PANEL | 16.B3
FU0018:LI | SC | 523NEG | WHT | 12 | 16.B2 | XT0018:1 | A PANEL | 16.A2
FU0080:LI | SC | FU0137 | WHT | 14 | 22.D1 | FU0081:LI | A PANEL | 22.D1
FU0080:LI | SC | FU0137 | WHT | 14 | 22.D1 | XT0139:2 | A PANEL | 15.A4
FU0081:LI | SC | FU0137 | WHT | 14 | 22.D1 | FU0082:LI | A PANEL | 22.D1
FU0090:LI | SC | FU0137 | WHT | 14 | 22.B1 | XT0139:2 | A PANEL | 15.A4
FU0090:LI | SC | FU0137 | WHT | 14 | 22.B1 | FU0091:LI | A PANEL | 22.B1
FU0091:LI | SC | FU0137 | WHT | 14 | 22.B1 | FU0092:LI | A PANEL | 22.B1
FU0092:LI | SC | FU0137 | WHT | 14 | 22.B1 | FU0093:LI | A PANEL | 22.B1
FU0136:LD | SC | FU0136 | WHT | 10 | 15.A3 | XT0138:1 | A PANEL | 15.A3
FU0137:LD | SC | FU0137 | WHT | 12 | 15.A4 | XT0139:1 | A PANEL | 15.A4
FU0137:LI | SC | FU0136 | WHT | 12 | 15.A4 | XT0138:1 | A PANEL | 15.A3
FU0139:LD | SC | FU0139 | WHT | 14 | 15.A5 | XT0136:1 | A PANEL | 25.A2
FU0139:LI | SC | FU0137 | WHT | 14 | 15.A5 | XT0139:1 | A PANEL | 15.A4
FU1100:LI | SC | FU0136 | WHT | 14 | 30.C4 | XT1100:1 | A PANEL | 30.C4
FU1101:LD | SC | FU1101 | WHT | 16 | 30.C4 | UJ1100:24V(+) | A PANEL | 30.B3
FU1101:LI | SC | FU0136 | WHT | 14 | 30.C4 | XT0138:3 | A PANEL | 15.A3
FU1102:LI | SC | UJ1100P | WHT | 16 | 30.C2 | UJ1100:OUT1(+) | A PANEL | 30.B3
GR0133: | SC | GR0133 | GRN/YEL | 14 | 4.A3 | FG0002:1 | A PANEL | 4.A3
KA0130:A1 | SC | 008135 | WHT | 20 | 27.C5 | KA0130:11 | A PANEL | 27.D6
KA0131:11 | SC | KA0135A1 | WHT | 20 | 25.D4 | KA0135:A1 | A PANEL | 25.D6
KA0131:12 | SC | KA013112 | WHT | 20 | 25.D4 | KA0137:24 | A PANEL | 25.D3
KA0131:A1 | SC | KA0231A1 | WHT | 20 | 25.B6 | KA0132:A1 | A PANEL | 25.B6
KA0131:A1 | SC | KA0231A1 | WHT | 20 | 25.B6 | XT0136:6 | A PANEL | 25.B5
KA0131:A2 | SC | 0V | WHT | 20 | 25.B6 | KA0132:A2 | A PANEL | 25.B6
KA0131:A2 | SC | 0V | WHT | 20 | 25.B6 | KT0145:A2 | A PANEL | 25.B6
KA0132:11 | SC | FU0139 | WHT | 20 | 25.A3 | KA0133:11 | A PANEL | 25.A3
KA0132:11 | SC | FU0139 | WHT | 20 | 25.A3 | KT0145:15 | A PANEL | 25.D2
KA0132:12 | SC | KT0141A1 | WHT | 20 | 25.A3 | KT0142:A1 | A PANEL | 25.A6
KA0132:12 | SC | KT0141A1 | WHT | 20 | 25.A3 | KA0133:12 | A PANEL | 25.A3
KA0132:21 | SC | KA0138A1 | WHT | 20 | 25.D4 | KA0138:A1 | A PANEL | 25.D6
KA0132:22 | SC | KA013222 | WHT | 20 | 25.D4 | KA0137:14 | A PANEL | 25.D3
KA0132:22 | SC | KA013222 | WHT | 20 | 25.D4 | KT0141:18 | A PANEL | 25.D2
KA0132:24 | SC | KA013224 | WHT | 20 | 25.D4 | KA0134:14 | A PANEL | 25.D3
KA0132:A1 | SC | KA0231A1 | WHT | 20 | 25.B6 | KA0141:A1 | A PANEL | 25.C6
KA0132:A2 | SC | 0V | WHT | 20 | 25.B6 | KA0141:A2 | A PANEL | 25.C6
KA0133:11 | SC | FU0139 | WHT | 20 | 25.A3 | KA0134:11 | A PANEL | 25.D3
KA0133:A2 | SC | 0V | WHT | 20 | 25.C6 | KA0134:A2 | A PANEL | 25.C6
KA0133:A2 | SC | 0V | WHT | 20 | 25.C6 | KA0141:A2 | A PANEL | 25.C6
KA0134:11 | SC | FU0139 | WHT | 20 | 25.D3 | KA0136:11 | A PANEL | 25.B4
KA0134:A1 | SC | KA0134A1 | WHT | 20 | 25.C6 | AF0091:12 | A PANEL | 67.C7
KA0134:A2 | SC | 0V | WHT | 20 | 25.C6 | KA0144:A2 | A PANEL | 25.C6
KA0135:11 | SC | KM3150EN | RED | 16 | 65.A6 | XT0035:2 | A PANEL | 65.A6
KA0135:12 | SC | KM3150EP | RED | 16 | 65.A6 | XT0035:1 | A PANEL | 65.A6
KA0135:A1 | SC | KA0135A1 | WHT | 20 | 25.D6 | KA0144:A1 | A PANEL | 25.C6
KA0135:A2 | SC | 0V | WHT | 20 | 25.D6 | KA0136:A2 | A PANEL | 25.D6
KA0135:A2 | SC | 0V | WHT | 20 | 25.D6 | KA0144:A2 | A PANEL | 25.C6
KA0136:11 | SC | FU0139 | WHT | 20 | 25.B4 | KA0137:21 | A PANEL | 25.D3
KA0136:14 | SC | KA013821 | WHT | 20 | 25.B4 | KA0138:21 | A PANEL | 25.B5
KA0136:A1 | SC | PS32002 | WHT | 20 | 25.D6 | XT0136:5 | A PANEL | 64.D5
KA0136:A2 | SC | 0V | WHT | 20 | 25.D6 | KA0137:A2 | A PANEL | 25.D6
KA0137:11 | SC | FU0139 | WHT | 20 | 25.D3 | KA0137:21 | A PANEL | 25.D3
KA0137:24 | SC | KA013112 | WHT | 20 | 25.D3 | AF0087:09 | A PANEL | 25.C4
KA0137:A1 | SC | KA0137A1 | WHT | 20 | 25.D6 | KT0142:18 | A PANEL | 25.D2
KA0137:A2 | SC | 0V | WHT | 20 | 25.D6 | KA0138:A2 | A PANEL | 25.D6
KA0138:11 | SC | KM3170EP | WHT | 20 | 67.C5 | XT0136:9 | A PANEL | 67.C5
KA0138:14 | SC | FU0139 | WHT | 20 | 67.C5 | XT0136:7 | A PANEL | 67.C6
KA0138:24 | SC | KT0144B1 | WHT | 20 | 25.B5 | KT0144:B1 | A PANEL | 25.B6
KA0140:21 | SC | KA130614 | RED | 16 | 38.C6 | KA1306:14 | A PANEL | 38.C5
KA0140:24 | SC | KM1306EN | RED | 20 | 38.C6 | XT1300:2 | A PANEL | 38.C5
KA0140:A1 | SC | PS32002 | WHT | 20 | 25.A6 | XT0136:5 | A PANEL | 64.D5
KA0140:A2 | SC | 0V | WHT | 20 | 25.A6 | XT0136:10 | A PANEL | 25.A4
KA0141:21 | SC | KT0146A1 | WHT | 20 | 25.B2 | KT0146:A1 | A PANEL | 25.B2
KA0141:24 | SC | FU0139 | WHT | 20 | 25.B2 | XT0136:2 | A PANEL | 25.A2
KA1306:11 | SC | KM1306EP | RED | 20 | 38.C5 | XT1300:1 | A PANEL | 38.C5
KT0140:15 | SC | FU0139 | WHT | 20 | 25.D1 | KT0142:15 | A PANEL | 25.D2
KT0140:15 | SC | FU0139 | WHT | 20 | 25.A2 | XT0136:2 | A PANEL | 25.A2
KT0140:16 | SC | KT014115 | WHT | 20 | 25.D1 | KT0141:15 | A PANEL | 25.D2
KT0140:18 | SC | KT0143A1 | WHT | 20 | 25.A2 | KT0143:A1 | A PANEL | 25.A6
KT0140:A1 | SC | KT0140A1 | WHT | 20 | 25.A6 | KT0143:16 | A PANEL | 25.A5
KT0140:A2 | SC | 0V | WHT | 20 | 25.A6 | KT0141:A2 | A PANEL | 25.A6
KT0140:A2 | SC | 0V | WHT | 20 | 25.A6 | XT0136:10 | A PANEL | 25.A4
KT0141:18 | SC | KA013222 | WHT | 20 | 25.D2 | KT0144:18 | A PANEL | 25.D2
KT0141:A1 | SC | KT0141A1 | WHT | 20 | 25.A6 | KT0143:15 | A PANEL | 25.A5
KT0141:A1 | SC | KT0141A1 | WHT | 20 | 25.A6 | KT0142:A1 | A PANEL | 25.A6
KT0141:A2 | SC | 0V | WHT | 20 | 25.A6 | KT0142:A2 | A PANEL | 25.A6
KT0142:15 | SC | FU0139 | WHT | 20 | 25.D2 | KT0144:A1 | A PANEL | 25.B6
KT0142:18 | SC | KA0137A1 | WHT | 20 | 25.D2 | KT0145:18 | A PANEL | 25.D2
KT0142:A2 | SC | 0V | WHT | 20 | 25.A6 | KT0143:A2 | A PANEL | 25.A6
KT0143:A2 | SC | 0V | WHT | 20 | 25.A6 | KT0144:A2 | A PANEL | 25.B6
KT0144:15 | SC | FU0139 | WHT | 20 | 25.D2 | KT0145:15 | A PANEL | 25.D2
KT0144:15 | SC | FU0139 | WHT | 20 | 25.D2 | KT0144:A1 | A PANEL | 25.B6
KT0144:A2 | SC | 0V | WHT | 20 | 25.B6 | KT0145:A2 | A PANEL | 25.B6
UJ1100:24V(-) | SC | 0V | WHT | 16 | 30.B3 | XT0134:3 | A PANEL | 15.B3
UV0600:(-) | SC | 0V | WHT | 14 | 7.B2 | XT0135:1 | A PANEL | 15.B4
XT0090:1 | SC | 0V | WHT | 14 | 22.B1 | XT0135:2 | A PANEL | 15.B4
XT0134:3 | SC | 0V | WHT | 14 | 15.B3 | XT1100:2 | A PANEL | 30.D4
XT0135:1 | SC | 0V | WHT | 12 | 15.B4 | XT0134:1 | A PANEL | 15.B3
XT0135:1 | SC | 0V | WHT | 14 | 15.B4 | XT0136:3 | A PANEL | 25.A2
XT0135:2 | SC | 0V | WHT | 14 | 15.B4 | XT0080:1 | A PANEL | 22.D1
XT0136:1 | SC | FU0139 | WHT | 20 | 25.A2 | XT0136:7 | A PANEL | 67.C6
XT0136:3 | SC | 0V | WHT | 20 | 25.A2 | XT0136:10 | A PANEL | 25.A4
XT0136:4 | SC | FU0139 | WHT | 20 | 64.D5 | XT0136:1 | A PANEL | 25.A2
XT0136:8 | SC | 0V | WHT | 20 | 67.C6 | XT0136:3 | A PANEL | 25.A2
XT0138:3 | SC | FU0136 | WHT | 14 | 15.A3 | XT1100:1 | A PANEL | 30.C4
AP0602:L2 | WC0001 | AP0602L2 | ENET | CABLE | 6.A2 | AP0603:L1 | A PANEL | 6.A3
AP0603:L2 | WC0003 | AP0603L2 | ENET | CABLE | 6.A3 | AU0090:L1 | A PANEL | 6.A4
AU0080:L1 | WC0009 | AU0090L2 | ENET | CABLE | 6.A5 | AU0090:L2 | A PANEL | 6.A4
AF0083:29 | WC4900 | TE49001 | RED | 20 | 22.B7 | TE4900:1 | A PANEL | 22.B5
AF0083:13 | WC4900 | TE49002 | WHT | 20 | 22.B7 | TE4900:2 | A PANEL | 22.B5
AF0083:12 | WC4900 | TE49003 | BLK | 20 | 22.B7 | TE4900:3 | A PANEL | 22.B5
AF0083:60 | WC4900 | TE4900S | SH | 20 | 22.B7 | FW1:1 | A PANEL | 22.C6
FU0136:LI | SC | FU0200 |  | 10 | 15.A3 | XT0251:2 | AUXILIARY | 14.B4
XT0134:1 | SC | 0V |  |  | 15.B3 | XT0253:2 | AUXILIARY | 14.B4
XT0135:3 | SC | 0V | WHT | 16 | 15.B4 | XT9220:4 | AUXILIARY | 9.A3
AF0081:00 | SC | UA1200J21 | WHT | 20 | 26.A7 | KA0241:11 | B PANEL | 26.A5
AF0081:01 | SC | KA024314 | WHT | 20 | 26.B7 | KA0243:14 | B PANEL | 26.B6
AF0081:02 | SC | KA024524 | WHT | 20 | 26.B7 | KA0245:24 | B PANEL | 26.B6
AF0081:08 | SC | KA024214 | WHT | 20 | 26.C7 | KA0242:14 | B PANEL | 26.C6
AF0081:09 | SC | KA023924 | WHT | 20 | 26.A7 | KA0239:24 | B PANEL | 26.A6
AF0081:19 | SC | UA1200J27 | WHT | 20 | 27.C7 | UA1200:J2-7 | B PANEL | 27.B3
AF0081:33 | SC | KA024311 | WHT | 20 | 26.B7 | KA0243:11 | B PANEL | 26.B6
AF0081:34 | SC | KA024521 | WHT | 20 | 26.B7 | KA0245:21 | B PANEL | 26.B6
AF0081:41 | SC | KA023921 | WHT | 20 | 26.A7 | KA0239:21 | B PANEL | 26.A6
AF0086:SH | SC | IEG02302 | GRN | 14 | 22.D5 | IEG0230:2 | B PANEL | 22.D6
AF0092:13 | SC | XT02372 | WHT | 20 | 28.C7 | XT0237:2 T2 | B PANEL | 28.C5
AF0095:02 | SC | 009502 | WHT | 20 | 55.A7 | KA0221:14 | B PANEL | 55.A6
AF0095:18 | SC | SV21202 | WHT | 20 | 55.A7 | XT2100:2 | B PANEL | 55.A5
AF0097:SH | SC | IEG02307 | GRN | 14 | 22.B6 | IEG0230:7 | B PANEL | 22.B7
AR0600:IE2 | SC | IEG02301 | GRN | 12 | 7.A2 | IEG0230:1 | B PANEL | 7.B5
GR0131: | SC | IEG023013 | GRN | 14 | 4.A3 | IEG0230:13 | B PANEL | 4.A3
GR0132: | SC | IEG023011 | GRN | 14 | 4.A3 | IEG0230:11 | B PANEL | 4.A3
GR0134: | SC | IEG02306 | GRN | 14 | 4.A3 | IEG0230:6 | B PANEL | 4.A3
KA0130:A2 | SC | UA1200J26 | WHT | 20 | 27.C5 | UA1200:J2-6 | B PANEL | 27.B3
KA0134:A1 | SC | KA0134A1 | WHT | 20 | 25.C6 | AF0067:12 | B PANEL | 67.D7
KA0141:21 | SC | KT0146A1 | WHT | 20 | 25.B2 | KA0241:21 | B PANEL | 25.B2
KA0141:24 | SC | FU0139 | WHT | 20 | 25.B2 | KA0241:24 | B PANEL | 25.B2
KT0145:A1 | SC | KA024412 | WHT | 20 | 25.B6 | KA0244:12 | B PANEL | 26.D4
KT0146:15 | SC | KT014615 | WHT | 20 | 26.C6 | AF0076:10 | B PANEL | 26.C7
KT0146:18 | SC | KA024214 | WHT | 20 | 26.C6 | KA0231:14 | B PANEL | 26.C6
KT0146:A2 | SC | KT0146A2 | WHT | 20 | 25.B2 | AF0076:29 | B PANEL | 25.B2
KT0146:B1 | SC | KT0146B1 | WHT | 20 | 25.B2 | AF0076:13 | B PANEL | 25.B2
XT0134:4 | SC | 0V | WHT | 12 | 15.B3 | XT0235:1 | B PANEL | 15.D4
XT0134:4 | SC | 0V | WHT | 14 | 15.B3 | XT0110:2 | B PANEL | 24.A5
XT0135:1 | SC | 0V | WHT | 14 | 15.B4 | KA1020:24 | B PANEL | 39.A5
XT0136:1 | SC | FU0139 | WHT | 20 | 25.A2 | XT0240:11 | B PANEL | 26.C4
XT0136:3 | SC | 0V | WHT | 20 | 25.A2 | XT0240:9 | B PANEL | 26.D3
XT0136:6 | SC | KA0231A1 | WHT | 20 | 25.B5 | KA0242:11 | B PANEL | 26.C6
XT0137:1 | SC | ESTOPA | WHT | 20 | 29.B5 | XT0240:3 | B PANEL | 26.A3
XT0137:2 | SC | ESTOP | WHT | 20 | 29.B5 | XT0240:4 | B PANEL | 26.A3
XT0138:4 | SC | FU0136 | WHT | 12 | 15.B3 | FU0210:LI | B PANEL | 15.C4
XT0138:4 | SC | FU0136 | WHT | 14 | 15.B3 | XT0110:1 | B PANEL | 24.A5
XT0139:3 | SC | FU0137 | WHT | 12 | 15.B4 | FU0211:LI | B PANEL | 15.B4
XT0139:3 | SC | FU0137 | WHT | 14 | 15.B4 | FU0213:LI | B PANEL | 15.B5
XT0139:4 | SC | KA0231A1 | WHT | 20 | 26.D6 | KA0234:A1 | B PANEL | 26.D6
XT0139:4 | SC | KA0231A1 | WHT | 20 | 26.D6 | XT0110:3 | B PANEL | 24.A5
AU0080:L2 | WC0008 | AU0080L2 | ENET | CABLE | 6.A5 | AU0070:L1 | B PANEL | 6.A5
AP0606:L1 | WC0680 | AT0680LAN1 | ENET | CABLE | 7.C3 | AT0680:LAN1 | B PANEL | 11.A4
AF0081:04 | SC | SB0472B212 | WHT | 20 | 29.B7 | SB0472:B2-12 | TURBINE CONTROL | 29.B2
AF0081:36 | SC | SB0472B211 | WHT | 20 | 29.B7 | SB0472:B2-11 | TURBINE CONTROL | 29.B2
AF0087:00 | SC | SH047114 | WHT | 20 | 28.A7 | SH0471:14 | TURBINE CONTROL | 28.A2
AF0087:01 | SC | SH047012 | WHT | 20 | 28.B7 | SH0470:12 | TURBINE CONTROL | 28.B2
AF0087:02 | SC | SB047112 | WHT | 20 | 28.D7 | SB0471:12 | TURBINE CONTROL | 28.D2
AF0087:03 | SC | SB047314 | WHT | 20 | 28.D7 | SB0473:14 | TURBINE CONTROL | 28.D2
AF0087:04 | SC | SB047414 | WHT | 20 | 29.A7 | SB0474:14 | TURBINE CONTROL | 29.A2
AF0087:05 | SC | SA047312 | WHT | 20 | 29.D7 | SA0473:12 | TURBINE CONTROL | 29.D2
AF0087:06 | SC | SA047314 | WHT | 20 | 29.D7 | SA0473:14 | TURBINE CONTROL | 29.D2
AF0087:07 | SC | SA0471B214 | WHT | 20 | 29.A7 | SA0471:B2-14 | TURBINE CONTROL | 29.A2
AF0087:08 | SC | SA0471B114 | WHT | 20 | 29.B7 | SA0471:B1-14 | TURBINE CONTROL | 29.B2
AF0087:12 | SC | SA0474B214 | WHT | 20 | 29.C7 | SA0474:B2-14 | TURBINE CONTROL | 29.C2
AF0087:13 | SC | SA0474B114 | WHT | 20 | 29.C7 | SA0474:B1-14 | TURBINE CONTROL | 29.C2
AF0087:32 | SC | SH047113 | WHT | 20 | 28.A7 | SH0471:13 | TURBINE CONTROL | 28.A2
AF0087:33 | SC | SH047011 | WHT | 20 | 28.B7 | SH0470:11 | TURBINE CONTROL | 28.B2
AF0087:34 | SC | SB047111 | WHT | 20 | 28.D7 | SB0471:11 | TURBINE CONTROL | 28.D2
AF0087:35 | SC | SB047313 | WHT | 20 | 28.D7 | SB0473:13 | TURBINE CONTROL | 28.D2
AF0087:36 | SC | SB047413 | WHT | 20 | 29.A7 | SB0474:13 | TURBINE CONTROL | 29.A2
AF0087:37 | SC | SA047311 | WHT | 20 | 29.D7 | SA0473:11 | TURBINE CONTROL | 29.D2
AF0087:38 | SC | SA047313 | WHT | 20 | 29.D7 | SA0473:13 | TURBINE CONTROL | 29.D2
AF0087:39 | SC | SA0471B213 | WHT | 20 | 29.A7 | SA0471:B2-13 | TURBINE CONTROL | 29.A2
AF0087:40 | SC | SA0471B113 | WHT | 20 | 29.B7 | SA0471:B1-13 | TURBINE CONTROL | 29.B2
AF0087:44 | SC | SA0474B213 | WHT | 20 | 29.C7 | SA0474:B2-13 | TURBINE CONTROL | 29.C2
AF0087:45 | SC | SA0474B113 | WHT | 20 | 29.C7 | SA0474:B1-13 | TURBINE CONTROL | 29.C2
AF0093:06 | SC | SH0470X2 | WHT | 20 | 28.B7 | SH0470:X2 | TURBINE CONTROL | 28.B2
AF0093:15 | SC | SH0471X2 | WHT | 20 | 28.A7 | SH0471:X2 | TURBINE CONTROL | 28.A2
AF0093:22 | SC | SH0470X1 | WHT | 20 | 28.B7 | SH0470:X1 | TURBINE CONTROL | 28.B2
AF0093:31 | SC | SH0471X1 | WHT | 20 | 28.A7 | SH0471:X1 | TURBINE CONTROL | 28.A2
AF0092:28 | WC5072 | HA04721 | 1 | 18 | 28.C7 | HA0472:BLK-1 | TURBINE CONTROL | 28.C1
AF0092:12 | WC5072 | HA04722 | 2 | 18 | 28.C7 | HA0472:BLK-2 | TURBINE CONTROL | 28.C1
FU1100:LD | SC | FU1100 | WHT | 14 | 30.C4 | AT1100:POS | TURBINE CONTROL | 30.C3
XT0137:1 | SC | ESTOPA | WHT | 20 | 29.B5 | SB0472:B1-11 | TURBINE CONTROL | 29.B2
XT0137:2 | SC | ESTOP | WHT | 20 | 29.B5 | SB0472:B1-12 | TURBINE CONTROL | 29.B2
XT0137:3 | SC | SH047111 | WHT | 20 | 28.A5 | SH0471:11 | TURBINE CONTROL | 28.A2
XT0137:4 | SC | SH047112 | WHT | 20 | 28.A5 | SH0471:12 | TURBINE CONTROL | 28.A2
XT0137:5 | SC | SH047013 | WHT | 20 | 28.B5 | SH0470:13 | TURBINE CONTROL | 28.B2
XT0137:6 | SC | SH047014 | WHT | 20 | 28.B5 | SH0470:14 | TURBINE CONTROL | 28.B2
XT1100:2 | SC | 0V | WHT | 14 | 30.D4 | AT1100:NEG | TURBINE CONTROL | 30.C3
BA1100:DEVICE | WC0101 | BA1100DEVICE | ENET | CABLE | 30.C1 | AT1100:L1 | TURBINE CONTROL | 30.C3
SolarTools ver. 24.0.84.24712 (Jul 31, 2025)
Report date: 2/18/2026 3:23 PM

## AUXILIARY
AUXILIARY
AUXILIARY CONSOLE PANEL
Project # | J0940
Project Name | KERN RIVER GT VEYO UNIT 3
Revision | A.6
Controls DE | J.L. PASARIN
Phone: | #
Controls ME | A. PUENTES
Phone: | #
From | [5 empty] | To
Device ID | Cable (W) Conductor (SC) Jumper Clip (JC) | Wire No. | Wire ID | Gauge/Size | Page/Zone | Device ID | Location | Page/Zone
XT0005:1 | JC | FU9032 | CLIP | --- | 9.A5 | XT0005:2 | AUXILIARY | 9.C5
XT0005:4 | JC | 0V | CLIP | --- | 9.A5 | XT0005:5 | AUXILIARY | 9.C5
XT0131:1 | JC | 0V | CLIP | --- | 13.B4 | XT0131:2 | AUXILIARY | 13.B5
XT0131:3 | JC | F0201P | CLIP | --- | 13.B4 | XT0131:4 | AUXILIARY | 13.B5
XT0131:5 | JC | F0200P | CLIP | --- | 13.A4 | XT0131:6 | AUXILIARY | 13.B4
XT0250:1 | JC | FU0202 | CLIP | --- | 14.B6 | XT0250:2 | AUXILIARY | 14.B6
XT0250:3 | JC | FU0203 | CLIP | --- | 14.B6 | XT0250:4 | AUXILIARY | 14.B6
XT0251:2 | JC | FU0200 | CLIP | --- | 14.B4 | XT0251:3 | AUXILIARY | 14.B4
XT0252:1 | JC | 0V | CLIP | --- | 14.B3 | XT0252:2 | AUXILIARY | 14.B3
XT0252:2 | JC | 0V | CLIP | --- | 14.B3 | XT0252:3 | AUXILIARY | 14.B3
XT0252:3 | JC | 0V | CLIP | --- | 14.B3 | XT0252:4 | AUXILIARY | 14.C3
XT0252:4 | JC | 0V | CLIP | --- | 14.C3 | XT0252:5 | AUXILIARY | 14.C3
XT0252:5 | JC | 0V | CLIP | --- | 14.C3 | XT0252:6 | AUXILIARY | 14.C3
XT0252:6 | JC | 0V | CLIP | --- | 14.C3 | XT0252:7 | AUXILIARY | 14.C3
XT0252:7 | JC | 0V | CLIP | --- | 14.C3 | XT0252:8 | AUXILIARY | 14.C3
XT0253:2 | JC | 0V | CLIP | --- | 14.B4 | XT0253:3 | AUXILIARY | 14.B4
XT9220:1 | JC | FU0213 | CLIP | --- | 9.A3 | XT9220:2 | AUXILIARY | 9.C3
XT9220:4 | JC | 0V | CLIP | --- | 9.A3 | XT9220:5 | AUXILIARY | 9.C3
AF2081:COM | SC | AU2080N | WHT | 16 | 21.B3 | AU2080:COM | AUXILIARY | 21.A3
AF2081:V+ | SC | AU2080P | WHT | 16 | 21.B3 | AU2080:V+ | AUXILIARY | 21.A3
AF2082:00 | SC | 208200 | WHT | 20 | 68.B7 | KA3220:A1 | AUXILIARY | 68.B5
AF2082:01 | SC | 208201 | WHT | 20 | 71.A7 | KA3104:A1 | AUXILIARY | 71.A5
AF2082:02 | SC | 208202 | WHT | 20 | 68.C7 | KA3221:A1 | AUXILIARY | 68.C5
AF2082:03 | SC | 208203 | WHT | 20 | 70.A7 | KA3103:A1 | AUXILIARY | 70.A5
AF2082:04 | SC | 208204 | WHT | 20 | 30.B7 | PC0470:INP_A | AUXILIARY | 30.B5
AF2082:05 | SC | 208205 | WHT | 20 | 30.B7 | PC0471:INP_A | AUXILIARY | 30.B5
AF2082:06 | SC | 208206 | WHT | 20 | 35.A7 | KA0403:A1 | AUXILIARY | 35.A6
AF2082:16 | SC | 208216 | WHT | 20 | 68.B7 | KA3220:A2 | AUXILIARY | 68.B5
AF2082:17 | SC | 208217 | WHT | 20 | 71.A7 | KA3104:A2 | AUXILIARY | 71.A5
AF2082:18 | SC | 208218 | WHT | 20 | 68.C7 | KA3221:A2 | AUXILIARY | 68.C5
AF2082:19 | SC | 208219 | WHT | 20 | 70.A7 | KA3103:A2 | AUXILIARY | 70.A5
AF2082:20 | SC | 208220 | WHT | 20 | 30.B7 | PC0470:-PWR | AUXILIARY | 30.B5
AF2082:21 | SC | 208221 | WHT | 20 | 30.B7 | PC0471:-PWR | AUXILIARY | 30.B5
AF2082:22 | SC | 208222 | WHT | 20 | 35.A7 | KA0403:A2 | AUXILIARY | 35.A6
AF2082:36 | SC | 208236 | WHT | 20 | 30.B7 | PC0470:+PWR | AUXILIARY | 30.B5
AF2082:37 | SC | 208237 | WHT | 20 | 30.B7 | PC0471:+PWR | AUXILIARY | 30.B5
AF2082:COM | SC | 0V | WHT | 14 | 21.B4 | XT0252:4 | AUXILIARY | 14.C3
AF2082:COM | SC | AF2082N | WHT | 16 | 21.B4 | AF2083:COM | AUXILIARY | 21.B5
AF2082:V+ | SC | AF2082P | WHT | 16 | 21.B4 | AF2083:V+ | AUXILIARY | 21.B5
AF2082:V+ | SC | FU2081 | WHT | 16 | 21.B4 | FU2081:LD | AUXILIARY | 21.B2
AF2083:00 | SC | 208300 | WHT | 20 | 13.A6 | XT0013:2 | AUXILIARY | 13.A6
AF2083:01 | SC | 0V | WHT | 20 | 13.A6 | XT0013:4 | AUXILIARY | 13.B6
AF2083:02 | SC | 208302 | WHT | 20 | 13.B6 | XT0013:6 | AUXILIARY | 13.B6
AF2083:03 | SC | 0V | WHT | 20 | 13.B6 | XT0013:8 | AUXILIARY | 13.B6
AF2083:SH | SC | AU2080G | GRN | 14 | 21.B5 | AU2080:GND | AUXILIARY | 21.A3
AF2083:SH | SC | IEG02001 | GRN | 16 | 21.B5 | IEG0200:1 | AUXILIARY | 21.B5
AU2080:COM | SC | 0V | WHT | 14 | 21.A3 | XT0252:3 | AUXILIARY | 14.B3
AU2080:V+ | SC | FU2080 | WHT | 16 | 21.A3 | FU2080:LD | AUXILIARY | 21.B2
BA2080:NEG | SC | UJ2080N | WHT | 16 | 21.C3 | UJ2080:OUT1(-) | AUXILIARY | 21.C5
BA2080:POS | SC | FU2082 | WHT | 16 | 21.C3 | FU2082:LD | AUXILIARY | 21.C4
F0200:LD - | SC | 0V | WHT | 10 | 13.A4 | XT0131:1 | AUXILIARY | 13.B4
F0200:LD + | SC | F0200P | WHT | 10 | 13.A4 | XT0131:5 | AUXILIARY | 13.A4
F0200:LI - | SC | F0200LIN | WHT | 10 | 13.A4 | QS0200:LD-3 | AUXILIARY | 13.A3
F0200:LI + | SC | F0200LIP | WHT | 10 | 13.A4 | QS0200:LD-1 | AUXILIARY | 13.A3
F0201:LD - | SC | 0V | WHT | 10 | 13.B4 | XT0131:10 | AUXILIARY | 13.C5
F0201:LD + | SC | F0201P | WHT | 10 | 13.B4 | XT0131:3 | AUXILIARY | 13.B4
F0201:LI - | SC | F0201LIN | WHT | 10 | 13.B4 | QS0201:LD-3 | AUXILIARY | 13.B3
F0201:LI + | SC | F0201LIP | WHT | 10 | 13.B4 | QS0201:LD-1 | AUXILIARY | 13.B3
FU0200:LD | SC | FU0200 | WHT | 12 | 14.B2 | XT0251:1 | AUXILIARY | 14.B3
FU0200:LI | SC | 24VDC | WHT | 10 | 14.B2 | XT0131:7 | AUXILIARY | 13.B5
FU0201:LI | SC | FU0200 | WHT | 12 | 14.B4 | XT0251:1 | AUXILIARY | 14.B3
FU0202:LD | SC | FU0202 | WHT | 20 | 14.B5 | XT0250:1 | AUXILIARY | 14.B6
FU0202:LI | SC | FU0201 | WHT | 14 | 14.B5 | FU0201:LD | AUXILIARY | 14.B4
FU0202:LI | SC | FU0201 | WHT | 14 | 14.B5 | FU0203:LI | AUXILIARY | 14.B5
FU0203:LD | SC | FU0203 | WHT | 20 | 14.B5 | XT0250:3 | AUXILIARY | 14.B6
FU0203:LI | SC | FU0201 | WHT | 14 | 14.B5 | FU0273:LI | AUXILIARY | 17.B2
FU2030:LI | SC | FU0202 | WHT | 14 | 17.A2 | XT0250:1 | AUXILIARY | 14.B6
FU2030:LI | SC | FU0202 | WHT | 14 | 17.A2 | FU2031:LI | AUXILIARY | 17.B2
FU2080:LI | SC | FU0202 | WHT | 14 | 21.B2 | FU2081:LI | AUXILIARY | 21.B2
FU2080:LI | SC | FU0202 | WHT | 14 | 21.B2 | XT0250:1 | AUXILIARY | 14.B6
FU2082:LI | SC | UJ2080P | WHT | 16 | 21.C4 | UJ2080:OUT1(+) | AUXILIARY | 21.C5
FU9032:LD | SC | FU9032 |  |  | 13.C6 | XT0005:1 | AUXILIARY | 9.A5
FU9032:LI | SC | 24VDC | WHT | 10 | 13.C6 | XT0131:8 | AUXILIARY | 13.C5
GR2001: | SC | GR2001 | GRN/YEL | 14 | 17.C3 | FRAME | AUXILIARY | 17.C3
GR2002: | SC | GR2002 | GRN/YEL | 14 | 17.C4 | FRAME | AUXILIARY | 17.C3
KA0403:11 | SC | SB75142 | WHT | 20 | 35.A6 | XT7510:2 | AUXILIARY | 35.A5
KA0403:12 | SC | SB75143 | WHT | 20 | 35.A6 | XT7510:3 | AUXILIARY | 35.A5
KA0403:14 | SC | SB75141 | WHT | 20 | 35.A6 | XT7510:1 | AUXILIARY | 35.A5
KA3103:11 | SC | KM3103EN | RED | 16 | 70.A5 | XT3100:2 | AUXILIARY | 70.A5
KA3103:14 | SC | KM3103EP | RED | 16 | 70.A5 | XT3100:1 | AUXILIARY | 70.A5
KA3104:11 | SC | KM3104EN | RED | 16 | 71.A5 | XT3100:4 | AUXILIARY | 71.A5
KA3104:14 | SC | KM3104EP | RED | 16 | 71.A5 | XT3100:3 | AUXILIARY | 71.A5
KA3220:11 | SC | KM3220EL | RED | 16 | 68.A5 | XT3200:1 | AUXILIARY | 68.A5
KA3220:14 | SC | KM3220EH | RED | 16 | 68.A5 | XT3200:3 | AUXILIARY | 68.B5
KA3221:11 | SC | KM3220EN | RED | 16 | 68.B5 | XT3200:2 | AUXILIARY | 68.B5
KA3221:14 | SC | KM3220EH | RED | 16 | 68.B5 | XT3200:3 | AUXILIARY | 68.B5
PC0470:INP_A | SC | 208204 | WHT | 20 | 30.B5 | PC0470:INP_B | AUXILIARY | 30.B5
PC0471:INP_A | SC | 208205 | WHT | 20 | 30.B5 | PC0471:INP_B | AUXILIARY | 30.B5
QS0200:LI-2 | SC | CC9000AP | WHT | 10 | 13.A3 | XT0010:1 | AUXILIARY | 13.B2
QS0200:LI-4 | SC | CC9000AN | WHT | 10 | 13.A3 | XT0010:3 | AUXILIARY | 13.B2
QS0201:LI-2 | SC | CC9000AP | WHT | 10 | 13.B3 | XT0010:2 | AUXILIARY | 13.B2
QS0201:LI-4 | SC | CC9000AN | WHT | 10 | 13.B3 | XT0010:4 | AUXILIARY | 13.B2
RR0851: -3.01K OHM | SC | 208300 | LEAD | --- | 13.A5 | XT0013:2 | AUXILIARY | 13.A6
RR0851: -3.01K OHM | SC | F0200P | LEAD | --- | 13.A5 | XT0013:1 | AUXILIARY | 13.A5
RR0852: -1.0K OHM | SC | 0V | LEAD | --- | 13.B5 | XT0013:3 | AUXILIARY | 13.B5
RR0852: -1.0K OHM | SC | 208300 | LEAD | --- | 13.B5 | XT0013:2 | AUXILIARY | 13.A6
RR0853: -3.01K OHM | SC | 208302 | LEAD | --- | 13.B5 | XT0013:6 | AUXILIARY | 13.B6
RR0853: -3.01K OHM | SC | F0201P | LEAD | --- | 13.B5 | XT0013:5 | AUXILIARY | 13.B5
RR0854: -1.0K OHM | SC | 0V | LEAD | --- | 13.B5 | XT0013:7 | AUXILIARY | 13.B5
RR0854: -1.0K OHM | SC | 208302 | LEAD | --- | 13.B5 | XT0013:6 | AUXILIARY | 13.B6
UJ2080:24V(-) | SC | 0V | WHT | 20 | 21.C5 | XT0252:8 | AUXILIARY | 14.C3
UJ2080:24V(+) | SC | FU0203 | WHT | 14 | 21.C5 | XT0250:3 | AUXILIARY | 14.B6
VD0131:1 | SC | F0200P | LEAD | --- | 13.B5 | XT0131:6 | AUXILIARY | 13.B4
VD0131:2 | SC | 24VDC | LEAD | --- | 13.B5 | XT0131:7 | AUXILIARY | 13.B5
VD0131:3 | SC | F0201P | LEAD | --- | 13.B5 | XT0131:3 | AUXILIARY | 13.B4
VD0131:4 | SC | 24VDC | LEAD | --- | 13.B5 | XT0131:8 | AUXILIARY | 13.C5
XT0005:3 | SC | FU9032 |  |  | 12.B3 | XT0005:2 | AUXILIARY | 9.C5
XT0005:6 | SC | 0V |  | 20 | 12.B3 | XT0005:5 | AUXILIARY | 9.C5
XT0010:1 | SC | CC9000AP |  |  | 13.B2 | XT0010:2 | AUXILIARY | 13.B2
XT0010:3 | SC | CC9000AN |  |  | 13.B2 | XT0010:4 | AUXILIARY | 13.B2
XT0013:3 | SC | 0V |  |  | 13.B5 | XT0013:4 | AUXILIARY | 13.B6
XT0013:3 | SC | 0V |  |  | 13.B5 | XT0131:2 | AUXILIARY | 13.B5
XT0013:5 | SC | F0201P | WHT | 10 | 13.B5 | XT0131:4 | AUXILIARY | 13.B5
XT0013:7 | SC | 0V |  |  | 13.B5 | XT0013:8 | AUXILIARY | 13.B6
XT0013:7 | SC | 0V | WHT | 12 | 13.B5 | XT0131:11 | AUXILIARY | 13.C5
XT0131:1 | SC | 0V | WHT | 12 | 13.B4 | XT0131:9 | AUXILIARY | 13.C5
XT0131:10 | SC | 0V |  |  | 13.C5 | XT0131:11 | AUXILIARY | 13.C5
XT0131:11 | SC | 0V | WHT | 10 | 13.C5 | XT9033:1 | AUXILIARY | 13.C6
XT0131:5 | SC | F0200P | WHT | 12 | 13.A4 | XT0013:1 | AUXILIARY | 13.A5
XT0131:7 | SC | 24VDC | WHT | 10 | 13.B5 | XT0131:8 | AUXILIARY | 13.C5
XT0131:9 | SC | 0V |  |  | 13.C5 | XT0131:10 | AUXILIARY | 13.C5
XT0131:9 | SC | 0V | WHT | 10 | 13.C5 | XT0253:1 | AUXILIARY | 14.B3
XT0251:1 | SC | FU0200 | WHT | 12 | 14.B3 | XT0251:2 | AUXILIARY | 14.B4
XT0252:1 | SC | 0V | WHT | 12 | 14.B3 | XT0253:1 | AUXILIARY | 14.B3
XT0253:1 | SC | 0V | WHT | 12 | 14.B3 | XT0253:2 | AUXILIARY | 14.B4
XT9033:1 | SC | 0V |  |  | 13.C6 | XT0005:4 | AUXILIARY | 9.A5
XT9220:2 | SC | FU0213 |  |  | 9.C3 | XT9220:3 | AUXILIARY | 10.A4
XT9220:5 | SC | 0V |  |  | 9.C3 | XT9220:6 | AUXILIARY | 10.A5
XT0251:2 | SC | FU0200 |  | 10 | 14.B4 | FU0136:LI | A PANEL | 15.A3
XT0253:2 | SC | 0V |  |  | 14.B4 | XT0134:1 | A PANEL | 15.B3
XT9220:4 | SC | 0V | WHT | 16 | 9.A3 | XT0135:3 | A PANEL | 15.B4
F0200:GND | SC | PEG01301 | GRN | 14 | 13.A4 | PEG0130:1 | B PANEL | 13.B3
F0201:GND | SC | PEG01302 | GRN | 14 | 13.B4 | PEG0130:2 | B PANEL | 13.3
XT9220:1 | SC | FU0213 |  |  | 9.A3 | FU0213:LD | B PANEL | 15.B5
FU0273:LD | SC | FU0273 | WHT | 14 | 17.B2 | ZS0273:1 | CONSOLE | 17.B3
XT0250:3 | SC | FU0203 | WHT | 14 | 14.B6 | AT0190:POS | CONSOLE | 17.C3
XT0252:6 | SC | 0V | WHT | 20 | 14.C3 | AT0190:NEG | CONSOLE | 17.C3
XT0252:7 | SC | 0V | WHT | 20 | 14.C3 | EL0273:- | CONSOLE | 17.B3
FU2030:LD | SC | FU2030 | WHT | 14 | 17.A2 | AU0200:V+ | TCP | 17.A3
FU2031:LD | SC | FU2031 | WHT | 14 | 17.B2 | AF0202:V+ | TCP | 17.A5
IEG0356:1 | SC | IEG03561 | GRN | 14 | 17.B3 | AU0200:GND | TCP | 17.A3
IEG0356:2 | SC | IEG03562 | GRN | 14 | 17.C2 | GR0200: | TCP | 17.C2
XT0252:2 | SC | 0V | WHT | 14 | 14.B3 | AF0202:COM | TCP | 17.A5
XT0252:2 | SC | 0V | WHT | 14 | 14.B3 | AU0200:COM | TCP | 17.A3
XT0252:5 | SC | 0V | WHT | 20 | 14.C3 | SH0401:A | TCP | 19.C5
XT0563:1 | SC | ESTOPB | WHT | 20 | 19.D6 | SB0400:11 | TCP | 19.D5
XT0563:2 | SC | ESTOPA | WHT | 20 | 19.D6 | SB0400:12 | TCP | 19.D5
XT0563:3 | SC | KA023612 | WHT | 20 | 19.B6 | XT0564:1 B2 | TCP | 19.B5
XT0563:4 | SC | 0V | WHT | 20 | 19.B6 | HL0410:A | TCP | 19.B5
XT0563:5 | SC | KA0241A1 | WHT | 20 | 19.C6 | SA0401:1 | TCP | 19.C5
XT0563:6 | SC | FU0139 | WHT | 20 | 19.C6 | SA0401:2 | TCP | 19.C5
XT0563:7 | SC | TCP18B1 | WHT | 20 | 19.D6 | SB0400:21 | TCP | 19.D5
XT0563:8 | SC | TCP18B2 | WHT | 20 | 19.D6 | SB0400:22 | TCP | 19.D5
AU2080:L1 | WC0200 | AU0200L2 | ENET | CABLE | 6.B6 | AU0200:L2 | TCP | 6.B5
BA2080:L2 | WC2080 | BA2080L2 | ENET | CABLE | 6.B5 | AU0200:L1 | TCP | 6.B5
SolarTools ver. 24.0.84.24712 (Jul 31, 2025)
Report date: 2/18/2026 3:23 PM

## B PANEL
B PANEL
JB70
Project # | J0940
Project Name | KERN RIVER GT VEYO UNIT 3
Revision | A.6
Controls DE | J.L. PASARIN
Phone: | #
Controls ME | A. PUENTES
Phone: | #
From | [5 empty] | To
Device ID | Cable (W) Conductor (SC) Jumper Clip (JC) | Wire No. | Wire ID | Gauge/Size | Page/Zone | Device ID | Location | Page/Zone
XT0060:1 | JC | 0V | CLIP | --- | 23.C1 | XT0060:2 | B PANEL | 23.C1
XT0060:2 | JC | 0V | CLIP | --- | 23.C1 | XT0060:3 | B PANEL | 23.D1
XT0070:1 | JC | 0V | CLIP | --- | 23.B1 | XT0070:2 | B PANEL | 23.B1
XT0233:1 | JC | FU0210 | CLIP | --- | 15.C4 | XT0233:2 | B PANEL | 15.C4
XT0233:2 | JC | FU0210 | CLIP | --- | 15.C4 | XT0233:3 | B PANEL | 15.C4
XT0235:1 | JC | 0V | CLIP | --- | 15.D4 | XT0235:2 | B PANEL | 15.D4
XT0235:2 | JC | 0V | CLIP | --- | 15.D4 | XT0235:3 | B PANEL | 15.D4
XT0240:10 | JC | FU0139 | CLIP | --- | 26.C4 | XT0240:11 | B PANEL | 26.C4
XT0240:8 | JC | 0V | CLIP | --- | 26.D3 | XT0240:9 | B PANEL | 26.D3
AF0061:02 | SC | 006102 | WHT | 20 | 40.B7 | KA0233:14 | B PANEL | 40.B5
AF0061:06 | SC | 006106 | WHT | 20 | 37.A7 | KA0240:14 | B PANEL | 37.A5
AF0061:14 | SC | 006114 | WHT | 20 | 41.B7 | KA0234:14 | B PANEL | 41.B6
AF0061:22 | SC | SV13512 | WHT | 20 | 37.A7 | XT1350:2 | B PANEL | 37.A5
AF0061:COM | SC | 0V | WHT | 14 | 23.C2 | XT0060:2 | B PANEL | 23.C1
AF0061:V+ | SC | FU0061 | WHT | 14 | 23.C2 | FU0061:LD | B PANEL | 23.C1
AF0062:00 | SC | 006200 | WHT | 20 | 55.B7 | KA0222:14 | B PANEL | 55.B6
AF0062:02 | SC | 006202 | WHT | 20 | 37.B7 | KA0250:14 | B PANEL | 37.B5
AF0062:16 | SC | SV21242 | WHT | 20 | 55.B7 | XT2100:4 | B PANEL | 55.B5
AF0062:18 | SC | SV13502 | WHT | 16 | 37.B7 | XT1350:4 | B PANEL | 37.B5
AF0062:COM | SC | 0V | WHT | 14 | 23.C3 | XT0060:2 | B PANEL | 23.C1
AF0062:V+ | SC | FU0062 | WHT | 14 | 23.C3 | FU0062:LD | B PANEL | 23.C1
AF0063:COM | SC | AF0063N | WHT | 20 | 23.C3 | AF0064:COM | B PANEL | 23.B4
AF0063:COM | SC | AU0060N | WHT | 20 | 23.C3 | AU0060:COM | B PANEL | 23.B2
AF0063:V+ | SC | AF0063P | WHT | 20 | 23.C3 | AF0064:V+ | B PANEL | 23.B4
AF0063:V+ | SC | AU0060P | WHT | 20 | 23.C3 | AU0060:V+ | B PANEL | 23.B2
AF0064:COM | SC | AF0064N | WHT | 20 | 23.B4 | AF0065:COM | B PANEL | 23.B5
AF0064:SH | SC | AF0064G | GRN | 14 | 23.B4 | AF0065:SH | B PANEL | 23.B5
AF0064:SH | SC | AU0060G | GRN | 14 | 23.B4 | AU0060:GND | B PANEL | 23.B2
AF0064:V+ | SC | AF0064P | WHT | 20 | 23.B4 | AF0065:V+ | B PANEL | 23.B5
AF0065:SH | SC | AF0065G | GRN | 14 | 23.B5 | AF0066:SH | B PANEL | 23.C5
AF0066:COM | SC | 0V | WHT | 14 | 23.C5 | XT0060:3 | B PANEL | 23.D1
AF0066:SH | SC | AF0066G | GRN | 14 | 23.C5 | AF0068:SH | B PANEL | 23.C6
AF0066:V+ | SC | FU0064 | WHT | 14 | 23.C5 | FU0064:LD | B PANEL | 23.D1
AF0067:COM | SC | 0V | WHT | 14 | 23.C6 | XT0060:3 | B PANEL | 23.D1
AF0067:COM | SC | AF0067N | WHT | 20 | 23.C6 | AF0068:COM | B PANEL | 23.C6
AF0067:V+ | SC | FU0063 | WHT | 14 | 23.C6 | FU0063:LD | B PANEL | 23.D1
AF0067:V+ | SC | AF0067P | WHT | 20 | 23.C6 | AF0068:V+ | B PANEL | 23.C6
AF0068:SH | SC | IEG02304 | GRN | 14 | 23.C6 | IEG0230:4 | B PANEL | 23.C6
AF0071:COM | SC | AF0071N | WHT | 20 | 23.B2 | AF0072:COM | B PANEL | 23.A3
AF0071:COM | SC | AU0070N | WHT | 20 | 23.B2 | AU0070:COM | B PANEL | 23.A2
AF0071:SH | SC | AF0071G | GRN | 14 | 23.B2 | AF0072:SH | B PANEL | 23.A3
AF0071:SH | SC | AU0070G | GRN | 14 | 23.B2 | AU0070:GND | B PANEL | 23.A2
AF0071:V+ | SC | AF0071P | WHT | 20 | 23.B2 | AF0072:V+ | B PANEL | 23.A3
AF0071:V+ | SC | AU0070P | WHT | 20 | 23.B2 | AU0070:V+ | B PANEL | 23.A2
AF0072:COM | SC | AF0072N | WHT | 20 | 23.A3 | AF0073:COM | B PANEL | 23.B3
AF0072:SH | SC | AF0072G | GRN | 14 | 23.A3 | AF0073:SH | B PANEL | 23.B3
AF0072:V+ | SC | AF0072P | WHT | 20 | 23.A3 | AF0073:V+ | B PANEL | 23.B3
AF0073:COM | SC | AF0073N | WHT | 20 | 23.B3 | AF0074:COM | B PANEL | 23.B4
AF0073:SH | SC | AF0073G | GRN | 14 | 23.B3 | AF0074:SH | B PANEL | 23.B4
AF0073:V+ | SC | AF0073P | WHT | 20 | 23.B3 | AF0074:V+ | B PANEL | 23.B4
AF0074:COM | SC | AF0074N | WHT | 20 | 23.B4 | AF0075:COM | B PANEL | 23.A5
AF0074:SH | SC | AF0074G | GRN | 14 | 23.B4 | AF0075:SH | B PANEL | 23.A5
AF0074:V+ | SC | AF0074P | WHT | 20 | 23.B4 | AF0075:V+ | B PANEL | 23.A5
AF0075:COM | SC | AF0075N | WHT | 20 | 23.A5 | AF0077:COM | B PANEL | 23.B6
AF0075:SH | SC | AF0075G | WHT | 20 | 23.A5 | AF0077:SH | B PANEL | 23.B6
AF0075:V+ | SC | AF0075P | WHT | 20 | 23.A5 | AF0077:V+ | B PANEL | 23.B6
AF0076:00 | SC | 007600 | WHT | 20 | 51.B7 | KA0237:14 | B PANEL | 51.B5
AF0076:01 | SC | 007601 | WHT | 20 | 53.B7 | KA0237:24 | B PANEL | 53.B5
AF0076:02 | SC | 007602 | WHT | 16 | 55.A7 | KA0221:A1 | B PANEL | 55.A6
AF0076:04 | SC | 007604 | WHT | 16 | 55.B7 | KA0222:A1 | B PANEL | 55.B6
AF0076:08 | SC | 007608 | WHT | 20 | 30.A7 | KA1020:A1 | B PANEL | 30.A6
AF0076:11 | SC | UA1200J14 | WHT | 20 | 27.C7 | UA1200:J1-4 | B PANEL | 27.B3
AF0076:12 | SC | 007612 | WHT | 20 | 27.C7 | XT0237:1 B2 | B PANEL | 27.C5
AF0076:18 | SC | 007618 | WHT | 20 | 55.A7 | KA0221:A2 | B PANEL | 55.A6
AF0076:20 | SC | 007620 | WHT | 20 | 55.B7 | KA0222:A2 | B PANEL | 55.B6
AF0076:24 | SC | 007624 | WHT | 20 | 30.A7 | KA1020:A2 | B PANEL | 30.A6
AF0076:26 | SC | KA0231A2 | WHT | 20 | 26.C7 | KA0231:A2 | B PANEL | 26.C6
AF0076:COM | SC | 0V | WHT | 14 | 23.A5 | XT0070:2 | B PANEL | 23.B1
AF0076:V+ | SC | FU0071 | WHT | 14 | 23.A5 | FU0071:LD | B PANEL | 23.B1
AF0077:SH | SC | IEG02305 | GRN | 14 | 23.B6 | IEG0230:5 | B PANEL | 23.B7
XT0240:2 | SC | JP0 | VIO | 20 | 26.A3 | XT0240:1 | B PANEL | 26.A3
AF0400:12 | SC | XT04001 | GRN | 16 | 24.B6 | XT0400:1 | B PANEL | 24.C6
AF0410:32 | SC | XT04001 | GRN | 16 | 24.B5 | XT0400:1 | B PANEL | 24.C6
AF0410:53 | SC | 0V | WHT | 14 | 24.B5 | XT0110:2 | B PANEL | 24.A5
AF0410:54 | SC | AF0410N | WHT | 14 | 24.B5 | AF0420:53 | B PANEL | 24.B5
AF0410:55 | SC | FU0113 | WHT | 16 | 24.B5 | FU0113:LD | B PANEL | 24.A3
AF0410:56 | SC | AF0410P | WHT | 16 | 24.B5 | AF0420:55 | B PANEL | 24.B5
AF0420:32 | SC | XT04001 | GRN | 16 | 24.B5 | XT0400:1 | B PANEL | 24.C6
AF0420:54 | SC | AF0420N | WHT | 14 | 24.B5 | AF0430:53 | B PANEL | 24.B4
AF0420:56 | SC | AF0420P | WHT | 16 | 24.B5 | AF0430:55 | B PANEL | 24.B4
AF0430:32 | SC | XT04002 | GRN | 16 | 24.B4 | XT0400:2 | B PANEL | 24.C3
AF0430:54 | SC | AF0430N | WHT | 16 | 24.B4 | AF0450:53 | B PANEL | 24.B3
AF0430:56 | SC | AF0430P | WHT | 16 | 24.B4 | AF0450:55 | B PANEL | 24.B3
AF0450:32 | SC | XT04002 | GRN | 16 | 24.B3 | XT0400:2 | B PANEL | 24.C3
AT0680:NEG | SC | 0V | WHT | 14 | 11.A4 | XT0680:2 | B PANEL | 11.A3
AT0680:POS | SC | AT0680POS | WHT | 14 | 11.A4 | XT0680:1 | B PANEL | 11.A3
AU0060:COM | SC | 0V | WHT | 14 | 23.B2 | XT0060:1 | B PANEL | 23.C1
AU0060:V+ | SC | FU0060 | WHT | 14 | 23.B2 | FU0060:LD | B PANEL | 23.C1
AU0070:COM | SC | 0V | WHT | 14 | 23.A2 | XT0070:1 | B PANEL | 23.B1
AU0070:V+ | SC | FU0070 | WHT | 14 | 23.A2 | FU0070:LD | B PANEL | 23.B1
FU0060:LI | SC | FU0210 | WHT | 14 | 23.C1 | XT0233:1 | B PANEL | 15.C4
FU0060:LI | SC | FU0210 | WHT | 14 | 23.C1 | FU0061:LI | B PANEL | 23.C1
FU0061:LI | SC | FU0210 | WHT | 14 | 23.C1 | FU0062:LI | B PANEL | 23.C1
FU0062:LI | SC | FU0210 | WHT | 14 | 23.C1 | FU0063:LI | B PANEL | 23.D1
FU0063:LI | SC | FU0210 | WHT | 14 | 23.D1 | FU0064:LI | B PANEL | 23.D1
FU0070:LI | SC | FU0210 | WHT | 14 | 23.B1 | XT0233:2 | B PANEL | 15.C4
FU0070:LI | SC | FU0210 | WHT | 14 | 23.B1 | FU0071:LI | B PANEL | 23.B1
FU0110:LD | SC | FU0110 | WHT | 14 | 24.A4 | FU0113:LI | B PANEL | 24.A3
FU0110:LI | SC | FU0136 | WHT | 14 | 24.A4 | XT0110:1 | B PANEL | 24.A5
FU0210:LD | SC | FU0210 | WHT | 12 | 15.C4 | XT0233:1 | B PANEL | 15.C4
FU0211:LD | SC | FU0211 | WHT | 14 | 15.B4 | KA1020:14 | B PANEL | 39.A5
FU0212:LD | SC | FU0212 | WHT | 16 | 15.C5 | XT0233:4 | B PANEL | 27.D5
FU0212:LD | SC | FU0212 | WHT | 16 | 15.C5 | KA0248:21 | B PANEL | 27.C5
FU0212:LI | SC | FU0210 | WHT | 14 | 15.C5 | XT0233:1 | B PANEL | 15.C4
FU0680:LD | SC | AT0680POS | WHT | 14 | 11.A2 | XT0680:1 | B PANEL | 11.A3
FU0680:LI | SC | FU0210 | WHT | 14 | 11.A2 | XT0233:3 | B PANEL | 15.C4
GR0231: | SC | IEG02308 | GRN | 14 | 4.A4 | IEG0230:8 | B PANEL | 4.A4
GR0232: | SC | GR0232G | GRN/YEL | 14 | 4.A4 | FRAME | B PANEL | 4.A4
GR0233: | SC | IEG023012 | GRN | 14 | 4.A4 | IEG0230:12 | B PANEL | 4.A4
GR0680: | SC | GR0680 | GRN/YEL | 14 | 4.A5 | FRAME | B PANEL | 4.A4
IEG0230:10 | SC | IEG023010 | GRN | 16 | 27.D6 | UA1200:J3-4 | B PANEL | 27.B3
KA0221:11 | SC | 022111 | WHT | 20 | 55.A6 | KA0235:24 | B PANEL | 55.A5
KA0222:11 | SC | 022211 | WHT | 20 | 55.B6 | KA0236:24 | B PANEL | 55.B5
KA0231:11 | SC | KA0231A1 | WHT | 20 | 26.C6 | KA0231:A1 | B PANEL | 26.C6
KA0231:11 | SC | KA0231A1 | WHT | 20 | 26.C6 | KA0242:11 | B PANEL | 26.C6
KA0231:14 | SC | KA024214 | WHT | 20 | 26.C6 | KA0242:14 | B PANEL | 26.C6
KA0231:21 | SC | KA023121 | WHT | 20 | 26.A4 | KA0245:14 | B PANEL | 26.A4
KA0231:A1 | SC | KA0231A1 | WHT | 20 | 26.C6 | KA0232:A1 | B PANEL | 26.D6
KA0231:A2 | SC | KA0231A2 | WHT | 20 | 26.C6 | KA0232:A2 | B PANEL | 26.D6
KA0232:A1 | SC | KA0231A1 | WHT | 20 | 26.D6 | KA0233:A1 | B PANEL | 26.D6
KA0232:A2 | SC | KA0231A2 | WHT | 20 | 26.D6 | KA0233:A2 | B PANEL | 26.D6
KA0233:A1 | SC | KA0231A1 | WHT | 20 | 26.D6 | KA0234:A1 | B PANEL | 26.D6
KA0233:A2 | SC | KA0231A2 | WHT | 20 | 26.D6 | KA0234:A2 | B PANEL | 26.D6
KA0235:11 | SC | UA1200J21 | WHT | 20 | 26.A5 | XT0060:4 | B PANEL | 27.D5
KA0235:11 | SC | UA1200J21 | WHT | 20 | 26.A5 | KA0241:11 | B PANEL | 26.A5
KA0235:14 | SC | KA023124 | WHT | 20 | 26.A5 | KA0241:14 | B PANEL | 26.A5
KA0235:21 | SC | SV21201 | WHT | 20 | 55.A5 | XT2100:1 | B PANEL | 55.A5
KA0235:A1 | SC | ESTOP | WHT | 20 | 26.A2 | XT0240:4 | B PANEL | 26.A3
KA0235:A1 | SC | ESTOP | WHT | 20 | 26.A2 | KA0236:A1 | B PANEL | 26.B2
KA0236:11 | SC | FU0139 | WHT | 20 | 26.D4 | KA0244:11 | B PANEL | 26.D4
KA0236:11 | SC | FU0139 | WHT | 20 | 26.D4 | XT0240:11 | B PANEL | 26.C4
KA0236:12 | SC | KA023612 | WHT | 20 | 26.D4 | XT0240:12 | B PANEL | 26.D4
KA0236:21 | SC | SV21241 | WHT | 20 | 55.B5 | XT2100:3 | B PANEL | 55.B5
KA0236:A1 | SC | ESTOP | WHT | 20 | 26.B2 | KA0237:A1 | B PANEL | 26.B2
KA0236:A2 | SC | 0V | WHT | 20 | 26.B2 | KA0235:A2 | B PANEL | 26.A2
KA0236:A2 | SC | 0V | WHT | 20 | 26.B2 | KA0237:A2 | B PANEL | 26.B2
KA0237:A1 | SC | ESTOP | WHT | 20 | 26.B2 | KA0238:A1 | B PANEL | 26.B2
KA0237:A2 | SC | 0V | WHT | 20 | 26.B2 | KA0238:A2 | B PANEL | 26.B2
KA0238:A1 | SC | ESTOP | WHT | 20 | 26.B2 | KA0239:A1 | B PANEL | 26.B2
KA0238:A2 | SC | 0V | WHT | 20 | 26.B2 | KA0239:A2 | B PANEL | 26.B2
KA0239:A1 | SC | ESTOP | WHT | 20 | 26.B2 | KA0240:A1 | B PANEL | 26.B2
KA0239:A2 | SC | 0V | WHT | 20 | 26.B2 | KA0240:A2 | B PANEL | 26.B2
KA0240:11 | SC | SV13511 | WHT | 20 | 37.A5 | XT1350:1 | B PANEL | 37.A5
KA0240:A1 | SC | ESTOP | WHT | 20 | 26.B2 | KA0248:A1 | B PANEL | 26.C2
KA0240:A2 | SC | 0V | WHT | 20 | 26.B2 | KA0248:A2 | B PANEL | 26.C2
KA0241:14 | SC | KA023124 | WHT | 20 | 26.A5 | KA0231:24 | B PANEL | 26.A4
KA0241:A1 | SC | KA0241A1 | WHT | 20 | 26.C2 | KA0242:A1 | B PANEL | 26.C2
KA0241:A1 | SC | KA0241A1 | WHT | 20 | 26.C2 | XT0240:5 | B PANEL | 26.C3
KA0241:A2 | SC | 0V | WHT | 20 | 26.C2 | KA0242:A2 | B PANEL | 26.C2
KA0241:A2 | SC | 0V | WHT | 20 | 26.C2 | KA0250:A2 | B PANEL | 26.C2
KA0242:21 | SC | 024221 | WHT | 20 | 27.C5 | XT0237:1 T2 | B PANEL | 27.C5
KA0242:24 | SC | KA024822 | WHT | 20 | 27.C5 | KA0248:22 | B PANEL | 27.C5
KA0242:A2 | SC | 0V | WHT | 20 | 26.C2 | KA0243:A2 | B PANEL | 26.C2
KA0243:21 | SC | ESTOPC | WHT | 20 | 26.A3 | XT0240:1 | B PANEL | 26.A3
KA0243:24 | SC | KA024511 | WHT | 20 | 26.A3 | KA0245:11 | B PANEL | 26.A4
KA0243:A1 | SC | KA0243A1 | WHT | 20 | 26.C2 | KA0244:A1 | B PANEL | 26.D2
KA0243:A1 | SC | KA0243A1 | WHT | 20 | 26.C2 | XT0240:6 | B PANEL | 26.C3
KA0243:A2 | SC | 0V | WHT | 20 | 26.C2 | KA0244:A2 | B PANEL | 26.D2
KA0244:A1 | SC | KA0243A1 | WHT | 20 | 26.D2 | KA0246:A1 | B PANEL | 26.D2
KA0244:A2 | SC | 0V | WHT | 20 | 26.D2 | KA0246:A2 | B PANEL | 26.D2
KA0245:A1 | SC | FU0139 | WHT | 20 | 26.D2 | KA0249:A1 | B PANEL | 26.D2
KA0245:A1 | SC | FU0139 | WHT | 20 | 26.D2 | XT0240:7 | B PANEL | 26.D3
KA0245:A2 | SC | 0V | WHT | 20 | 26.D2 | KA0249:A2 | B PANEL | 26.D2
KA0245:A2 | SC | 0V | WHT | 20 | 26.D2 | KA0247:A2 | B PANEL | 26.D2
KA0246:A1 | SC | KA0243A1 | WHT | 20 | 26.D2 | KA0247:A1 | B PANEL | 26.D2
KA0246:A2 | SC | 0V | WHT | 20 | 26.D2 | KA0247:A2 | B PANEL | 26.D2
KA0248:A1 | SC | ESTOP | WHT | 20 | 26.C2 | KA0250:A1 | B PANEL | 26.C2
KA0248:A2 | SC | 0V | WHT | 20 | 26.C2 | KA0250:A2 | B PANEL | 26.C2
KA0249:A2 | SC | 0V | WHT | 20 | 26.D2 | XT0240:9 | B PANEL | 26.D3
KA0250:11 | SC | SV13501 | WHT | 20 | 37.B5 | XT1350:3 | B PANEL | 37.B5
UA1200:J1-10 | SC | FU0212 | WHT | 20 | 27.B3 | XT0233:4 | B PANEL | 27.D5
UA1200:J1-5 | SC | UA1200J15 | WHT | 20 | 27.B3 | XT0237:1 B1 | B PANEL | 27.C5
UA1200:J1-8 | SC | UA1200J | WHT | 20 | 59.C7 | UA1200:J3-5 | B PANEL | 59.C7
UA1200:J1-9 | SC | 0V | WHT | 20 | 27.B3 | XT0235:4 | B PANEL | 27.D5
UA1200:J2-1 | SC | UA1200J21 | WHT | 20 | 27.B3 | XT0060:4 | B PANEL | 27.D5
UA1200:J2-2 | SC | FU0212 | WHT | 20 | 27.B3 | XT0233:4 | B PANEL | 27.D5
XT0070:1 | SC | 0V | WHT | 14 | 23.B1 | XT0235:1 | B PANEL | 15.D4
XT0235:1 | SC | 0V | WHT | 14 | 15.D4 | XT0060:1 | B PANEL | 23.C1
XT0235:2 | SC | 0V | WHT | 16 | 15.D4 | XT0235:4 | B PANEL | 27.D5
XT0240:10 | SC | FU0139 | WHT | 20 | 26.C4 | XT0236:1 | B PANEL | 28.B5
XT0240:12 | SC | KA023612 | WHT | 20 | 26.D4 | XT0237:2 B2 | B PANEL | 28.C5
XT0240:5 | SC | KA0241A1 | WHT | 20 | 26.C3 | XT0236:2 | B PANEL | 28.B5
XT0240:8 | SC | 0V |  | 20 | 26.D3 | XT0236:3 | B PANEL | 28.C5
XT0680:2 | SC | 0V | WHT | 14 | 11.A3 | XT0235:3 | B PANEL | 15.D4
AF0410:L1 | WC0006 | AU0060L2 | ENET | CABLE | 6.A2 | AU0060:L2 | B PANEL | 6.A6
AU0060:L1 | WC0007 | AU0070L2 | ENET | CABLE | 6.A6 | AU0070:L2 | B PANEL | 6.A5
AF0410:L2 | WC0041 | AF0410L2 | ENET | CABLE | 6.A2 | AF0420:L1 | B PANEL | 6.A3
AF0420:L2 | WC0042 | AF0420L2 | ENET | CABLE | 6.A3 | AF0430:L1 | B PANEL | 6.A4
AF0430:L2 | WC0043 | AF0430L2 | ENET | CABLE | 6.A4 | AF0450:L1 | B PANEL | 6.A5
AF0065:12 | WC4524 | UA1200J13 | RED | 20 | 27.B7 | UA1200:J1-3 | B PANEL | 27.B3
AF0065:28 | WC4524 | UA1200J11 | BLK | 20 | 27.B7 | UA1200:J1-1 | B PANEL | 27.B3
AF0065:60 | WC4524 | UA1200S | SH | 20 | 27.B7 | FLOATING | B PANEL | 27.B3
AF0450:05 | WC4749 | UA15201 | RED | 20 | 49.A7 | UA1520:+24 | B PANEL | 49.A5
AF0450:06 | WC4749 | UA15202 | CLR | 20 | 49.A7 | UA1520:OUT | B PANEL | 49.A5
AF0450:08 | WC4749 | UA15203 | BLK | 20 | 49.A7 | UA1520:COM | B PANEL | 49.A5
AF0450:23 | WC4749 | PE1520S | SH | 20 | 49.A7 | XT1521:1 | B PANEL | 49.A5
AF0400:LBUS | WC8040 | AF0410RBUS | BUS | CABLE | 24.B6 | AF0410:RBUS | B PANEL | 24.B5
AF0410:LBUS | WC8041 | AF0420RBUS | BUS | CABLE | 24.B5 | AF0420:RBUS | B PANEL | 24.B5
AF0420:LBUS | WC8042 | AF0430RBUS | BUS | CABLE | 24.B5 | AF0430:RBUS | B PANEL | 24.B4
AF0430:LBUS | WC8043 | AF0450RBUS | BUS | CABLE | 24.B4 | AF0450:RBUS | B PANEL | 24.B3
IEG0230:9 | SC | IEG02309 | GRN | 14 | 24.C5 | XT0400:3 | B PANEL | 24.C4
AF0067:12 | SC | KA0134A1 | WHT | 20 | 67.D7 | KA0134:A1 | A PANEL | 25.C6
AF0076:10 | SC | KT014615 | WHT | 20 | 26.C7 | KT0146:15 | A PANEL | 26.C6
AF0076:13 | SC | KT0146B1 | WHT | 20 | 25.B2 | KT0146:B1 | A PANEL | 25.B2
AF0076:29 | SC | KT0146A2 | WHT | 20 | 25.B2 | KT0146:A2 | A PANEL | 25.B2
FU0210:LI | SC | FU0136 | WHT | 12 | 15.C4 | XT0138:4 | A PANEL | 15.B3
FU0211:LI | SC | FU0137 | WHT | 12 | 15.B4 | XT0139:3 | A PANEL | 15.B4
FU0213:LI | SC | FU0137 | WHT | 14 | 15.B5 | XT0139:3 | A PANEL | 15.B4
IEG0230:1 | SC | IEG02301 | GRN | 12 | 7.B5 | AR0600:IE2 | A PANEL | 7.A2
IEG0230:11 | SC | IEG023011 | GRN | 14 | 4.A3 | GR0132: | A PANEL | 4.A3
IEG0230:13 | SC | IEG023013 | GRN | 14 | 4.A3 | GR0131: | A PANEL | 4.A3
IEG0230:2 | SC | IEG02302 | GRN | 14 | 22.D6 | AF0086:SH | A PANEL | 22.D5
IEG0230:6 | SC | IEG02306 | GRN | 14 | 4.A3 | GR0134: | A PANEL | 4.A3
IEG0230:7 | SC | IEG02307 | GRN | 14 | 22.B7 | AF0097:SH | A PANEL | 22.B6
KA0221:14 | SC | 009502 | WHT | 20 | 55.A6 | AF0095:02 | A PANEL | 55.A7
KA0231:14 | SC | KA024214 | WHT | 20 | 26.C6 | KT0146:18 | A PANEL | 26.C6
KA0234:A1 | SC | KA0231A1 | WHT | 20 | 26.D6 | XT0139:4 | A PANEL | 26.D6
KA0239:21 | SC | KA023921 | WHT | 20 | 26.A6 | AF0081:41 | A PANEL | 26.A7
KA0239:24 | SC | KA023924 | WHT | 20 | 26.A6 | AF0081:09 | A PANEL | 26.A7
KA0241:11 | SC | UA1200J21 | WHT | 20 | 26.A5 | AF0081:00 | A PANEL | 26.A7
KA0241:21 | SC | KT0146A1 | WHT | 20 | 25.B2 | KA0141:21 | A PANEL | 25.B2
KA0241:24 | SC | FU0139 | WHT | 20 | 25.B2 | KA0141:24 | A PANEL | 25.B2
KA0242:11 | SC | KA0231A1 | WHT | 20 | 26.C6 | XT0136:6 | A PANEL | 25.B5
KA0242:14 | SC | KA024214 | WHT | 20 | 26.C6 | AF0081:08 | A PANEL | 26.C7
KA0243:11 | SC | KA024311 | WHT | 20 | 26.B6 | AF0081:33 | A PANEL | 26.B7
KA0243:14 | SC | KA024314 | WHT | 20 | 26.B6 | AF0081:01 | A PANEL | 26.B7
KA0244:12 | SC | KA024412 | WHT | 20 | 26.D4 | KT0145:A1 | A PANEL | 25.B6
KA0245:21 | SC | KA024521 | WHT | 20 | 26.B6 | AF0081:34 | A PANEL | 26.B7
KA0245:24 | SC | KA024524 | WHT | 20 | 26.B6 | AF0081:02 | A PANEL | 26.B7
KA1020:24 | SC | 0V | WHT | 14 | 39.A5 | XT0135:1 | A PANEL | 15.B4
UA1200:J2-6 | SC | UA1200J26 | WHT | 20 | 27.B3 | KA0130:A2 | A PANEL | 27.C5
UA1200:J2-7 | SC | UA1200J27 | WHT | 20 | 27.B3 | AF0081:19 | A PANEL | 27.C7
XT0110:1 | SC | FU0136 | WHT | 14 | 24.A5 | XT0138:4 | A PANEL | 15.B3
XT0110:2 | SC | 0V | WHT | 14 | 24.A5 | XT0134:4 | A PANEL | 15.B3
XT0110:3 | SC | KA0231A1 | WHT | 20 | 24.A5 | XT0139:4 | A PANEL | 26.D6
XT0235:1 | SC | 0V | WHT | 12 | 15.D4 | XT0134:4 | A PANEL | 15.B3
XT0237:2 T2 | SC | XT02372 | WHT | 20 | 28.C5 | AF0092:13 | A PANEL | 28.C7
XT0240:11 | SC | FU0139 | WHT | 20 | 26.C4 | XT0136:1 | A PANEL | 25.A2
XT0240:3 | SC | ESTOPA | WHT | 20 | 26.A3 | XT0137:1 | A PANEL | 29.B5
XT0240:4 | SC | ESTOP | WHT | 20 | 26.A3 | XT0137:2 | A PANEL | 29.B5
XT0240:9 | SC | 0V | WHT | 20 | 26.D3 | XT0136:3 | A PANEL | 25.A2
XT2100:2 | SC | SV21202 | WHT | 20 | 55.A5 | AF0095:18 | A PANEL | 55.A7
AU0070:L1 | WC0008 | AU0080L2 | ENET | CABLE | 6.A5 | AU0080:L2 | A PANEL | 6.A5
AT0680:LAN1 | WC0680 | AT0680LAN1 | ENET | CABLE | 11.A4 | AP0606:L1 | A PANEL | 7.C3
FU0213:LD | SC | FU0213 |  |  | 15.B5 | XT9220:1 | AUXILIARY | 9.A3
PEG0130:1 | SC | PEG01301 | GRN | 14 | 13.B3 | F0200:GND | AUXILIARY | 13.A4
PEG0130:2 | SC | PEG01302 | GRN | 14 | 13.3 | F0201:GND | AUXILIARY | 13.B4
XT0110:3 | SC | KA0231A1 | WHT | 16 | 24.A5 | XT0130:5 | HP COMPRESSOR | 31.A5
AF0450:L2 | WC0045 | AF0450L2 | ENET | CABLE | 6.A5 | AF0510:L1 | HP COMPRESSOR | 6.B2
PEG0130:4 | SC | PEG01304 | GRN/YEL | 14 | 30.D4 | AT1100:GND | TURBINE CONTROL | 30.C3
XT0236:1 | SC | FU0139 | WHT | 20 | 28.B5 | SH0472:13 | TURBINE CONTROL | 28.B2
XT0236:2 | SC | KA0241A1 | WHT | 20 | 28.B5 | SH0472:14 | TURBINE CONTROL | 28.B2
XT0236:3 | SC | 0V | WHT | 20 | 28.C5 | SH0472:X1 | TURBINE CONTROL | 28.C2
XT0236:4 | SC | SH047211 | WHT | 20 | 28.C5 | SH0472:11 | TURBINE CONTROL | 28.C2
XT0236:5 | SC | SH047212 | WHT | 20 | 28.C5 | SH0472:12 | TURBINE CONTROL | 28.C2
XT0237:2 B1 | SC | SH0472X2 | WHT | 20 | 28.C5 | SH0472:X2 | TURBINE CONTROL | 28.C2
SolarTools ver. 24.0.84.24712 (Jul 31, 2025)
Report date: 2/18/2026 3:23 PM

## BOP PANEL^JB74
BOP PANEL^JB74
Project # | J0940
Project Name | KERN RIVER GT VEYO UNIT 3
Revision | A.6
Controls DE | J.L. PASARIN
Phone: | #
Controls ME | A. PUENTES
Phone: | #
From | [5 empty] | To
Device ID | Cable (W) Conductor (SC) Jumper Clip (JC) | Wire No. | Wire ID | Gauge/Size | Page/Zone | Device ID | Location | Page/Zone
XT0140:1 | JC | FU0200 | CLIP | --- | 32.A5 | XT0140:2 | BOP PANEL^JB74 | 32.A5
XT0140:2 | JC | FU0200 | CLIP | --- | 32.A5 | XT0140:3 | BOP PANEL^JB74 | 32.A5
XT0140:5 | JC | 0V | CLIP | --- | 32.A5 | XT0140:4 | BOP PANEL^JB74 | 32.A5
XT0140:6 | JC | 0V | CLIP | --- | 32.A5 | XT0140:5 | BOP PANEL^JB74 | 32.A5
XT0140:7 | JC | 0V | CLIP | --- | 32.A5 | XT0140:6 | BOP PANEL^JB74 | 32.A5
XT0180:1 | JC | 0V | CLIP | --- | 32.D1 | XT0180:2 | BOP PANEL^JB74 | 32.D1
AF0182:01 | SC | JP4 | VIO | 20 | 34.A7 | AF0182:33 | BOP PANEL^JB74 | 34.A7
AF0182:03 | SC | JP3 | VIO | 20 | 34.B7 | AF0182:35 | BOP PANEL^JB74 | 34.B7
AF0141:00 | SC | 014100 | WHT | 20 | 83.A7 | KA0543:11 | BOP PANEL^JB74 | 83.A6
AF0141:02 | SC | 762214 | WHT | 20 | 83.B7 | KA7622:14 | BOP PANEL^JB74 | 83.C6
AF0141:04 | SC | 014104 | WHT | 20 | 84.A7 | KA0532:11 | BOP PANEL^JB74 | 84.A6
AF0141:06 | SC | 014106 | WHT | 20 | 84.B7 | KA7642:14 | BOP PANEL^JB74 | 84.C6
AF0141:08 | SC | 014108 | WHT | 20 | 81.B7 | KA7631:11 | BOP PANEL^JB74 | 81.B6
AF0141:12 | SC | 014112 | WHT | 20 | 85.B7 | KA7602:14 | BOP PANEL^JB74 | 85.B6
AF0141:14 | SC | KA053111 | WHT | 20 | 82.A7 | KA0531:11 | BOP PANEL^JB74 | 82.A5
AF0141:16 | SC | SV76212 | WHT | 20 | 83.A7 | XT0572:6 | BOP PANEL^JB74 | 83.A5
AF0141:18 | SC | SV76222 | WHT | 20 | 83.B7 | XT0572:10 | BOP PANEL^JB74 | 83.C5
AF0141:20 | SC | SV76412 | WHT | 20 | 84.A7 | XT0572:12 | BOP PANEL^JB74 | 84.A5
AF0141:22 | SC | SV76422 | WHT | 20 | 84.B7 | XT0572:16 | BOP PANEL^JB74 | 84.C5
AF0141:24 | SC | SV76312 | WHT | 20 | 81.B7 | XT0571:7 | BOP PANEL^JB74 | 81.B5
AF0141:28 | SC | SV76022 | WHT | 20 | 85.B7 | XT0572:18 | BOP PANEL^JB74 | 85.B5
AF0141:30 | SC | SV76112 | WHT | 20 | 82.A7 | XT0572:2 | BOP PANEL^JB74 | 82.A5
AF0141:32 | SC | 014132 | WHT | 20 | 83.A7 | KA7621:14 | BOP PANEL^JB74 | 83.A6
AF0141:36 | SC | 014136 | WHT | 20 | 84.A7 | KA7641:14 | BOP PANEL^JB74 | 84.A6
AF0141:COM | SC | 0V | WHT | 20 | 32.B2 | XT0140:11 | BOP PANEL^JB74 | 32.C1
AF0141:V+ | SC | FU0141 | WHT | 16 | 32.B2 | FU0141:LD | BOP PANEL^JB74 | 32.C1
AF0142:07 | SC | ZSC76112 | WHT | 20 | 82.B7 | XT0572:4 | BOP PANEL^JB74 | 82.B5
AF0142:23 | SC | 014223 | WHT | 20 | 82.B7 | KT0571:A2 | BOP PANEL^JB74 | 82.B6
AF0142:39 | SC | ZSC76111 | WHT | 20 | 82.B7 | XT0572:3 | BOP PANEL^JB74 | 82.B5
AF0142:COM | SC | AF0142N | WHT | 16 | 32.B3 | AF0143:COM | BOP PANEL^JB74 | 32.B3
AF0142:COM | SC | AU0140N | WHT | 16 | 32.B3 | AU0140:COM | BOP PANEL^JB74 | 32.B1
AF0142:V+ | SC | AF0142P | WHT | 16 | 32.B3 | AF0143:V+ | BOP PANEL^JB74 | 32.B3
AF0142:V+ | SC | AU0140P | WHT | 16 | 32.B3 | AU0140:V+ | BOP PANEL^JB74 | 32.B1
AF0143:COM | SC | AF0143N | WHT | 16 | 32.B3 | AF0145:COM | BOP PANEL^JB74 | 32.B5
AF0143:SH | SC | AU0140G | GRN | 14 | 32.B3 | AU0140:GND | BOP PANEL^JB74 | 32.B1
AF0143:SH | SC | AF0143G | WHT | 16 | 32.B3 | AF0144:SH | BOP PANEL^JB74 | 32.B4
AF0143:V+ | SC | AF0143P | WHT | 16 | 32.B3 | AF0145:V+ | BOP PANEL^JB74 | 32.B5
AF0144:00 | SC | 014400 | WHT | 20 | 81.A7 | XT0573:6 B2 | BOP PANEL^JB74 | 81.A5
AF0144:16 | SC | 014416 | WHT | 20 | 81.A7 | KA0546:14 | BOP PANEL^JB74 | 81.A6
AF0144:48 | SC | FCE7631S | GRN | 14 | 81.A7 | XT0571:5 | BOP PANEL^JB74 | 81.B5
AF0144:COM | SC | 0V | WHT | 14 | 32.B4 | XT0140:11 | BOP PANEL^JB74 | 32.C1
AF0144:SH | SC | AF0144G | GRN | 14 | 32.B4 | AF0145:SH | BOP PANEL^JB74 | 32.B5
AF0144:V+ | SC | FU0142 | WHT | 14 | 32.B4 | FU0142:LD | BOP PANEL^JB74 | 32.C1
AF0145:SH | SC | IEG02571 | GRN | 14 | 32.B5 | IEG0257:1 | BOP PANEL^JB74 | 32.C5
AF0146:COM | SC | 0V | WHT | 14 | 32.B5 | XT0140:5 | BOP PANEL^JB74 | 32.A5
AF0146:V+ | SC | FU0144 | WHT | 16 | 32.B5 | XT0140:12 | BOP PANEL^JB74 | 32.C2
AF0181:COM | SC | 0V | WHT | 20 | 32.D2 | XT0180:2 | BOP PANEL^JB74 | 32.D1
AF0181:V+ | SC | FU0181 | WHT | 16 | 32.D2 | FU0181:LD | BOP PANEL^JB74 | 32.D1
AF0182:COM | SC | AF0182N | WHT | 16 | 32.D3 | AF0183:COM | BOP PANEL^JB74 | 32.C3
AF0182:COM | SC | AU0180N | WHT | 16 | 32.D3 | AU0180:COM | BOP PANEL^JB74 | 32.C1
AF0182:V+ | SC | AF0182P | WHT | 16 | 32.D3 | AF0183:V+ | BOP PANEL^JB74 | 32.C3
AF0182:V+ | SC | AU0180P | WHT | 16 | 32.D3 | AU0180:V+ | BOP PANEL^JB74 | 32.C1
AF0183:01 | SC | ZT7631TB1C | WHT | 20 | 80.A7 | XT0571:2 | BOP PANEL^JB74 | 80.A5
AF0183:04 | SC | ZSC76212 | WHT | 20 | 83.B7 | XT0572:8 | BOP PANEL^JB74 | 83.B5
AF0183:05 | SC | ZSC76412 | WHT | 20 | 84.B7 | XT0572:14 | BOP PANEL^JB74 | 84.B5
AF0183:17 | SC | KT0575A2 | WHT | 20 | 80.A7 | KT0575:A2 | BOP PANEL^JB74 | 80.B6
AF0183:20 | SC | KT0572A2 | WHT | 20 | 83.B7 | KT0572:A2 | BOP PANEL^JB74 | 83.B6
AF0183:21 | SC | KT0573A2 | WHT | 20 | 84.B7 | KT0573:A2 | BOP PANEL^JB74 | 84.B6
AF0183:33 | SC | ZT7631TB1NO | WHT | 20 | 80.A7 | XT0571:1 | BOP PANEL^JB74 | 80.A5
AF0183:36 | SC | ZSC76211 | WHT | 20 | 83.B7 | XT0572:7 | BOP PANEL^JB74 | 83.B5
AF0183:37 | SC | ZSC76411 | WHT | 20 | 84.B7 | XT0572:13 | BOP PANEL^JB74 | 84.B5
AF0183:COM | SC | AF0183N | WHT | 16 | 32.C3 | AF0185:COM | BOP PANEL^JB74 | 32.D5
AF0183:V+ | SC | AF0183P | WHT | 16 | 32.C3 | AF0185:V+ | BOP PANEL^JB74 | 32.D5
AF0184:00 | SC | 018400 | WHT | 20 | 83.D7 | KA7621:A1 | BOP PANEL^JB74 | 83.D6
AF0184:01 | SC | 018401 | WHT | 20 | 83.D7 | KA7622:A1 | BOP PANEL^JB74 | 83.D6
AF0184:02 | SC | 018402 | WHT | 20 | 84.C7 | KA7641:A1 | BOP PANEL^JB74 | 84.C6
AF0184:03 | SC | 018403 | WHT | 20 | 84.D7 | KA7642:A1 | BOP PANEL^JB74 | 84.D6
AF0184:04 | SC | 018404 | WHT | 20 | 85.C7 | KA7602:A1 | BOP PANEL^JB74 | 85.C6
AF0184:05 | SC | 018405 | WHT | 20 | 81.C7 | KA7631:A1 | BOP PANEL^JB74 | 81.C6
AF0184:16 | SC | 018416 | WHT | 20 | 83.D7 | KA7621:A2 | BOP PANEL^JB74 | 83.D6
AF0184:17 | SC | 018417 | WHT | 20 | 83.D7 | KA7622:A2 | BOP PANEL^JB74 | 83.D6
AF0184:18 | SC | 018418 | WHT | 20 | 84.C7 | KA7641:A2 | BOP PANEL^JB74 | 84.C6
AF0184:19 | SC | 018419 | WHT | 20 | 84.D7 | KA7642:A2 | BOP PANEL^JB74 | 84.D6
AF0184:20 | SC | 018420 | WHT | 20 | 85.C7 | KA7602:A2 | BOP PANEL^JB74 | 85.C6
AF0184:21 | SC | 018421 | WHT | 20 | 81.C7 | KA7631:A2 | BOP PANEL^JB74 | 81.C6
AF0184:COM | SC | 0V | WHT | 20 | 32.C4 | XT0180:1 | BOP PANEL^JB74 | 32.D1
AF0184:V+ | SC | FU0184 | WHT | 16 | 32.C4 | FU0184:LD | BOP PANEL^JB74 | 32.D1
AF0185:SH | SC | IEG02572 | GRN | 14 | 32.D5 | IEG0257:2 | BOP PANEL^JB74 | 32.D5
AF0185:SH | SC | AU0180G | GRN | 14 | 32.D5 | AU0180:GND | BOP PANEL^JB74 | 32.C1
AU0140:COM | SC | 0V | WHT | 20 | 32.B1 | XT0140:4 | BOP PANEL^JB74 | 32.A5
AU0140:V+ | SC | FU0140 | WHT | 16 | 32.B1 | FU0140:LD | BOP PANEL^JB74 | 32.B1
AU0180:COM | SC | 0V | WHT | 20 | 32.C1 | XT0180:1 | BOP PANEL^JB74 | 32.D1
AU0180:V+ | SC | FU0180 | WHT | 16 | 32.C1 | FU0180:LD | BOP PANEL^JB74 | 32.D1
BA1212:NEG | SC | UJ1212N | WHT | 16 | 8.A3 | UJ1212:OUT1(-) | BOP PANEL^JB74 | 8.A5
BA1212:POS | SC | FU1212 | WHT | 16 | 8.A3 | FU1212:LD | BOP PANEL^JB74 | 8.A3
FU0140:LI | SC | FU0570 | WHT | 12 | 32.B1 | FU0570:LD | BOP PANEL^JB74 | 32.A4
FU0140:LI | SC | FU0570 | WHT | 14 | 32.B1 | FU0141:LI | BOP PANEL^JB74 | 32.C1
FU0141:LI | SC | FU0570 | WHT | 14 | 32.C1 | FU0142:LI | BOP PANEL^JB74 | 32.C1
FU0142:LI | SC | FU0570 | WHT | 14 | 32.C1 | FU0144:LI | BOP PANEL^JB74 | 32.C1
FU0144:LD | SC | FU0144 | WHT | 16 | 32.C1 | XT0140:12 | BOP PANEL^JB74 | 32.C2
FU0144:LI | SC | FU0570 | WHT | 14 | 32.C1 | FU0145:LI | BOP PANEL^JB74 | 32.C1
FU0145:LD | SC | FU0145 | WHT | 14 | 32.C1 | KA0547:22 | BOP PANEL^JB74 | 81.A6
FU0145:LI | SC | FU0570 | WHT | 14 | 32.C1 | FU0180:LI | BOP PANEL^JB74 | 32.D1
FU0180:LI | SC | FU0570 | WHT | 14 | 32.D1 | FU0181:LI | BOP PANEL^JB74 | 32.D1
FU0181:LI | SC | FU0570 | WHT | 14 | 32.D1 | FU0184:LI | BOP PANEL^JB74 | 32.D1
FU0570:LI | SC | FU0200 | WHT | 12 | 32.A4 | XT0140:1 | BOP PANEL^JB74 | 32.A5
FU1212:LI | SC | UJ1212P | WHT | 16 | 8.A3 | UJ1212:OUT1(+) | BOP PANEL^JB74 | 8.A5
FU1213:LD | SC | FU1213 | WHT | 12 | 8.A5 | UJ1212:24V(+) | BOP PANEL^JB74 | 8.A5
FU1213:LI | SC | FU0200 | WHT | 12 | 8.A5 | XT0140:2 | BOP PANEL^JB74 | 32.A5
GR0140: | SC | IEG02574 | GRN | 14 | 4.B3 | IEG0257:4 | BOP PANEL^JB74 | 4.B3
GR0180: | SC | IEG02573 | GRN | 14 | 4.B3 | IEG0257:3 | BOP PANEL^JB74 | 4.B3
GR0184: | SC | GR0184 | GRN/YEL | 14 | 4.B4 | FRAME | BOP PANEL^JB74 | 4.B4
GR0257: | SC | IEG02575 | GRN | 14 | 4.B4 | IEG0257:5 | BOP PANEL^JB74 | 4.B4
KA0531:14 | SC | SV76111 | WHT | 20 | 82.A5 | XT0572:1 | BOP PANEL^JB74 | 82.A5
KA0531:A1 | SC | ESTOP | WHT | 20 | 33.B4 | KA0532:A1 | BOP PANEL^JB74 | 33.B4
KA0531:A1 | SC | ESTOP | WHT | 20 | 33.B4 | XT0140:9 | BOP PANEL^JB74 | 33.B2
KA0531:A2 | SC | 0V | WHT | 20 | 33.B4 | KA0532:A2 | BOP PANEL^JB74 | 33.B4
KA0531:A2 | SC | 0V | WHT | 20 | 33.B4 | KA0549:A2 | BOP PANEL^JB74 | 33.B4
KA0532:14 | SC | KA0541A1 | WHT | 20 | 84.A6 | KA0541:A1 | BOP PANEL^JB74 | 84.A5
KA0532:A1 | SC | ESTOP | WHT | 20 | 33.B4 | KA0533:A1 | BOP PANEL^JB74 | 33.B4
KA0532:A2 | SC | 0V | WHT | 20 | 33.B4 | KA0533:A2 | BOP PANEL^JB74 | 33.B4
KA0533:11 | SC | FU0144 | WHT | 20 | 33.C2 | XT0140:10 | BOP PANEL^JB74 | 33.C2
KA0533:A1 | SC | ESTOP | WHT | 20 | 33.B4 | KA0534:A1 | BOP PANEL^JB74 | 33.C4
KA0533:A2 | SC | 0V | WHT | 20 | 33.B4 | KA0534:A2 | BOP PANEL^JB74 | 33.C4
KA0534:A1 | SC | ESTOP | WHT | 20 | 33.C4 | KA0537:A1 | BOP PANEL^JB74 | 33.C4
KA0534:A2 | SC | 0V | WHT | 20 | 33.C4 | KA0537:A2 | BOP PANEL^JB74 | 33.C4
KA0535:11 | SC | KA053511 | WHT | 20 | 85.B5 | KA7602:11 | BOP PANEL^JB74 | 85.B6
KA0535:14 | SC | KA053514 | WHT | 20 | 85.B5 | XT0573:1 B2 | BOP PANEL^JB74 | 85.B5
KA0535:A1 | SC | KA0231A1 | WHT | 20 | 33.A4 | KA0536:A1 | BOP PANEL^JB74 | 33.A4
KA0535:A1 | SC | KA0231A1 | WHT | 20 | 33.A4 | XT0140:8 | BOP PANEL^JB74 | 33.A2
KA0535:A2 | SC | 0V | WHT | 20 | 33.A4 | KA0536:A2 | BOP PANEL^JB74 | 33.A4
KA0535:A2 | SC | 0V | WHT | 20 | 33.A4 | XT0140:6 | BOP PANEL^JB74 | 32.A5
KA0536:11 | SC | KA053611 | WHT | 20 | 85.B5 | XT0573:1 T1 | BOP PANEL^JB74 | 85.B5
KA0536:12 | SC | KA053612 | WHT | 20 | 85.B5 | XT0573:2 B1 | BOP PANEL^JB74 | 85.B5
KA0536:A1 | SC | KA0231A1 | WHT | 20 | 33.A4 | KA0546:A1 | BOP PANEL^JB74 | 33.A4
KA0536:A2 | SC | 0V | WHT | 20 | 33.A4 | KA0546:A2 | BOP PANEL^JB74 | 33.A4
KA0537:A2 | SC | 0V | WHT | 20 | 33.C4 | KT0574:A2 | BOP PANEL^JB74 | 33.C3
KA0540:11 | SC | KA762111 | WHT | 20 | 83.A5 | KA7621:11 | BOP PANEL^JB74 | 83.A6
KA0540:14 | SC | SV76211 | WHT | 20 | 83.A5 | XT0572:5 | BOP PANEL^JB74 | 83.A5
KA0540:21 | SC | ZSC76212 | WHT | 20 | 83.B5 | XT0572:8 | BOP PANEL^JB74 | 83.B5
KA0540:22 | SC | KA054022 | WHT | 20 | 83.B5 | KT0572:A1 | BOP PANEL^JB74 | 83.B6
KA0540:A1 | SC | KA054312 | WHT | 20 | 83.A5 | KA0543:12 | BOP PANEL^JB74 | 83.A6
KA0540:A2 | SC | SV76212 | WHT | 20 | 83.A5 | XT0572:6 | BOP PANEL^JB74 | 83.A5
KA0541:11 | SC | KA054111 | WHT | 20 | 84.A5 | KA7641:11 | BOP PANEL^JB74 | 84.A6
KA0541:14 | SC | SV76411 | WHT | 20 | 84.A5 | XT0572:11 | BOP PANEL^JB74 | 84.A5
KA0541:21 | SC | ZSC76412 | WHT | 20 | 84.B5 | XT0572:14 | BOP PANEL^JB74 | 84.B5
KA0541:22 | SC | KA054122 | WHT | 20 | 84.B5 | KT0573:A1 | BOP PANEL^JB74 | 84.B6
KA0541:A2 | SC | SV76412 | WHT | 20 | 84.A5 | XT0572:12 | BOP PANEL^JB74 | 84.A5
KA0543:A1 | SC | KT057418 | WHT | 20 | 33.C4 | KA0544:A1 | BOP PANEL^JB74 | 33.C4
KA0543:A1 | SC | KT057418 | WHT | 20 | 33.C4 | KT0574:18 | BOP PANEL^JB74 | 33.C3
KA0543:A2 | SC | 0V | WHT | 20 | 33.C4 | KA0544:A2 | BOP PANEL^JB74 | 33.C4
KA0543:A2 | SC | 0V | WHT | 20 | 33.C4 | KT0574:A2 | BOP PANEL^JB74 | 33.C3
KA0544:11 | SC | KA054411 | LEAD | 20 | 81.A6 | XT0574:1 | BOP PANEL^JB74 | 81.A5
KA0544:14 | SC | KA054414 | WHT | 20 | 81.A6 | KA0547:21 | BOP PANEL^JB74 | 81.A6
KA0546:11 | SC | FCE76312 | WHT | 20 | 81.A6 | XT0571:4 | BOP PANEL^JB74 | 81.A5
KA0546:12 | SC | 0V | WHT | 20 | 81.B6 | XT0140:5 | BOP PANEL^JB74 | 32.A5
KA0546:A1 | SC | KA0231A1 | WHT | 20 | 33.A4 | KA0547:A1 | BOP PANEL^JB74 | 33.A4
KA0546:A2 | SC | 0V | WHT | 20 | 33.A4 | KA0547:A2 | BOP PANEL^JB74 | 33.A4
KA0547:11 | SC | KA054711 | WHT | 20 | 81.B6 | XT0573:7 B2 | BOP PANEL^JB74 | 81.B5
KA0547:14 | SC | KA054714 | WHT | 20 | 81.B6 | KA7631:14 | BOP PANEL^JB74 | 81.B6
KA0547:A1 | SC | KA0231A1 | WHT | 20 | 33.A4 | KA0548:A1 | BOP PANEL^JB74 | 33.A4
KA0547:A2 | SC | 0V | WHT | 20 | 33.A4 | KA0548:A2 | BOP PANEL^JB74 | 33.A4
KA0548:11 | SC | FU0144 | WHT | 20 | 33.D3 | XT0140:10 | BOP PANEL^JB74 | 33.C2
KA0548:12 | SC | KA054712 | WHT | 20 | 33.D3 | KT0575:15 | BOP PANEL^JB74 | 33.D4
KA0548:12 | SC | KA054712 | WHT | 20 | 33.D3 | XT0573:7 T2 | BOP PANEL^JB74 | 81.B5
KA0548:A1 | SC | KA0231A1 | WHT | 20 | 33.A4 | KA0549:A1 | BOP PANEL^JB74 | 33.B4
KA0548:A2 | SC | 0V | WHT | 20 | 33.A4 | KA0549:A2 | BOP PANEL^JB74 | 33.B4
KA7622:11 | SC | 0573B2 | WHT | 20 | 83.C6 | XT0573:4 B2 | BOP PANEL^JB74 | 83.C5
KA7642:11 | SC | KA764211 | WHT | 20 | 84.C6 | XT0573:3 B2 | BOP PANEL^JB74 | 84.C5
KT0571:15 | SC | KA053312 | WHT | 20 | 33.D3 | KT0572:15 | BOP PANEL^JB74 | 33.D3
KT0571:A1 | SC | ZSC76112 | WHT | 20 | 82.B6 | XT0572:4 | BOP PANEL^JB74 | 82.B5
KT0572:15 | SC | KA053312 | WHT | 20 | 33.D3 | KT0573:15 | BOP PANEL^JB74 | 33.D3
KT0572:16 | SC | KT057216 | WHT | 20 | 33.D3 | XT0573:2 B2 | BOP PANEL^JB74 | 85.B5
KT0572:16 | SC | KT057216 | WHT | 20 | 33.D3 | XT0573:4 T2 | BOP PANEL^JB74 | 83.C5
KT0573:15 | SC | KA053312 | WHT | 20 | 33.D3 | KT0574:15 | BOP PANEL^JB74 | 33.C3
KT0573:16 | SC | KT057316 | WHT | 20 | 33.D3 | XT0573:5 B2 | BOP PANEL^JB74 | 85.B5
KT0573:16 | SC | KT057316 | WHT | 20 | 33.D3 | XT0573:3 T2 | BOP PANEL^JB74 | 84.C5
KT0574:15 | SC | KA053312 | WHT | 20 | 33.C3 | KT0574:A1 | BOP PANEL^JB74 | 33.C3
KT0574:A1 | SC | KA053312 | WHT | 20 | 33.C3 | KA0533:12 | BOP PANEL^JB74 | 33.C2
KT0575:16 | SC | KT057516 | WHT | 20 | 33.D4 | XT0573:5 T2 | BOP PANEL^JB74 | 85.B5
KT0575:A1 | SC | ZT7631TB1C | WHT | 20 | 80.B6 | XT0571:2 | BOP PANEL^JB74 | 80.A5
RR0855:-1.0K OHM | SC | KA054411 | LEAD | --- | 81.A5 | XT0574:3 | BOP PANEL^JB74 | 81.A5
RR0855:-1.0K OHM | SC | XT0573T1 | LEAD | --- | 81.A5 | XT0574:4 | BOP PANEL^JB74 | 81.A5
RR0856:-1.0K OHM | SC | KA054411 | LEAD | --- | 81.A5 | XT0574:1 | BOP PANEL^JB74 | 81.A5
RR0856:-1.0K OHM | SC | XT0573T1 | LEAD | --- | 81.A5 | XT0574:2 | BOP PANEL^JB74 | 81.A5
RR0857:-1.0K OHM | SC | KA054411 | LEAD | --- | 81.A5 | XT0574:1 | BOP PANEL^JB74 | 81.A5
RR0857:-1.0K OHM | SC | XT0573T1 | LEAD | --- | 81.A5 | XT0574:2 | BOP PANEL^JB74 | 81.A5
UJ1212:24V(-) | SC | 0V | WHT | 12 | 8.A5 | XT0140:4 | BOP PANEL^JB74 | 32.A5
XT0140:1 | SC | FU0200 | WHT | 12 | 32.A5 | XT0570:1 | BOP PANEL^JB74 | 32.A6
XT0140:11 | SC | 0V | WHT | 16 | 32.C1 | XT0140:5 | BOP PANEL^JB74 | 32.A5
XT0140:12 | SC | FU0144 | WHT | 16 | 32.C2 | XT0140:10 | BOP PANEL^JB74 | 33.C2
XT0140:4 | SC | 0V | WHT | 20 | 32.A5 | XT0570:2 | BOP PANEL^JB74 | 32.A6
XT0180:1 | SC | 0V | WHT | 16 | 32.D1 | XT0140:6 | BOP PANEL^JB74 | 32.A5
XT0571:3 | SC | FCE76311 | WHT | 20 | 81.A5 | XT0573:6 B1 | BOP PANEL^JB74 | 81.A5
XT0571:6 | SC | SV76311 | WHT | 20 | 81.B5 | XT0573:7 B1 | BOP PANEL^JB74 | 81.B5
XT0572:15 | SC | SV76421 |  |  | 84.C5 | XT0573:3 B1 | BOP PANEL^JB74 | 84.C5
XT0572:17 | SC | SV76021 | WHT | 20 | 85.B5 | XT0573:1 B1 | BOP PANEL^JB74 | 85.B5
XT0572:9 | SC | SV76221 | WHT | 20 | 83.C5 | XT0573:4 B1 | BOP PANEL^JB74 | 83.C5
XT0573:5 B1 | SC | XT0573B1 | WHT | 20 | 85.B5 | XT0573:2 T1 | BOP PANEL^JB74 | 85.B5
XT0574:2 | SC | XT0573T1 | WHT | 20 | 81.A5 | XT0573:6 T1 | BOP PANEL^JB74 | 81.A5
XT0574:3 | SC | KA054411 | LEAD | 20 | 81.A5 | XT0574:1 | BOP PANEL^JB74 | 81.A5
XT0574:4 | SC | XT0573T1 | WHT | 20 | 81.A5 | XT0574:2 | BOP PANEL^JB74 | 81.A5
AU0140:L2 | WC0140 | AU0140L2 | ENET | CABLE | 6.B3 | AU0180:L1 | BOP PANEL^JB74 | 6.B4
AU0140:L1 | WC1212 | BA1212L2 | ENET | CABLE | 6.B3 | BA1212:L2 | BOP PANEL^JB74 | 6.B2
SolarTools ver. 24.0.84.24712 (Jul 31, 2025)
Report date: 2/18/2026 3:23 PM

## CONSOLE
CONSOLE
CONTROL CONSOLE & CONTROL CONSOLE (DOOR PANELS)
Project # | J0940
Project Name | KERN RIVER GT VEYO UNIT 3
Revision | A.6
Controls DE | J.L. PASARIN
Phone: | #
Controls ME | A. PUENTES
Phone: | #
From | [5 empty] | To
Device ID | Cable (W) Conductor (SC) Jumper Clip (JC) | Wire No. | Wire ID | Gauge/Size | Page/Zone | Device ID | Location | Page/Zone
AT0190:GND | SC | AT0190G | GRN/YEL | 14 | 17.C3 | FRAME | CONSOLE | 17.D2
AT0190:USB1 | SC | AT0190K | CABLE | USB | 17.C3 | AT0190K:KI | CONSOLE | 17.D3
EL0273:+ | SC | ZS0273 | WHT | 14 | 17.B3 | ZS0273:2 | CONSOLE | 17.B3
AT0190:NEG | SC | 0V | WHT | 20 | 17.C3 | XT0252:6 | AUXILIARY | 14.C3
AT0190:POS | SC | FU0203 | WHT | 14 | 17.C3 | XT0250:3 | AUXILIARY | 14.B6
EL0273:- | SC | 0V | WHT | 20 | 17.B3 | XT0252:7 | AUXILIARY | 14.C3
ZS0273:1 | SC | FU0273 | WHT | 14 | 17.B3 | FU0273:LD | AUXILIARY | 17.B2
HA0273:(+) | WC5540 | HA0273P | BLK | 16 | 20.A1 | AF0202:23 | TCP | 20.A3
HA0273:(-) | WC5540 | HA0273N | WHT | 16 | 20.A1 | AF0202:55 | TCP | 20.A3
SolarTools ver. 24.0.84.24712 (Jul 31, 2025)
Report date: 2/18/2026 3:23 PM

## HP COMPRESSOR
HP COMPRESSOR
JB73
Project # | J0940
Project Name | KERN RIVER GT VEYO UNIT 3
Revision | A.6
Controls DE | J.L. PASARIN
Phone: | #
Controls ME | A. PUENTES
Phone: | #
From | [5 empty] | To
Device ID | Cable (W) Conductor (SC) Jumper Clip (JC) | Wire No. | Wire ID | Gauge/Size | Page/Zone | Device ID | Location | Page/Zone
XT0130:3 | JC | 0V | CLIP | --- | 31.A5 | XT0130:2 | HP COMPRESSOR | 31.A5
XT0130:4 | JC | 0V | CLIP | --- | 31.A5 | XT0130:3 | HP COMPRESSOR | 31.A5
AF0500:12 | SC | XT05001 | GRN | 16 | 31.B3 | XT0500:1 | HP COMPRESSOR | 31.C2
AF0510:32 | SC | XT05001 | GRN | 16 | 31.B2 | XT0500:1 | HP COMPRESSOR | 31.C2
AF0510:53 | SC | 0V | WHT | 16 | 31.B2 | XT0130:2 | HP COMPRESSOR | 31.A5
AF0510:54 | SC | AF0510N | WHT | 16 | 31.B2 | AF0520:53 | HP COMPRESSOR | 31.B1
AF0510:55 | SC | FU0131 | WHT | 16 | 31.B2 | FU0131:LD | HP COMPRESSOR | 31.C1
AF0510:56 | SC | AF0510P | WHT | 16 | 31.B2 | AF0520:55 | HP COMPRESSOR | 31.B1
AF0520:32 | SC | XT05001 | GRN | 16 | 31.B1 | XT0500:1 | HP COMPRESSOR | 31.C2
AF1201:12 | SC | 120112 | WHT | 20 | 87.A7 | KA0120:14 | HP COMPRESSOR | 87.A5
AF1201:28 | SC | SV51002 | WHT | 20 | 87.A7 | XT4400:4 | HP COMPRESSOR | 87.A5
AF1201:44 | SC | 120144 | WHT | 20 | 87.A7 | KA4401:22 | HP COMPRESSOR | 87.A6
AF1201:COM | SC | 0V | WHT | 14 | 31.D2 | XT0130:3 | HP COMPRESSOR | 31.A5
AF1201:V+ | SC | FU0121 | WHT | 14 | 31.D2 | FU0121:LD | HP COMPRESSOR | 31.D1
AF1202:COM | SC | AF1202N | WHT | 20 | 31.D3 | AF1203:COM | HP COMPRESSOR | 31.D3
AF1202:COM | SC | AU1200N | WHT | 20 | 31.D3 | AU1200:COM | HP COMPRESSOR | 31.C1
AF1202:V+ | SC | AF1202P | WHT | 20 | 31.D3 | AF1203:V+ | HP COMPRESSOR | 31.D3
AF1202:V+ | SC | AU1200P | WHT | 20 | 31.D3 | AU1200:V+ | HP COMPRESSOR | 31.C1
AF1203:COM | SC | AF1203N | WHT | 20 | 31.D3 | AF1204:COM | HP COMPRESSOR | 31.C4
AF1203:SH | SC | AF1203G | GRN | 14 | 31.D3 | AF1204:SH | HP COMPRESSOR | 31.C4
AF1203:SH | SC | AU1200G | GRN | 14 | 31.D3 | AU1200:GND | HP COMPRESSOR | 31.C1
AF1203:V+ | SC | AF1203P | WHT | 20 | 31.D3 | AF1204:V+ | HP COMPRESSOR | 31.C4
AF1204:COM | SC | AF1204N | WHT | 20 | 31.C4 | AF1205:COM | HP COMPRESSOR | 31.C4
AF1204:SH | SC | AF1204G | GRN | 14 | 31.C4 | AF1205:SH | HP COMPRESSOR | 31.C4
AF1204:V+ | SC | AF1204P | WHT | 20 | 31.C4 | AF1205:V+ | HP COMPRESSOR | 31.C4
AF1205:COM | SC | AF1205N | WHT | 20 | 31.C4 | AF1206:COM | HP COMPRESSOR | 31.D5
AF1205:SH | SC | AF1205G | GRN | 14 | 31.C4 | AF1206:SH | HP COMPRESSOR | 31.D5
AF1205:V+ | SC | AF1205P | WHT | 20 | 31.C4 | AF1206:V+ | HP COMPRESSOR | 31.D5
AF1206:COM | SC | AF1206N | WHT | 20 | 31.D5 | AF1207:COM | HP COMPRESSOR | 31.C6
AF1206:SH | SC | AF1206G | GRN | 14 | 31.D5 | AF1208:SH | HP COMPRESSOR | 31.D6
AF1206:V+ | SC | AF1206P | WHT | 20 | 31.D5 | AF1207:V+ | HP COMPRESSOR | 31.C6
AF1207:02 | SC | 120702 | WHT | 20 | 77.A7 | KA4401:14 | HP COMPRESSOR | 77.A6
AF1207:18 | SC | 120718 | WHT | 20 | 77.A7 | KA4401:A2 | HP COMPRESSOR | 77.A6
AF1207:34 | SC | PS44012 | WHT | 20 | 77.A7 | KA4401:11 | HP COMPRESSOR | 77.A6
AF1207:COM | SC | AF1207N | WHT | 20 | 31.C6 | AF1208:COM | HP COMPRESSOR | 31.D6
AF1207:V+ | SC | AF1207P | WHT | 20 | 31.C6 | AF1208:V+ | HP COMPRESSOR | 31.D6
AF1208:COM | SC | AF1208N | WHT | 20 | 31.D6 | AF1209:COM | HP COMPRESSOR | 31.C5
AF1208:SH | SC | AF1208G | GRN | 14 | 31.D6 | AF1209:SH | HP COMPRESSOR | 31.C5
AF1208:V+ | SC | AF1208P | WHT | 20 | 31.D6 | AF1209:V+ | HP COMPRESSOR | 31.C5
AF1209:COM | SC | AF1209N | WHT | 20 | 31.C5 | AF1210:COM | HP COMPRESSOR | 31.C6
AF1209:SH | SC | AF1209G | GRN | 14 | 31.C5 | AF1210:SH | HP COMPRESSOR | 31.C6
AF1209:V+ | SC | AF1209P | WHT | 20 | 31.C5 | AF1210:V+ | HP COMPRESSOR | 31.C6
AF1210:COM | SC | AF1210N | WHT | 20 | 31.C6 | AF1211:COM | HP COMPRESSOR | 31.C6
AF1210:SH | SC | AF1210G | GRN | 14 | 31.C6 | AF1211:SH | HP COMPRESSOR | 31.C6
AF1210:V+ | SC | AF1210P | WHT | 20 | 31.C6 | AF1211:V+ | HP COMPRESSOR | 31.C6
AF1211:SH | SC | IEG01303 | GRN | 14 | 31.C6 | IEG0130:3 | HP COMPRESSOR | 31.C7
AU1200:COM | SC | 0V | WHT | 14 | 31.C1 | XT0130:4 | HP COMPRESSOR | 31.A5
AU1200:V+ | SC | FU0120 | WHT | 14 | 31.C1 | FU0120:LD | HP COMPRESSOR | 31.D1
FU0120:LI | SC | FU0130 | WHT | 14 | 31.D1 | FU0131:LI | HP COMPRESSOR | 31.C1
FU0120:LI | SC | FU0130 | WHT | 14 | 31.D1 | FU0121:LI | HP COMPRESSOR | 31.D1
FU0130:LD | SC | FU0130 | WHT | 14 | 31.A4 | XT0130:8 | HP COMPRESSOR | 31.A4
FU0130:LI | SC | FU0200 | WHT | 14 | 31.A4 | XT0130:1 | HP COMPRESSOR | 31.A5
FU0131:LI | SC | FU0130 | WHT | 14 | 31.C1 | XT0130:8 | HP COMPRESSOR | 31.A4
GR0120: | SC | IEG01301 | GRN | 14 | 4.A3 | IEG0130:1 | HP COMPRESSOR | 4.A3
GR0124: | SC | IEG01302 | GRN | 14 | 4.B3 | IEG0130:2 | HP COMPRESSOR | 4.B3
GR0845: | SC | GR0845 | GRN/YEL | 14 | 4.A4 | FRAME | HP COMPRESSOR | 4.A4
IEG0130:4 | SC | IEG01304 | GRN | 14 | 31.B4 | XT0500:2 | HP COMPRESSOR | 31.B4
KA0120:11 | SC | SV51001 | WHT | 20 | 87.A5 | XT4400:3 | HP COMPRESSOR | 87.A5
KA0120:12 | SC | KA012012 | WHT | 20 | 87.A5 | KA4401:21 | HP COMPRESSOR | 87.A6
KA0120:A1 | SC | KA0231A1 | WHT | 20 | 31.B5 | XT0130:6 | HP COMPRESSOR | 31.B5
KA0120:A2 | SC | 0V | WHT | 20 | 31.B5 | XT0130:7 | HP COMPRESSOR | 31.B5
KA4401:11 | SC | PS44012 | WHT | 20 | 77.A6 | XT4400:1 | HP COMPRESSOR | 77.A5
KA4401:A1 | SC | PS44013 | WHT | 20 | 77.A6 | XT4400:2 | HP COMPRESSOR | 77.A5
XT0130:3 | SC | 0V | WHT | 20 | 31.A5 | XT0130:7 | HP COMPRESSOR | 31.B5
XT0130:5 | SC | KA0231A1 | WHT | 14 | 31.A5 | XT0520:1 | HP COMPRESSOR | 31.B6
XT0130:6 | SC | KA0231A1 | WHT | 14 | 31.B5 | XT0130:5 | HP COMPRESSOR | 31.A5
AF0510:L2 | WC0051 | AF0510L2 | ENET | CABLE | 6.B2 | AF0520:L1 | HP COMPRESSOR | 6.B3
AF0520:L2 | WC0052 | AF0520L2 | ENET | CABLE | 6.B3 | AU1200:L1 | HP COMPRESSOR | 6.B4
AF1208:17 | WC4910 | TE49101 | RED | 20 | 31.C4 | TE4910:1 | HP COMPRESSOR | 31.C3
AF1208:01 | WC4910 | TE49102 | WHT | 20 | 31.C4 | TE4910:2 | HP COMPRESSOR | 31.C3
AF1208:00 | WC4910 | TE49103 | BLK | 20 | 31.C4 | TE4910:3 | HP COMPRESSOR | 31.C3
AF1208:48 | WC4910 | TE4910S | SH | 20 | 31.C4 | FW2:1 | HP COMPRESSOR | 31.C4
AF0500:LBUS | WC8050 | AF0510RBUS | BUS | CABLE | 31.B3 | AF0510:RBUS | HP COMPRESSOR | 31.B2
AF0510:LBUS | WC8051 | AF0520RBUS | BUS | CABLE | 31.B2 | AF0520:RBUS | HP COMPRESSOR | 31.B1
AF1208:J | WC8058 | AF1208J | CABLE | CABLE | 31.D6 | AF1209:P | HP COMPRESSOR | 31.C5
XT4400:1 | SC | PS44012 | WHT | 18 | 77.A5 | XT4875:2 | JB75 | 77.A2
XT4400:2 | SC | PS44013 | WHT | 18 | 77.A5 | XT4875:3 | JB75 | 77.A2
AF1206:41 | WC2025 | TE74311 | RED | 20 | 79.C7 | XT3642:1 | JB7431 | 79.C2
AF1206:25 | WC2025 | TE74312 | CLR | 20 | 79.C7 | XT3642:2 | JB7431 | 79.C2
AF1206:24 | WC2025 | TE74313 | BLK | 20 | 79.C7 | XT3642:3 | JB7431 | 79.C2
AF1206:56 | WC2025 | TE7431S | SH | 20 | 79.C7 | FLOATING | JB7431 | 79.C2
XT0130:5 | SC | KA0231A1 | WHT | 16 | 31.A5 | XT0110:3 | B PANEL | 24.A5
AF0510:L1 | WC0045 | AF0450L2 | ENET | CABLE | 6.B2 | AF0450:L2 | B PANEL | 6.A5
SolarTools ver. 24.0.84.24712 (Jul 31, 2025)
Report date: 2/18/2026 3:23 PM

## TCP
TCP
CONTROL CONSOLE DOOR^(TURBINE CONTROL PANEL)
Project # | J0940
Project Name | KERN RIVER GT VEYO UNIT 3
Revision | A.6
Controls DE | J.L. PASARIN
Phone: | #
Controls ME | A. PUENTES
Phone: | #
From | [5 empty] | To
Device ID | Cable (W) Conductor (SC) Jumper Clip (JC) | Wire No. | Wire ID | Gauge/Size | Page/Zone | Device ID | Location | Page/Zone
AF0201:00 | SC | TCP13NO | WHT | 20 | 19.A3 | SH0400:NO | TCP | 19.A1
AF0201:01 | SC | TCP14NO | WHT | 20 | 19.A3 | SH0401:NO | TCP | 19.A1
AF0201:02 | SC | TCP15NO | WHT | 20 | 19.B3 | SH0409:NO | TCP | 19.B1
AF0201:03 | SC | TCP16NO | WHT | 20 | 19.B3 | SH0410:NO | TCP | 19.B1
AF0201:04 | SC | TCP17A2 | WHT | 20 | 19.C3 | SA0400:B-B1 | TCP | 19.C1
AF0201:05 | SC | TCP17B2 | WHT | 20 | 19.C3 | SA0400:W-B1 | TCP | 19.C1
AF0201:08 | SC | TCP23NC | WHT | 20 | 19.D3 | SB0401:NC | TCP | 19.D1
AF0201:09 | SC | TCP24NO | WHT | 20 | 19.D3 | SB0402:NO | TCP | 19.D1
AF0201:10 | SC | TCP25NO | WHT | 20 | 19.A7 | SB0403:NO | TCP | 19.A5
AF0201:11 | SC | TCP26NO | WHT | 20 | 19.A7 | SB0404:NO | TCP | 19.A5
AF0201:12 | SC | TCP29NO | WHT | 20 | 20.D3 | SB0405:NO | TCP | 20.D1
AF0201:13 | SC | TCP28NC | WHT | 20 | 20.C3 | SB0406:NC | TCP | 20.C1
AF0201:14 | SC | TCP31NO | WHT | 20 | 20.A6 | SB0407:NO | TCP | 20.A5
AF0201:15 | SC | TCP32NO | WHT | 20 | 20.A6 | SB0408:NO | TCP | 20.A5
AF0201:16 | SC | TCP30NO | WHT | 20 | 20.D3 | SH0408:NO | TCP | 20.D1
AF0201:17 | SC | TCP19NO | WHT | 20 | 20.A3 | SH0404:NO | TCP | 20.A1
AF0201:18 | SC | TCP20NO | WHT | 20 | 20.B3 | SH0405:NO | TCP | 20.B1
AF0201:19 | SC | TCP21NO | WHT | 20 | 20.B3 | SH0406:NO | TCP | 20.B1
AF0201:20 | SC | TCP22NO | WHT | 20 | 20.C3 | SH0407:NO | TCP | 20.C1
AF0201:32 | SC | TCP13C | WHT | 20 | 19.A3 | SH0400:C | TCP | 19.A1
AF0201:33 | SC | TCP14C | WHT | 20 | 19.A3 | SH0401:C | TCP | 19.A1
AF0201:34 | SC | TCP15C | WHT | 20 | 19.B3 | SH0409:C | TCP | 19.B1
AF0201:35 | SC | TCP16C | WHT | 20 | 19.B3 | SH0410:C | TCP | 19.B1
AF0201:36 | SC | TCP17A1 | WHT | 20 | 19.C3 | SA0400:B-B2 | TCP | 19.C1
AF0201:37 | SC | TCP17B1 | WHT | 20 | 19.C3 | SA0400:W-B2 | TCP | 19.C1
AF0201:40 | SC | TCP23C | WHT | 20 | 19.D3 | SB0401:C | TCP | 19.D1
AF0201:41 | SC | TCP24C | WHT | 20 | 19.D3 | SB0402:C | TCP | 19.D1
AF0201:42 | SC | TCP25C | WHT | 20 | 19.A7 | SB0403:C | TCP | 19.A5
AF0201:43 | SC | TCP26C | WHT | 20 | 19.A7 | SB0404:C | TCP | 19.A5
AF0201:44 | SC | TCP29C | WHT | 20 | 20.D3 | SB0405:C | TCP | 20.D1
AF0201:45 | SC | TCP28C | WHT | 20 | 20.C3 | SB0406:C | TCP | 20.C1
AF0201:46 | SC | TCP31C | WHT | 20 | 20.A6 | SB0407:C | TCP | 20.A5
AF0201:47 | SC | TCP32C | WHT | 20 | 20.A6 | SB0408:C | TCP | 20.A5
AF0201:48 | SC | TCP30C | WHT | 20 | 20.D3 | SH0408:C | TCP | 20.D1
AF0201:49 | SC | TCP19C | WHT | 20 | 20.A3 | SH0404:C | TCP | 20.A1
AF0201:50 | SC | TCP20C | WHT | 20 | 20.B3 | SH0405:C | TCP | 20.B1
AF0201:51 | SC | TCP21C | WHT | 20 | 20.B3 | SH0406:C | TCP | 20.B1
AF0201:52 | SC | TCP22C | WHT | 20 | 20.C3 | SH0407:C | TCP | 20.C1
AF0201:COM | SC | AU0200N | WHT | 16 | 17.A3 | AU0200:COM | TCP | 17.A3
AF0201:SHLD | SC | AF0201VP | WHT | 20 | 17.B6 | AF0201:V+ | TCP | 17.B6
AF0201:V+ | SC | AU0200P | WHT | 16 | 17.A3 | AU0200:V+ | TCP | 17.A3
AF0202:00 | SC | TCP01AP | WHT | 20 | 18.A3 | HL0400:A+ | TCP | 18.A1
AF0202:01 | SC | TCP02AP | WHT | 20 | 18.A3 | HL0401:A+ | TCP | 18.A1
AF0202:02 | SC | TCP03AP | WHT | 20 | 18.B3 | HL0402:A+ | TCP | 18.B1
AF0202:03 | SC | TCP04AP | WHT | 20 | 18.B3 | HL0403:A+ | TCP | 18.B1
AF0202:05 | SC | TCP06AP | WHT | 20 | 18.C3 | HL0405:A+ | TCP | 18.C1
AF0202:06 | SC | TCP06BP | WHT | 20 | 18.D3 | HL0405:B+ | TCP | 18.D1
AF0202:07 | SC | TCP05AP | WHT | 20 | 18.C3 | HL0404:A+ | TCP | 18.C1
AF0202:08 | SC | TCP07AP | WHT | 20 | 18.D3 | HL0406:A+ | TCP | 18.D1
AF0202:09 | SC | TCP08AP | WHT | 20 | 18.A7 | HL0407:A+ | TCP | 18.A5
AF0202:10 | SC | TCP09AP | WHT | 20 | 18.A7 | HL0408:A+ | TCP | 18.A5
AF0202:11 | SC | TCP10AP | WHT | 20 | 18.B7 | HL0409:A+ | TCP | 18.B5
AF0202:12 | SC | TCP11AP | WHT | 20 | 18.B7 | HL0411:A+ | TCP | 18.B5
AF0202:13 | SC | TCP15AP | WHT | 20 | 18.C7 | SH0409:A+ | TCP | 18.C5
AF0202:14 | SC | TCP15BP | WHT | 20 | 18.C7 | SH0409:B+ | TCP | 18.C5
AF0202:15 | SC | TCP16AP | WHT | 20 | 18.D7 | SH0410:A+ | TCP | 18.D5
AF0202:16 | SC | TCP16BP | WHT | 20 | 18.D7 | SH0410:B+ | TCP | 18.D5
AF0202:17 | SC | TCP19AP | WHT | 20 | 20.B6 | SH0404:A+ | TCP | 20.B5
AF0202:18 | SC | TCP20AP | WHT | 20 | 20.B6 | SH0405:A+ | TCP | 20.B5
AF0202:19 | SC | TCP21AP | WHT | 20 | 20.C6 | SH0406:A+ | TCP | 20.C5
AF0202:20 | SC | TCP22AP | WHT | 20 | 20.C6 | SH0407:A+ | TCP | 20.C5
AF0202:21 | SC | TCP30AP | WHT | 20 | 20.D6 | SH0408:A+ | TCP | 20.D5
AF0202:22 | SC | TCP30BP | WHT | 20 | 20.D6 | SH0408:B+ | TCP | 20.D5
AF0202:32 | SC | TCP01A | WHT | 20 | 18.A3 | HL0400:A | TCP | 18.A1
AF0202:33 | SC | TCP02A | WHT | 20 | 18.A3 | HL0401:A | TCP | 18.A1
AF0202:34 | SC | TCP03A | WHT | 20 | 18.B3 | HL0402:A | TCP | 18.B1
AF0202:35 | SC | TCP04A | WHT | 20 | 18.B3 | HL0403:A | TCP | 18.B1
AF0202:37 | SC | TCP06A | WHT | 20 | 18.C3 | HL0405:A | TCP | 18.C1
AF0202:38 | SC | TCP06B | WHT | 20 | 18.D3 | HL0405:B | TCP | 18.D1
AF0202:39 | SC | TCP05A | WHT | 20 | 18.C3 | HL0404:A | TCP | 18.C1
AF0202:40 | SC | TCP07A | WHT | 20 | 18.D3 | HL0406:A | TCP | 18.D1
AF0202:41 | SC | TCP08A | WHT | 20 | 18.A7 | HL0407:A | TCP | 18.A5
AF0202:42 | SC | TCP09A | WHT | 20 | 18.A7 | HL0408:A | TCP | 18.A5
AF0202:43 | SC | TCP10A | WHT | 20 | 18.B7 | HL0409:A | TCP | 18.B5
AF0202:44 | SC | TCP11A | WHT | 20 | 18.B7 | HL0411:A | TCP | 18.B5
AF0202:45 | SC | TCP15A | WHT | 20 | 18.C7 | SH0409:A | TCP | 18.C5
AF0202:46 | SC | TCP15B | WHT | 20 | 18.C7 | SH0409:B | TCP | 18.C5
AF0202:47 | SC | TCP16A | WHT | 20 | 18.D7 | SH0410:A | TCP | 18.D5
AF0202:48 | SC | TCP16B | WHT | 20 | 18.D7 | SH0410:B | TCP | 18.D5
AF0202:49 | SC | TCP19A | WHT | 20 | 20.B6 | SH0404:A | TCP | 20.B5
AF0202:50 | SC | TCP20A | WHT | 20 | 20.B6 | SH0405:A | TCP | 20.B5
AF0202:51 | SC | TCP21A | WHT | 20 | 20.C6 | SH0406:A | TCP | 20.C5
AF0202:52 | SC | TCP22A | WHT | 20 | 20.C6 | SH0407:A | TCP | 20.C5
AF0202:53 | SC | TCP30A | WHT | 20 | 20.D6 | SH0408:A | TCP | 20.D5
AF0202:54 | SC | TCP30B | WHT | 20 | 20.D6 | SH0408:B | TCP | 20.D5
AF0202:COM | SC | AF0202COM | WHT | 20 | 17.B5 | AF0202:SHLD | TCP | 17.B5
HL0400:A | SC | TCP01A | WHT | 20 | 18.A1 | HL0400:B | TCP | 18.A1
HL0400:A+ | SC | TCP01AP | WHT | 20 | 18.A1 | HL0400:B+ | TCP | 18.A1
HL0401:A | SC | TCP02A | WHT | 20 | 18.A1 | HL0401:B | TCP | 18.A1
HL0401:A+ | SC | TCP02AP | WHT | 20 | 18.A1 | HL0401:B+ | TCP | 18.A1
HL0402:A | SC | TCP03A | WHT | 20 | 18.B1 | HL0402:B | TCP | 18.B1
HL0402:A+ | SC | TCP03AP | WHT | 20 | 18.B1 | HL0402:B+ | TCP | 18.B1
HL0403:A | SC | TCP04A | WHT | 20 | 18.B1 | HL0403:B | TCP | 18.B1
HL0403:A+ | SC | TCP04AP | WHT | 20 | 18.B1 | HL0403:B+ | TCP | 18.B1
HL0404:A | SC | TCP05A | WHT | 20 | 18.C1 | HL0404:B | TCP | 18.C1
HL0404:A+ | SC | TCP05AP | WHT | 20 | 18.C1 | HL0404:B+ | TCP | 18.C1
HL0406:A | SC | TCP07A | WHT | 20 | 18.D1 | HL0406:B | TCP | 18.D1
HL0406:A+ | SC | TCP07AP | WHT | 20 | 18.D1 | HL0406:B+ | TCP | 18.D1
HL0407:A | SC | TCP08A | WHT | 20 | 18.A5 | HL0407:B | TCP | 18.A5
HL0407:A+ | SC | TCP08AP | WHT | 20 | 18.A5 | HL0407:B+ | TCP | 18.A5
HL0408:A | SC | TCP09A | WHT | 20 | 18.A5 | HL0408:B | TCP | 18.A5
HL0408:A+ | SC | TCP09AP | WHT | 20 | 18.A5 | HL0408:B+ | TCP | 18.A5
HL0409:A | SC | TCP10A | WHT | 20 | 18.B5 | HL0409:B | TCP | 18.B5
HL0409:A+ | SC | TCP10AP | WHT | 20 | 18.B5 | HL0409:B+ | TCP | 18.B5
HL0410:A | SC | 0V | WHT | 20 | 19.B5 | HL0410:B | TCP | 19.B5
HL0410:A+ | SC | TCP12AP | WHT | 20 | 19.B5 | XT0564:1 B1 | TCP | 19.B5
HL0410:A+ | SC | TCP12AP | WHT | 20 | 19.B5 | HL0410:B+ | TCP | 19.B5
HL0411:A | SC | TCP11A | WHT | 20 | 18.B5 | HL0411:B | TCP | 18.B5
HL0411:A+ | SC | TCP11AP | WHT | 20 | 18.B5 | HL0411:B+ | TCP | 18.B5
SB0404:NO | SC | TCP26NO | WHT | 20 | 19.A5 | XT0564:1 T1 | TCP | 19.B5
SH0401:A | SC | 0V | WHT | 20 | 19.C5 | SH0401:B | TCP | 19.C5
SH0401:A+ | SC | TCP14AP | WHT | 20 | 19.C5 | XT0564:3 B1 | TCP | 19.C5
SH0401:B+ | SC | TCP14BP | WHT | 20 | 19.C5 | XT0564:2 B1 | TCP | 19.C5
SH0404:A | SC | TCP19A | WHT | 20 | 20.B5 | SH0404:B | TCP | 20.B5
SH0404:A+ | SC | TCP19AP | WHT | 20 | 20.B5 | SH0404:B+ | TCP | 20.B5
SH0405:A | SC | TCP20A | WHT | 20 | 20.B5 | SH0405:B | TCP | 20.B5
SH0405:A+ | SC | TCP20AP | WHT | 20 | 20.B5 | SH0405:B+ | TCP | 20.B5
SH0406:A | SC | TCP21A | WHT | 20 | 20.C5 | SH0406:B | TCP | 20.C5
SH0406:A+ | SC | TCP21AP | WHT | 20 | 20.C5 | SH0406:B+ | TCP | 20.C5
SH0407:A | SC | TCP22A | WHT | 20 | 20.C5 | SH0407:B | TCP | 20.C5
SH0407:A+ | SC | TCP22AP | WHT | 20 | 20.C5 | SH0407:B+ | TCP | 20.C5
XT0564:1 T2 | SC | TCP26NO | WHT | 20 | 19.B5 | XT0564:2 T2 | TCP | 19.C5
XT0564:2 T1 | SC | TCP26NO | WHT | 20 | 19.C5 | XT0564:3 T1 | TCP | 19.C5
AF0202:COM | SC | 0V | WHT | 14 | 17.A5 | XT0252:2 | AUXILIARY | 14.B3
AF0202:V+ | SC | FU2031 | WHT | 14 | 17.A5 | FU2031:LD | AUXILIARY | 17.B2
AU0200:COM | SC | 0V | WHT | 14 | 17.A3 | XT0252:2 | AUXILIARY | 14.B3
AU0200:GND | SC | IEG03561 | GRN | 14 | 17.A3 | IEG0356:1 | AUXILIARY | 17.B3
AU0200:V+ | SC | FU2030 | WHT | 14 | 17.A3 | FU2030:LD | AUXILIARY | 17.A2
GR0200: | SC | IEG03562 | GRN | 14 | 17.C2 | IEG0356:2 | AUXILIARY | 17.C2
HL0410:A | SC | 0V | WHT | 20 | 19.B5 | XT0563:4 | AUXILIARY | 19.B6
SA0401:1 | SC | KA0241A1 | WHT | 20 | 19.C5 | XT0563:5 | AUXILIARY | 19.C6
SA0401:2 | SC | FU0139 | WHT | 20 | 19.C5 | XT0563:6 | AUXILIARY | 19.C6
SB0400:11 | SC | ESTOPB | WHT | 20 | 19.D5 | XT0563:1 | AUXILIARY | 19.D6
SB0400:12 | SC | ESTOPA | WHT | 20 | 19.D5 | XT0563:2 | AUXILIARY | 19.D6
SB0400:21 | SC | TCP18B1 | WHT | 20 | 19.D5 | XT0563:7 | AUXILIARY | 19.D6
SB0400:22 | SC | TCP18B2 | WHT | 20 | 19.D5 | XT0563:8 | AUXILIARY | 19.D6
SH0401:A | SC | 0V | WHT | 20 | 19.C5 | XT0252:5 | AUXILIARY | 14.C3
XT0564:1 B2 | SC | KA023612 | WHT | 20 | 19.B5 | XT0563:3 | AUXILIARY | 19.B6
AU0200:L2 | WC0200 | AU0200L2 | ENET | CABLE | 6.B5 | AU2080:L1 | AUXILIARY | 6.B6
AU0200:L1 | WC2080 | BA2080L2 | ENET | CABLE | 6.B5 | BA2080:L2 | AUXILIARY | 6.B5
AF0202:23 | WC5540 | HA0273P | BLK | 16 | 20.A3 | HA0273:(+) | CONSOLE | 20.A1
AF0202:55 | WC5540 | HA0273N | WHT | 16 | 20.A3 | HA0273:(-) | CONSOLE | 20.A1
SolarTools ver. 24.0.84.24712 (Jul 31, 2025)
Report date: 2/18/2026 3:23 PM

## TURBINE CONTROL
TURBINE CONTROL
JB70
Project # | J0940
Project Name | KERN RIVER GT VEYO UNIT 3
Revision | A.6
Controls DE | J.L. PASARIN
Phone: | #
Controls ME | A. PUENTES
Phone: | #
From | [5 empty] | To
Device ID | Cable (W) Conductor (SC) Jumper Clip (JC) | Wire No. | Wire ID | Gauge/Size | Page/Zone | Device ID | Location | Page/Zone
GR1100: | SC | GR1100 | GRN/YEL | 14 | 4.A5 | FG0001:1 | TURBINE CONTROL | 4.A4
GR1101: | SC | GR1101 | GRN/YEL | 14 | 4.A6 | FRAME | TURBINE CONTROL | 4.A5
AT1100:NEG | SC | 0V | WHT | 14 | 30.C3 | XT1100:2 | A PANEL | 30.D4
AT1100:POS | SC | FU1100 | WHT | 14 | 30.C3 | FU1100:LD | A PANEL | 30.C4
SA0471:B1-13 | SC | SA0471B113 | WHT | 20 | 29.B2 | AF0087:40 | A PANEL | 29.B7
SA0471:B1-14 | SC | SA0471B114 | WHT | 20 | 29.B2 | AF0087:08 | A PANEL | 29.B7
SA0471:B2-13 | SC | SA0471B213 | WHT | 20 | 29.A2 | AF0087:39 | A PANEL | 29.A7
SA0471:B2-14 | SC | SA0471B214 | WHT | 20 | 29.A2 | AF0087:07 | A PANEL | 29.A7
SA0473:11 | SC | SA047311 | WHT | 20 | 29.D2 | AF0087:37 | A PANEL | 29.D7
SA0473:12 | SC | SA047312 | WHT | 20 | 29.D2 | AF0087:05 | A PANEL | 29.D7
SA0473:13 | SC | SA047313 | WHT | 20 | 29.D2 | AF0087:38 | A PANEL | 29.D7
SA0473:14 | SC | SA047314 | WHT | 20 | 29.D2 | AF0087:06 | A PANEL | 29.D7
SA0474:B1-13 | SC | SA0474B113 | WHT | 20 | 29.C2 | AF0087:45 | A PANEL | 29.C7
SA0474:B1-14 | SC | SA0474B114 | WHT | 20 | 29.C2 | AF0087:13 | A PANEL | 29.C7
SA0474:B2-13 | SC | SA0474B213 | WHT | 20 | 29.C2 | AF0087:44 | A PANEL | 29.C7
SA0474:B2-14 | SC | SA0474B214 | WHT | 20 | 29.C2 | AF0087:12 | A PANEL | 29.C7
SB0471:11 | SC | SB047111 | WHT | 20 | 28.D2 | AF0087:34 | A PANEL | 28.D7
SB0471:12 | SC | SB047112 | WHT | 20 | 28.D2 | AF0087:02 | A PANEL | 28.D7
SB0472:B1-11 | SC | ESTOPA | WHT | 20 | 29.B2 | XT0137:1 | A PANEL | 29.B5
SB0472:B1-12 | SC | ESTOP | WHT | 20 | 29.B2 | XT0137:2 | A PANEL | 29.B5
SB0472:B2-11 | SC | SB0472B211 | WHT | 20 | 29.B2 | AF0081:36 | A PANEL | 29.B7
SB0472:B2-12 | SC | SB0472B212 | WHT | 20 | 29.B2 | AF0081:04 | A PANEL | 29.B7
SB0473:13 | SC | SB047313 | WHT | 20 | 28.D2 | AF0087:35 | A PANEL | 28.D7
SB0473:14 | SC | SB047314 | WHT | 20 | 28.D2 | AF0087:03 | A PANEL | 28.D7
SB0474:13 | SC | SB047413 | WHT | 20 | 29.A2 | AF0087:36 | A PANEL | 29.A7
SB0474:14 | SC | SB047414 | WHT | 20 | 29.A2 | AF0087:04 | A PANEL | 29.A7
SH0470:11 | SC | SH047011 | WHT | 20 | 28.B2 | AF0087:33 | A PANEL | 28.B7
SH0470:12 | SC | SH047012 | WHT | 20 | 28.B2 | AF0087:01 | A PANEL | 28.B7
SH0470:13 | SC | SH047013 | WHT | 20 | 28.B2 | XT0137:5 | A PANEL | 28.B5
SH0470:14 | SC | SH047014 | WHT | 20 | 28.B2 | XT0137:6 | A PANEL | 28.B5
SH0470:X1 | SC | SH0470X1 | WHT | 20 | 28.B2 | AF0093:22 | A PANEL | 28.B7
SH0470:X2 | SC | SH0470X2 | WHT | 20 | 28.B2 | AF0093:06 | A PANEL | 28.B7
SH0471:11 | SC | SH047111 | WHT | 20 | 28.A2 | XT0137:3 | A PANEL | 28.A5
SH0471:12 | SC | SH047112 | WHT | 20 | 28.A2 | XT0137:4 | A PANEL | 28.A5
SH0471:13 | SC | SH047113 | WHT | 20 | 28.A2 | AF0087:32 | A PANEL | 28.A7
SH0471:14 | SC | SH047114 | WHT | 20 | 28.A2 | AF0087:00 | A PANEL | 28.A7
SH0471:X1 | SC | SH0471X1 | WHT | 20 | 28.A2 | AF0093:31 | A PANEL | 28.A7
SH0471:X2 | SC | SH0471X2 | WHT | 20 | 28.A2 | AF0093:15 | A PANEL | 28.A7
AT1100:L1 | WC0101 | BA1100DEVICE | ENET | CABLE | 30.C3 | BA1100:DEVICE | A PANEL | 30.C1
HA0472:BLK-1 | WC5072 | HA04721 | 1 | 18 | 28.C1 | AF0092:28 | A PANEL | 28.C7
HA0472:BLK-2 | WC5072 | HA04722 | 2 | 18 | 28.C1 | AF0092:12 | A PANEL | 28.C7
AT1100:GND | SC | PEG01304 | GRN/YEL | 14 | 30.C3 | PEG0130:4 | B PANEL | 30.D4
SH0472:11 | SC | SH047211 | WHT | 20 | 28.C2 | XT0236:4 | B PANEL | 28.C5
SH0472:12 | SC | SH047212 | WHT | 20 | 28.C2 | XT0236:5 | B PANEL | 28.C5
SH0472:13 | SC | FU0139 | WHT | 20 | 28.B2 | XT0236:1 | B PANEL | 28.B5
SH0472:14 | SC | KA0241A1 | WHT | 20 | 28.B2 | XT0236:2 | B PANEL | 28.B5
SH0472:X1 | SC | 0V | WHT | 20 | 28.C2 | XT0236:3 | B PANEL | 28.C5
SH0472:X2 | SC | SH0472X2 | WHT | 20 | 28.C2 | XT0237:2 B1 | B PANEL | 28.C5
SolarTools ver. 24.0.84.24712 (Jul 31, 2025)
Report date: 2/18/2026 3:23 PM

## Panel Errors
Panel Errors
Project # | J0940
Project Name | KERN RIVER GT VEYO UNIT 3
Revision | A.6
Controls DE | J.L. PASARIN
Phone: | #
Controls ME | A. PUENTES
Phone: | #
From | [6 empty] | To
Device ID | Location | Cable (W) Conductor (SC) Jumper Clip (JC) | Wire ID | Wire No. | Gauge/Size | Page/Zone | Device ID | Location | Page/Zone
Report date: 2/18/2026 3:23 PM |  |  |  | SolarTools ver. 24.0.84.24712 (Jul 31, 2025)

## Cable Part Numbers
Cable Part Numbers |  |  | SolarTools ver. 24.0.84.24712 (Jul 31, 2025)
Project # | J0940
Report date: 2/18/2026 3:23 PM
Project Name | KERN RIVER GT VEYO UNIT 3
Revision | A.6
Controls DE | J.L. PASARIN
Phone: | #
Controls ME | A. PUENTES
Phone: | #
Device ID |  | Part Number |  | Description
WC8058 |  | 2684693-54 |  | CABLE, EXTENSION, BACKPLANE
WC5072 |  | PART OF 1103208-1 |  | CABLE, 2 CONDUCTOR UNSHIELDED PART OF HORN
WC0001 |  | 1302073-36 |  | CABLE, ETHERNET - 36 INCHES
WC0003 |  | 1305733-1 |  | CABLE, COMMUNICATION CABLE - ETHERNET
WC0006 |  | 1302073-36 |  | CABLE, ETHERNET - 36 INCHES
WC0007 |  | 1302073-36 |  | CABLE, ETHERNET - 36 INCHES
WC0008 |  | 1302073-36 |  | CABLE, ETHERNET - 36 INCHES
WC0009 |  | 1302073-36 |  | CABLE, ETHERNET - 36 INCHES
WC0041 |  | 1302073-36 |  | CABLE, ETHERNET - 36 INCHES
WC0042 |  | 1302073-36 |  | CABLE, ETHERNET - 36 INCHES
WC0043 |  | 1302073-36 |  | CABLE, ETHERNET - 36 INCHES
WC0051 |  | 1302073-36 |  | CABLE, ETHERNET - 36 INCHES
WC0052 |  | 1302073-36 |  | CABLE, ETHERNET - 36 INCHES
WC0101 |  | 1302073-36 |  | CABLE, COMMUNICATION CABLE - 36 INCHES
WC0140 |  | 1302073-36 |  | CABLE, ETHERNET - 36 INCHES
WC0200 |  | 1302073-36 |  | CABLE, ETHERNET - 36 INCHES
WC0680 |  | 1302073-36 |  | CABLE
WC1212 |  | 1302073-36 |  | CABLE, ETHERNET - 36 INCHES
WC2080 |  | 1302073-36 |  | CABLE, ETHERNET - 36 INCHES
WC4524 |  | 1022941-12 |  | TPE, 1 PAIR TWISTED SHIELDED
WC4749 |  | 1075034-5 |  | PVC, 1 TRIAD TWISTED SHIELDED
WC4900 |  | 1022941-13 |  | TPE, 1 TRIAD TWISTED SHIELDED
WC4910 |  | 1022941-13 |  | TPE, 1 TRIAD TWISTED SHIELDED
WC5540 |  | PART OF 1113568-200 |  | CABLE, 2 CONDUCTOR TRIMMED SHIELD PART OF HORN
WC8040 |  | 1322418-90 |  | CABLE, SYTSTEM FUNCTION
WC8041 |  | 1322418-90 |  | CABLE, SUPPLIED BY OTHERS
WC8042 |  | 1322418-90 |  | CABLE, SUPPLIED BY OTHERS
WC8043 |  | 1322418-90 |  | CABLE, SUPPLIED BY OTHERS
WC8050 |  | 1322418-90 |  | CABLE, SUPPLIED BY OTHERS
WC8051 |  | 1322418-90 |  | CABLE, SYTSTEM FUNCTION
WC0045 |  | 1302073-36 |  | CABLE, ETHERNET - 36 INCHES

## Part Number List
Part Number List |  | SolarTools ver. 24.0.84.24712 (Jul 31, 2025)
Project # | J0940
Report date: 2/18/2026 3:23 PM
Project Name | KERN RIVER GT VEYO UNIT 3
Revision | A.6
Controls DE | J.L. PASARIN
Phone: | #
Controls ME | A. PUENTES
Phone: | #
Device ID | Part Number | Description | Location
AF0081 | 2684693-18,2684693-28 | 5094-IB16SXT, 16 DISCRETE INPUT, S | A PANEL
AF0082 | 2684693-17,2684693-23 | 5094-IB16XT, 16 DISCRETE INPUT | A PANEL
AF0083 | 2684693-19,2684693-33 | 5094-IY8XT, 8 ANALOG INPUT, TC/RTD/ I&V | A PANEL
AF0084 | 2684693-19,2684693-33 | 5094-IY8XT, 8 ANALOG INPUT,TC/RTD/I&V | A PANEL
AF0085 | 2684693-18,2684693-26,2684693-56 | 5094-IF8IHXT, 8 ANALOG INPUT, ISOLATED | A PANEL
AF0086 | 2684693-18,2684693-26,2684693-56 | 5094-IF8IHXT, 8 ANALOG INPUT, ISOLATED | A PANEL
AF0087 | 2684693-17,2684693-23 | 5094-IB16XT, 16 DISCRETE INPUT | A PANEL
AF0091 | 2684693-17,2684693-23 | 5094-IB16XT, 16 DISCRETE INPUT | A PANEL
AF0092 | 2684693-17,2684693-24 | 5094-OB16XT, 16 DISCRETE OUTPUT | A PANEL
AF0093 | 2684693-17,2684693-24 | 5094-OB16XT, 16 DISCRETE OUTPUT | A PANEL
AF0094 | 2684693-19,2684693-33 | 5094-IY8XT, 8 ANALOG INPUT, TC/RTD/ I&V | A PANEL
AF0095 | 2684693-17,2684693-25 | 5094-OB8XT, 8 DISCRETE OUTPUT | A PANEL
AF0096 | 2684693-21,2684693-36 | 5094-IRT8SXT, 8 RTD/TC ANALOG INPUT, S | A PANEL
AF0097 | 2684693-18,2684693-53 | 5094-IJ2IXT, 2 FAST COUNTER INPUT, S | A PANEL
AP0601 | 1089241-36 | 1756-EN2TXT, ETHERNET | A PANEL
AP0602 | 1089241-40 | 1756-EN2TRXT, ETHERNET | A PANEL
AP0603 | 1089241-40 | 1756-EN2TRXT, ETHERNET | A PANEL
AP0604 | 1089241-20 | MODULE, BLANK FILLER | A PANEL
AP0605 | 1089241-40 | 1756-EN2TRXT, ETHERNET | A PANEL
AP0606 | 1089241-36 | 1756-EN2TXT, ETHERNET | A PANEL
AR0600 | 1089241-29 | RACK CHASSIS, 1756-A7XT (7 SLOT) | A PANEL
AT0600 | 1089241-43 | 1756-L83EXTS, CONTROLLER^GUARDLOGIX | A PANEL
AU0080 | 2684693-22 | 5094-AENTRXT, FLEX 5000 I/O | A PANEL
AU0090 | 2684693-22 | 5094-AENTRXT, FLEX 5000 I/O | A PANEL
BA1100 | 1337728-10 | SWITCH, ETAP, DLR INTERFACE | A PANEL
FU0010 | 1043265-1,1043265-5 | FUSE, 10A | A PANEL
FU0012 | 1043265-1,1043265-5 | FUSE, 10A | A PANEL
FU0013 | 1043265-1,1043265-5 | FUSE, 10A | A PANEL
FU0014 | 1043265-1,1043265-5 | FUSE, 10A | A PANEL
FU0015 | 1043265-1,1043265-5 | FUSE, 10A | A PANEL
FU0017 | 1043265-1,1043265-5 | FUSE, 10A | A PANEL
FU0018 | 1043265-1,1043265-5 | FUSE, 10A | A PANEL
FU0080 | 1043265-1,1043265-5 | FUSE, 10A | A PANEL
FU0081 | 1043265-1,1043265-5 | FUSE, 10A | A PANEL
FU0082 | 1043265-1,1043265-5 | FUSE, 10A | A PANEL
FU0090 | 1043265-1,1043265-5 | FUSE, 10A | A PANEL
FU0091 | 1043265-1,1043265-5 | FUSE, 10A | A PANEL
FU0092 | 1043265-1,1043265-5 | FUSE, 10A | A PANEL
FU0093 | 1043265-1,1043265-5 | FUSE, 10A | A PANEL
FU0136 | 1043265-1,1043265-9 | FUSE, 30A | A PANEL
FU0137 | 1043265-1,1043265-7 | FUSE, 20A | A PANEL
FU0139 | 1043265-1,1043265-4 | FUSE, 5A | A PANEL
FU1100 | 1043265-1,1043265-5 | FUSE, 10A | A PANEL
FU1101 | 1043265-1,1043265-3 | FUSE, 2A | A PANEL
FU1102 | 1043265-1,1043265-3 | FUSE, 2A | A PANEL
GR0131 | 903849C1 | RAIL GROUND, DIN RAIL GROUNDING | A PANEL
GR0132 | 903849C1 | RAIL GROUND, DIN RAIL GROUNDING | A PANEL
GR0133 | 903849C1 | RAIL GROUND, DIN RAIL GROUNDING | A PANEL
GR0134 | 903849C1 | RAIL GROUND, DIN RAIL GROUNDING | A PANEL
KA0130 | 1061979-1 | RELAY, LOWSPEED/OPEN PROBE SETPOINT | A PANEL
KA0131 | 1061979-1 | RELAY, CONTROLLER ACTIVE | A PANEL
KA0132 | 1061979-1 | RELAY, CONTROLLER ACTIVE | A PANEL
KA0133 | 1061979-1 | RELAY, POST LUBE NOT REQUIRED | A PANEL
KA0134 | 1061979-1 | RELAY, BACKUP COMMAND OFF | A PANEL
KA0135 | 1061979-1 | RELAY, AC PRE/POST PUMP DRIVE | A PANEL
KA0136 | 1061979-1 | RELAY, LUBE OIL HEADER^PRESSURE HIGH | A PANEL
KA0137 | 1061979-1 | RELAY, LUBE PUMP INHIBIT | A PANEL
KA0138 | 1061979-1 | RELAY, BACKUP LUBE OIL PUMP OFF | A PANEL
KA0140 | 1061979-1 | RELAY, LUBE OIL PRESSURE ESTABLISHED | A PANEL
KA0141 | 1061979-1 | RELAY, CONTROLLER ACTIVE | A PANEL
KA0144 | 1061979-1 | RELAY, AC PRE-POST PUMP | A PANEL
KA1306 | 1061979-1 | RELAY, TURNING GEAR MOTOR ON | A PANEL
KA2160 | 1061979-1 | RELAY, SPARE | A PANEL
KA2161 | 1061979-1 | RELAY, SPARE | A PANEL
KT0140 | 2651077-1 | TIMER RELAY, BACKUP PUMP POST LUBE OFF CYCLE | A PANEL
KT0141 | 2651077-1 | TIMER RELAY, BACKUP POST LUBE CONTINUOUS | A PANEL
KT0142 | 2651077-1 | TIMER RELAY, TOTAL POST LUBE | A PANEL
KT0143 | 2651077-1 | TIMER RELAY, BACKUP PUMP POST LUBE ON CYCLE | A PANEL
KT0144 | 2651077-1 | TIMER RELAY, HEADER PRESSURE HIGH BACKUP PUMP OFF | A PANEL
KT0145 | 2651077-1 | TIMER RELAY, FIRE DETECTED ROLLDOWN LUBE | A PANEL
KT0146 | 2651077-3 | TIMER RELAY, WATCHDOG | A PANEL
TE4900 | 700226C1 | TEMPERATURE ELEMENT, BOX INTERNAL TEMPERATURE | A PANEL
UJ1100 | 1088442-4 | POWER CONVERTER, DC/DC INPUT TO 24V DC OUTPUT | A PANEL
UV0600 | 1089241-28 | POWER SUPPLY, RSLOGIX CHASSIS | A PANEL
XT0011 | 1066730-16 | TERMINAL STRIP, 2 CONDUCTOR | A PANEL
XT0014 | 1247052-1 | BUS BAR, SYSTEM FUNCTION (USE) | A PANEL
XT0018 | 1066730-16 | TERMINAL STRIP, 2 CONDUCTOR | A PANEL
XT0035 | 1066730-7 | TERMINAL BLOCK, SPRING, 4 CONDUCTOR,30-12 AWG (0.05-3.31 MM2),NON-IS | A PANEL
XT0080 | 1066730-7,1066730-8,1067996-4 | TERMINAL BLOCK, SPRING, 4 CONDUCTOR,30-12 AWG (0.05-3.31 MM2),NON-IS | A PANEL
XT0090 | 1066730-7,1066730-8,1067996-4 | TERMINAL BLOCK, SPRING, 4 CONDUCTOR,30-12 AWG (0.05-3.31 MM2),NON-IS | A PANEL
XT0134 | 1066730-16,1066730-17,1066730-18 | TERMINAL STRIP, 2 CONDUCTOR | A PANEL
XT0135 | 1066730-7,1066730-8,1067996-4 | TERMINAL BLOCK, SPRING, 4 CONDUCTOR,30-12 AWG (0.05-3.31 MM2),NON-IS | A PANEL
XT0136 | 1066730-7 | TERMINAL BLOCK, SPRING, 4 CONDUCTOR,30-12 AWG (0.05-3.31 MM2),NON-IS | A PANEL
XT0137 | 1066730-5,1066730-7,1066730-8,1067996-4 | TERMINAL BLOCK, SPRING, 4 CONDUCTOR,30-12 AWG (0.05-3.31 MM2),NON-IS | A PANEL
XT0138 | 1066730-16,1066730-17,1066730-18 | TERMINAL STRIP, 2 CONDUCTOR | A PANEL
XT0139 | 1066730-7,1066730-8,1067996-4 | TERMINAL BLOCK, SPRING, 4 CONDUCTOR,30-12 AWG (0.05-3.31 MM2),NON-IS | A PANEL
XT1100 | 1066730-7 | TERMINAL BLOCK, SPRING, 4 CONDUCTOR,30-12 AWG (0.05-3.31 MM2),NON-IS | A PANEL
XT1300 | 1066730-7 | TERMINAL BLOCK, SPRING, 4 CONDUCTOR,30-12 AWG (0.05-3.31 MM2),NON-IS | A PANEL
AF2081 | 2684693-12,2684693-23 | 5094-IB16XT, 16 DISCRETE INPUT | AUXILIARY
AF2082 | 2684693-12,2684693-24 | 5094-OB16XT, 16 DISCRETE OUTPUT | AUXILIARY
AF2083 | 2684693-14,2684693-33 | 5094-IY8XT, 8 ANALOG INPUT,TC/RTD/I&V | AUXILIARY
AU2080 | 2684693-22 | 5094-AENTRXT, FLEX 5000 I/O | AUXILIARY
BA0005 | 1271449-1 | MEDIA CONVERTER, ETHERNET-FIBER OPTIC | AUXILIARY
BA0006 | 1271449-1 | MEDIA CONVERTER, ETHERNET-FIBER OPTIC | AUXILIARY
BA0010 | 1271449-1 | MEDIA CONVERTER, ETHERNET-FIBER OPTIC | AUXILIARY
BA0011 | 1271449-1 | MEDIA CONVERTER, ETHERNET-FIBER OPTIC | AUXILIARY
BA2080 | 1337728-12 | SWITCH, ETAP, DLR INTERFACE | AUXILIARY
F0200 | 1022716-1 | EMI/SURGE FILTER, 24VDC | AUXILIARY
F0201 | 1022716-1 | EMI/SURGE FILTER, 24VDC | AUXILIARY
FU0200 | 1043265-1,1043265-9 | FUSE, 30A | AUXILIARY
FU0201 | 1043265-1,1043265-7 | FUSE, 20A | AUXILIARY
FU0202 | 1043265-1,1043265-5 | FUSE, 10A | AUXILIARY
FU0203 | 1043265-1,1043265-5 | FUSE, 10A | AUXILIARY
FU0273 | 1043265-1,1043265-4 | FUSE, 5A | AUXILIARY
FU2030 | 1043265-1,1043265-5 | FUSE, 10A | AUXILIARY
FU2031 | 1043265-1,1043265-5 | FUSE, 10A | AUXILIARY
FU2080 | 1043265-5 | FUSE, 10A | AUXILIARY
FU2081 | 1043265-5 | FUSE, 10A | AUXILIARY
FU2082 | 1043265-1,1043265-3 | FUSE, 2A | AUXILIARY
FU9032 | 1043265-1,1043265-5 | FUSE, 10A | AUXILIARY
GR2001 | 903849C1 | RAIL GROUND, DIN RAIL GROUNDING | AUXILIARY
GR2002 | 903849C1 | RAIL GROUND, DIN RAIL GROUNDING | AUXILIARY
IEG0200 | 232941-200 | BUS BAR | AUXILIARY
IEG0356 | 232941-200 | BUS BAR, INSTRUMENT EARTH GROUNDING | AUXILIARY
KA0403 | 1061979-1 | RELAY, CUST CONN RESET | AUXILIARY
KA3103 | 1061979-1 | RELAY, LUBE OIL TANK IMMERSION HEATER | AUXILIARY
KA3104 | 1061979-1 | RELAY, LUBE OIL TANK CIRCULATION HEATER | AUXILIARY
KA3220 | 1061979-1 | RELAY, LUBE OIL COOLER FAN LOW SPEED | AUXILIARY
KA3221 | 1061979-1 | RELAY, LUBE OIL COOLER FAN HIGH SPEED | AUXILIARY
PC0470 | 1025156-1,1025156-2,2271605-1 | TIMER/COUNTER, ENGINE HOUR / START COUNTER | AUXILIARY
PC0471 | 1025156-1,1025156-2,2271605-1 | TIMER/COUNTER, PACKAGE HOUR / START COUNTER | AUXILIARY
PEG0356 | 232941-200 | BUS BAR, POWER EARTH GROUNDING | AUXILIARY
QS0200 | 1126803 | CIRCUIT BREAKER, DOUBLE POLE - RAIL MOUNTABLE | AUXILIARY
QS0201 | 1126803 | CIRCUIT BREAKER, DOUBLE POLE - RAIL MOUNTABLE | AUXILIARY
RR0851 | 981090C1 | RESISTOR, 3.01K OHM | AUXILIARY
RR0852 | 981089C1 | RESISTOR, 1.0K OHM | AUXILIARY
RR0853 | 981090C1 | RESISTOR, 3.01K OHM | AUXILIARY
RR0854 | 981089C1 | RESISTOR, 1.0K OHM | AUXILIARY
UJ2080 | 1088442-4 | POWER CONVERTER, DC/DC INPUT TO 24V DC OUTPUT | AUXILIARY
VD0131 | 2504354-1 | DUAL DIODE | AUXILIARY
XT0005 | 1066730-7 | TERMINAL BLOCK, SPRING, 4 CONDUCTOR,30-12 AWG (0.05-3.31 MM2),NON-IS | AUXILIARY
XT0010 | 1066730-16 | TERMINAL STRIP, 2 CONDUCTOR | AUXILIARY
XT0013 | 1066730-7 | TERMINAL BLOCK, SPRING, 4 CONDUCTOR,30-12 AWG (0.05-3.31 MM2),NON-IS | AUXILIARY
XT0131 | 1066730-16 | TERMINAL STRIP, 2 CONDUCTOR | AUXILIARY
XT0250 | 1066730-7 | TERMINAL BLOCK, SPRING, 4 CONDUCTOR,30-12 AWG (0.05-3.31 MM2),NON-IS | AUXILIARY
XT0251 | 1066730-16 | TERMINAL STRIP, 2 CONDUCTOR | AUXILIARY
XT0252 | 1066730-7 | TERMINAL BLOCK, SPRING, 4 CONDUCTOR,30-12 AWG (0.05-3.31 MM2),NON-IS | AUXILIARY
XT0253 | 1066730-16 | TERMINAL STRIP, 2 CONDUCTOR | AUXILIARY
XT0563 | 1066730-7,1066730-8,1067996-4 | TERMINAL BLOCK, SPRING, 4 CONDUCTOR,30-12 AWG (0.05-3.31 MM2),NON-IS | AUXILIARY
XT3100 | 1066730-7 | TERMINAL BLOCK, SPRING, 4 CONDUCTOR,30-12 AWG (0.05-3.31 MM2),NON-IS | AUXILIARY
XT3200 | 1066730-7 | TERMINAL BLOCK, SPRING, 4 CONDUCTOR,30-12 AWG (0.05-3.31 MM2),NON-IS | AUXILIARY
XT7510 | 1066730-7 | TERMINAL BLOCK, SPRING, 4 CONDUCTOR,30-12 AWG (0.05-3.31 MM2),NON-IS | AUXILIARY
XT9033 | 1066730-16,1066730-17,1066730-18 | TERMINAL STRIP, 2 CONDUCTOR | AUXILIARY
XT9220 | 1066730-7 | TERMINAL BLOCK, SPRING, 4 CONDUCTOR,30-12 AWG (0.05-3.31 MM2),NON-IS | AUXILIARY
AF0061 | 2684693-17,2684693-25 | 5094-OB8XT, 8 DISCRETE OUTPUT | B PANEL
AF0062 | 2684693-17,2684693-25 | 5094-OB8XT, 8 DISCRETE OUTPUT | B PANEL
AF0063 | 2684693-17,2684693-23 | 5094-IB16XT, 16 DISCRETE INPUT | B PANEL
AF0064 | 2684693-18,2684693-30 | 5094-IF4IHSXT, 4 ANALOG INPUT, S | B PANEL
AF0065 | 2684693-18,2684693-30 | 5094-IF4IHSXT, 4 ANALOG INPUT, S | B PANEL
AF0066 | 2684693-18,2684693-27 | 5094-OF8IHXT, 8 ANALOG OUTPUT, ISOLATED | B PANEL
AF0067 | 2684693-17,2684693-25 | 5094-OB8XT, 8 DISCRETE OUTPUT | B PANEL
AF0068 | 2684693-21,2684693-36 | 5094-IRT8SXT, 8 RTD/TC ANALOG INPUT, S | B PANEL
AF0071 | 2684693-18,2684693-32 | 5094-IJ2ISXT, 2 FAST COUNTER INPUT, S | B PANEL
AF0072 | 2684693-18,2684693-30 | 5094-IF4IHSXT, 4 ANALOG INPUT, S | B PANEL
AF0073 | 2684693-21,2684693-36 | 5094-IRT8SXT, 8 RTD/TC ANALOG INPUT, S | B PANEL
AF0074 | 2684693-18,2684693-26,2684693-56 | 5094-IF8IHXT, 8 ANALOG INPUT, ISOLATED | B PANEL
AF0075 | 2684693-18,2684693-30 | 5094-IF4IHSXT, 4 ANALOG INPUT, S | B PANEL
AF0076 | 2684693-18,2684693-29,2684693-55 | 5094-OB16SXT, 16 DISCRETE OUTPUT, S | B PANEL
AF0077 | 2684693-19,2684693-33 | 5094-IY8XT, 8 ANALOG INPUT, TC/RTD/ I&V | B PANEL
AF0400 | 1322418-31,1322418-40,1322418-72,1322418-73 | 1444-TSCX02-02RB, 2-CH TACHOMETER INPUT^DYNAMIX 1444 VIBRATION | B PANEL
AF0410 | 1322418-11,1322418-20,1322418-70,1322418-71 | 1444-DYN04-01RA, 4-CH VIBRATION INPUT^DYNAMIX 1444 VIBRATION | B PANEL
AF0420 | 1322418-11,1322418-20,1322418-70,1322418-71 | 1444-DYN04-01RA, 4-CH VIBRATION INPUT^DYNAMIX 1444 VIBRATION | B PANEL
AF0430 | 1322418-11,1322418-20,1322418-70,1322418-71 | 1444-DYN04-01RA, 4-CH VIBRATION INPUT^DYNAMIX 1444 VIBRATION | B PANEL
AF0450 | 1322418-11,1322418-20,1322418-70,1322418-71 | 1444-DYN04-01RA, 4-CH VIBRATION INPUT^DYNAMIX 1444 VIBRATION | B PANEL
AT0680 | 1634974-100 | GATEWAY MODULE | B PANEL
AU0060 | 2684693-22 | 5094-AENTRXT, FLEX 5000 I/O | B PANEL
AU0070 | 2684693-22 | 5094-AENTRXT, FLEX 5000 I/O | B PANEL
FU0060 | 1043265-1,1043265-5 | FUSE, 10A | B PANEL
FU0061 | 1043265-1,1043265-5 | FUSE, 10A | B PANEL
FU0062 | 1043265-1,1043265-5 | FUSE, 10A | B PANEL
FU0063 | 1043265-1,1043265-5 | FUSE, 10A | B PANEL
FU0064 | 1043265-1,1043265-5 | FUSE, 10A | B PANEL
FU0070 | 1043265-1,1043265-5 | FUSE, 10A | B PANEL
FU0071 | 1043265-1,1043265-5 | FUSE, 10A | B PANEL
FU0110 | 1043265-1,1043265-7 | FUSE, 20A | B PANEL
FU0113 | 1043265-1,1043265-4 | FUSE, 5A | B PANEL
FU0210 | 1043265-1,1043265-7 | FUSE, 20A | B PANEL
FU0211 | 1043265-1,1043265-4 | FUSE, 5A | B PANEL
FU0212 | 1043265-1,1043265-3 | FUSE, 2A | B PANEL
FU0213 | 1043265-1,1043265-5 | FUSE, 10A | B PANEL
FU0680 | 1043265-1,1043265-4 | FUSE, 5A | B PANEL
GR0231 | 903842C1,903849C1 | RAIL GROUND, DINRAIL GROUNDING | B PANEL
GR0232 | 903842C1 | RAIL LUG, DINRAIL GROUNDING | B PANEL
GR0233 | 903842C1,903849C1 | RAIL GROUND, DINRAIL GROUNDING | B PANEL
GR0680 | 903849C1 | RAIL GROUND, DIN RAIL GROUNDING | B PANEL
IEG0230 | 232941-300 | BUS BAR, INSTRUMENT EARTH GROUNDING | B PANEL
KA0221 | 1061979-1 | RELAY, PRIMARY GAS FUEL^SHUTOFF VALVE | B PANEL
KA0222 | 1061979-1 | RELAY, SECONDARY GAS FUEL^ SHUTOFF VALVE | B PANEL
KA0231 | 1061979-1 | RELAY, CONTROLLER ACTIVE | B PANEL
KA0232 | 1061979-1 | RELAY, CONTROLLER ACTIVE | B PANEL
KA0233 | 1061979-1 | RELAY, CONTROLLER ACTIVE | B PANEL
KA0234 | 1061979-1 | RELAY, CONTROLLER ACTIVE | B PANEL
KA0235 | 1061979-1 | RELAY, NO EMERGENCY ^SHUTDOWN SUMMARY | B PANEL
KA0236 | 1061979-1 | RELAY, NO EMERGENCY ^SHUTDOWN SUMMARY | B PANEL
KA0237 | 1061979-1 | RELAY, NO EMERGENCY ^SHUTDOWN SUMMARY | B PANEL
KA0238 | 1061979-1 | RELAY, NO EMERGENCY SHUTDOWN SUMMARY | B PANEL
KA0239 | 1061979-1 | RELAY, NO EMERGENCY SHUTDOWN SUMMARY | B PANEL
KA0240 | 1061979-1 | RELAY, NO EMERGENCY SHUTDOWN SUMMARY | B PANEL
KA0241 | 1061979-1 | RELAY, BACKUP SYSTEM RESET | B PANEL
KA0242 | 1061979-1 | RELAY, BACKUP SYSTEM RESET | B PANEL
KA0243 | 1061979-1 | RELAY, NO FIRE DETECTED | B PANEL
KA0244 | 1061979-1 | RELAY, NO FIRE DETECTED | B PANEL
KA0245 | 1061979-1 | RELAY, NO GAS DETECTED | B PANEL
KA0246 | 1061979-1 | RELAY, NO FIRE DETECTED | B PANEL
KA0247 | 1061979-1 | RELAY, NO FIRE DETECTED | B PANEL
KA0248 | 1061979-1 | RELAY, NO EMERGENCY SHUTDOWN SUMMARY | B PANEL
KA0249 | 1061979-1 | RELAY, NO GAS DETECTED | B PANEL
KA0250 | 1061979-1 | RELAY, NO EMERGENCY SHUTDOWN SUMMARY | B PANEL
KA1020 | 1061979-1 | RELAY, IGNITION START | B PANEL
PEG0130 | 232941-300 | BUS BAR, POWER EARTH GROUNDING | B PANEL
UA1200 | 1053834-10 | SIGNAL CONVERTER, BACKUP OVERSPEED | B PANEL
UA1520 | 1105411-11 | SIGNAL CONVERTER, BAM 2 SIGNAL CONDITIONER | B PANEL
XT0060 | 1066730-7,1066730-8,1067996-4 | TERMINAL BLOCK, SPRING, 4 CONDUCTOR,30-12 AWG (0.05-3.31 MM2),NON-IS | B PANEL
XT0070 | 1066730-7,1066730-8,1067996-4 | TERMINAL BLOCK, SPRING, 4 CONDUCTOR,30-12 AWG (0.05-3.31 MM2),NON-IS | B PANEL
XT0110 | 1066730-7,1066730-8,1067996-4 | TERMINAL BLOCK, SPRING, 4 CONDUCTOR,30-12 AWG (0.05-3.31 MM2),NON-IS | B PANEL
XT0233 | 1066730-7,1066730-8,1067996-4 | TERMINAL BLOCK, SPRING, 4 CONDUCTOR,30-12 AWG (0.05-3.31 MM2),NON-IS | B PANEL
XT0235 | 1066730-7,1066730-8,1067996-4 | TERMINAL BLOCK, SPRING, 4 CONDUCTOR,30-12 AWG (0.05-3.31 MM2),NON-IS | B PANEL
XT0236 | 1066730-7,1066730-8,1067996-4,1067996-82 | TERMINAL BLOCK, SPRING, 4 CONDUCTOR,30-12 AWG (0.05-3.31 MM2),NON-IS | B PANEL
XT0237 | 1066730-10,1066730-9,1067996-4 | DIODE TERMINAL STRIP, 4 CONDUCTOR | B PANEL
XT0240 | 1066730-7,1066730-8,1067996-4 | TERMINAL BLOCK, SPRING, 4 CONDUCTOR,30-12 AWG (0.05-3.31 MM2),NON-IS | B PANEL
XT0400 | 1066730-1,[2]1066730-2,1066730-67,1067996-4 |  | B PANEL
XT0400 | 1066730-1,1066730-2,1067996-4 |  | B PANEL
XT0400 | 1066730-1,[2]1066730-2,1066730-67,1067996-4 | TERMINAL STRIP, 4 CONDUCTOR | B PANEL
XT0400 | 1066730-1,1066730-2,1067996-4 | TERMINAL STRIP, 4 CONDUCTOR | B PANEL
XT0680 | 1066730-7,1066730-8,1067996-4 | TERMINAL BLOCK, SPRING, 4 CONDUCTOR,30-12 AWG (0.05-3.31 MM2),NON-IS | B PANEL
XT1350 | 1066730-7 | TERMINAL BLOCK, SPRING, 4 CONDUCTOR,30-12 AWG (0.05-3.31 MM2),NON-IS | B PANEL
XT1520 | 1066730-1,1066730-2 | TERMINAL STRIP, 4 CONDUCTOR | B PANEL
XT1521 | 1066730-7 | TERMINAL BLOCK, SPRING, 4 CONDUCTOR,30-12 AWG (0.05-3.31 MM2),NON-IS | B PANEL
XT2100 | 1066730-7 | TERMINAL BLOCK, SPRING, 4 CONDUCTOR,30-12 AWG (0.05-3.31 MM2),NON-IS | B PANEL
AF0141 | 2684693-17,2684693-25 | 5094-OB8XT, 8 DISCRETE OUTPUT | BOP PANEL^JB74
AF0142 | 2684693-17,2684693-23 | 5094-IB16XT, 16 DISCRETE INPUT | BOP PANEL^JB74
AF0143 | 2684693-18,2684693-56 | 5094-IF8IHXT, 8 ANALOG INPUT, ISOLATED | BOP PANEL^JB74
AF0144 | 2684693-18,2684693-27 | 5094-OF8IHXT, 8 ANALOG OUTPUT, ISOLATED | BOP PANEL^JB74
AF0145 | 2684693-19,2684693-33 | 5094-IY8XT, 8 ANALOG INPUT,TC/RTD/I&V | BOP PANEL^JB74
AF0146 | 2684693-17,2684693-25 | 5094-OB8XT, 8 DISCRETE OUTPUT | BOP PANEL^JB74
AF0181 | 2684693-17,2684693-25 | 5094-OB8XT, 8 DISCRETE OUTPUT | BOP PANEL^JB74
AF0182 | 2684693-17,2684693-23 | 5094-IB16XT, 16 DISCRETE INPUT | BOP PANEL^JB74
AF0183 | 2684693-18,2684693-28 | 5094-IB16SXT, 16 DISCRETE INPUT, S | BOP PANEL^JB74
AF0184 | 2684693-18,2684693-55 | 5094-OB16SXT, 16 DISCRETE OUTPUT, S | BOP PANEL^JB74
AF0185 | 2684693-21,2684693-36 | 5094-IRT8SXT, 8 RTD/TC ANALOG INPUT, S | BOP PANEL^JB74
AU0140 | 2684693-22 | 5094-AENTRXT, FLEX 5000 I/O | BOP PANEL^JB74
AU0180 | 2684693-22 | 5094-AENTRXT, FLEX 5000 I/O | BOP PANEL^JB74
BA1212 | 1337728-12 | SWITCH, ETAP, DLR INTERFACE | BOP PANEL^JB74
FU0140 | 1043265-1,1043265-5 | FUSE, 10A | BOP PANEL^JB74
FU0141 | 1043265-1,1043265-5 | FUSE, 10A | BOP PANEL^JB74
FU0142 | 1043265-1,1043265-5 | FUSE, 10A | BOP PANEL^JB74
FU0144 | 1043265-1,1043265-5 | FUSE, 10A | BOP PANEL^JB74
FU0145 | 1043265-1,1043265-5 | FUSE, 10A | BOP PANEL^JB74
FU0180 | 1043265-1,1043265-5 | FUSE, 10A | BOP PANEL^JB74
FU0181 | 1043265-1,1043265-5 | FUSE, 10A | BOP PANEL^JB74
FU0184 | 1043265-1,1043265-5 | FUSE, 10A | BOP PANEL^JB74
FU0570 | 1043265-1,1043265-7 | FUSE, 20A | BOP PANEL^JB74
FU1212 | 1043265-1,1043265-3,1043265-5 | FUSE, 2A | BOP PANEL^JB74
FU1213 | 1043265-1,1043265-3,1043265-5 | FUSE, 2A | BOP PANEL^JB74
GR0140 | 903842C1 | RAIL LUG, DINRAIL GROUNDING | BOP PANEL^JB74
GR0180 | 903842C1,903849C1 | RAIL LUG, DINRAIL GROUNDING | BOP PANEL^JB74
GR0184 | 903849C1 | RAIL GROUND, DIN RAIL GROUNDING | BOP PANEL^JB74
GR0257 | 903842C1 | RAIL LUG, DINRAIL GROUNDING | BOP PANEL^JB74
IEG0257 | 232941-200 | BUS BAR, INSTRUMENT EARTH GROUNDING | BOP PANEL^JB74
KA0531 | 1061979-1 | RELAY, NO EMERGENCY SHUTDOWN SUMMARY | BOP PANEL^JB74
KA0532 | 1061979-1 | RELAY, NO EMERGENCY^SHUTDOWN SUMMARY | BOP PANEL^JB74
KA0533 | 1061979-1 | RELAY, NO EMERGENCY SHUTDOWN SUMMARY | BOP PANEL^JB74
KA0534 | 1061979-1 | RELAY, NO EMERGENCY SHUTDOWN SUMMARY | BOP PANEL^JB74
KA0535 | 1061979-1 | RELAY, CONTROLLER ACTIVE | BOP PANEL^JB74
KA0536 | 1061979-1 | RELAY, CONTROLLER ACTIVE | BOP PANEL^JB74
KA0537 | 1061979-1 | RELAY, NO EMERGENCY SHUTDOWN SUMMARY | BOP PANEL^JB74
KA0540 | 1061979-1 | RELAY, OPEN SUCTION VALVE | BOP PANEL^JB74
KA0541 | 1061979-1 | RELAY, OPEN DISCHARGE VALVE | BOP PANEL^JB74
KA0543 | 1061979-1 | RELAY, SUC/REC VALVE ESD^CLOSE DELAY | BOP PANEL^JB74
KA0544 | 1061979-1 | RELAY, SUC/REC VALVE ESD^CLOSE DELAY | BOP PANEL^JB74
KA0546 | 1061979-1 | RELAY, CONTROLLER ACTIVE | BOP PANEL^JB74
KA0547 | 1061979-1 | RELAY, CONTROLLER ACTIVE | BOP PANEL^JB74
KA0548 | 1061979-1 | RELAY, CONTROLLER ACTIVE | BOP PANEL^JB74
KA0549 | 1061979-1 | RELAY, CONTROLLER ACTIVE | BOP PANEL^JB74
KA7602 | 1061979-1 | RELAY, CLOSE VENT VALVE (SAFETY) | BOP PANEL^JB74
KA7621 | 1061979-1 | RELAY, OPEN SUCTION VALVE (SAFETY) | BOP PANEL^JB74
KA7622 | 1061979-1 | RELAY, CLOSE SUCTION VALVE (SAFETY) | BOP PANEL^JB74
KA7631 | 1061979-1 | RELAY, CLOSE ANTI-SURGE VALVE^(SAFETY) | BOP PANEL^JB74
KA7641 | 1061979-1 | RELAY, OPEN DISCHARGE VALVE (SAFETY) | BOP PANEL^JB74
KA7642 | 1061979-1 | RELAY, CLOSE DISCHARGE VALVE (SAFETY) | BOP PANEL^JB74
KT0571 | 2651077-1 | TIMER RELAY, LOADING VALVE CLOSED | BOP PANEL^JB74
KT0572 | 2651077-1 | TIMER RELAY, SUCTION VALVE CLOSED | BOP PANEL^JB74
KT0573 | 2651077-1 | TIMER RELAY, DISCHARGE VALVE CLOSED | BOP PANEL^JB74
KT0574 | 2651077-1 | TIMER RELAY, SUC/REC VALVE ESD^CLOSE DELAY | BOP PANEL^JB74
KT0575 | 2651077-1 | TIMER RELAY, ASV CLOSED | BOP PANEL^JB74
RR0855 | 981089C1 | RESISTOR, 1.0K OHM | BOP PANEL^JB74
RR0856 | 981089C1 | RESISTOR, 1.0K OHM | BOP PANEL^JB74
RR0857 | 981089C1 | RESISTOR, 1.0K OHM | BOP PANEL^JB74
UJ1212 | 1088442-4 | POWER CONVERTER, DC/DC INPUT TO 24V DC OUTPUT | BOP PANEL^JB74
XT0140 | 1066730-7 | TERMINAL BLOCK, SPRING, 4 CONDUCTOR,30-12 AWG (0.05-3.31 MM2),NON-IS | BOP PANEL^JB74
XT0180 | 1066730-7,1066730-8,1067996-4 | TERMINAL BLOCK, SPRING, 4 CONDUCTOR,30-12 AWG (0.05-3.31 MM2),NON-IS | BOP PANEL^JB74
XT0570 | 1066730-16,1066730-17,1067996-4 | TERMINAL STRIP, 2 CONDUCTOR | BOP PANEL^JB74
XT0571 | 1066730-7 | TERMINAL BLOCK, SPRING, 4 CONDUCTOR,30-12 AWG (0.05-3.31 MM2),NON-IS | BOP PANEL^JB74
XT0572 | 1066730-7,1066730-8,1067996-4 | TERMINAL BLOCK, SPRING, 4 CONDUCTOR,30-12 AWG (0.05-3.31 MM2),NON-IS | BOP PANEL^JB74
XT0573 | 1066730-9 | DIODE TERMINAL STRIP, 4 CONDUCTOR | BOP PANEL^JB74
XT0574 | 1066730-7 | TERMINAL BLOCK, SPRING, 4 CONDUCTOR,30-12 AWG (0.05-3.31 MM2),NON-IS | BOP PANEL^JB74
AT0190 | 1006616-90,1577354-4000,1577354-5100 | WORKSTATION, PANEL COMPUTER, TT4000 | CONSOLE
AT0190K | 1068334 | KEYBOARD, TYPING INTERFACE | CONSOLE
EL0273 | 1015796,1022899,1024594-100 | LIGHT, LED, WHITE | CONSOLE
HA0273 | 1113568-200 | HORN, AUDIBLE ALARM | CONSOLE
ZS0273 | 1113474-2,22650R1,22690R1,23523R1,24556R1,915786C1 | LIMIT SWITCH, CONSOLE DOOR OPEN | CONSOLE
AF0500 | 1322418-31,1322418-40,1322418-72,1322418-73 | 1444-TSCX02-02RB, 2-CH TACHOMETER INPUT^DYNAMIX 1444 VIBRATION | HP COMPRESSOR
AF0510 | 1322418-11,1322418-20,1322418-70,1322418-71 | 1444-DYN04-01RA, 4-CH VIBRATION INPUT^DYNAMIX 1444 VIBRATION | HP COMPRESSOR
AF0520 | 1322418-11,1322418-20,1322418-70,1322418-71 | 1444-DYN04-01RA, 4-CH VIBRATION INPUT^DYNAMIX 1444 VIBRATION | HP COMPRESSOR
AF1201 | 2684693-17,2684693-25 | 5094-OB8XT, 8 DISCRETE OUTPUT | HP COMPRESSOR
AF1202 | 2684693-17,2684693-23 | 5094-IB16XT, 16 DISCRETE INPUT | HP COMPRESSOR
AF1203 | 2684693-18,2684693-56 | 5094-IF8IHXT, 8 ANALOG INPUT, ISOLATED | HP COMPRESSOR
AF1204 | 2684693-18,2684693-30 | 5094-IF4IHSXT, 4 ANALOG INPUT, S | HP COMPRESSOR
AF1205 | 2684693-18,2684693-30 | 5094-IF4IHSXT, 4 ANALOG INPUT, S | HP COMPRESSOR
AF1206 | 2684693-21,2684693-36 | 5094-IRT8SXT, 8 RTD/TC ANALOG INPUT, S | HP COMPRESSOR
AF1207 | 2684693-18,2684693-28 | 5094-IB16SXT, 16 DISCRETE INPUT, S | HP COMPRESSOR
AF1208 | 2684693-19,2684693-33 | 5094-IY8XT, 8 ANALOG INPUT,TC/RTD/I&V | HP COMPRESSOR
AF1209 | 2684693-19,2684693-33 | 5094-IY8XT, 8 ANALOG INPUT, TC/RTD/ I&V | HP COMPRESSOR
AF1210 | 2684693-18,2684693-56 | 5094-IF8IHXT, 8 ANALOG INPUT, ISOLATED | HP COMPRESSOR
AF1211 | 2684693-18,2684693-56 | 5094-IF8IHXT, 8 ANALOG INPUT, ISOLATED | HP COMPRESSOR
AU1200 | 2684693-50 | 5094-AEN2TR, FLEX 5000 I/O | HP COMPRESSOR
FU0120 | 1043265-1,1043265-5 | FUSE, 10A | HP COMPRESSOR
FU0121 | 1043265-1,1043265-5 | FUSE, 10A | HP COMPRESSOR
FU0130 | 1043265-1,1043265-7 | FUSE, 20A | HP COMPRESSOR
FU0131 | 1043265-1,1043265-4 | FUSE, 5A | HP COMPRESSOR
GR0120 | 903849C1 | RAIL GROUND, DIN RAIL GROUNDING | HP COMPRESSOR
GR0124 | 903849C1 | RAIL GROUND, DIN RAIL GROUNDING | HP COMPRESSOR
GR0845 | 903849C1 | RAIL GROUND, DIN RAIL GROUNDING | HP COMPRESSOR
IEG0130 | 232941-110 | BUS BAR, INSTRUMENT EARTH GROUNDING | HP COMPRESSOR
KA0120 | 1061979-1 | RELAY, CONTROLLER ACTIVE | HP COMPRESSOR
KA4401 | 1061979-1 | RELAY, CASE DEPRESSURIZED | HP COMPRESSOR
TE4910 | 700226C1 | TEMPERATURE ELEMENT, BOX INTERNAL TEMPERATURE | HP COMPRESSOR
WC8058 | 2684693-54 |  | HP COMPRESSOR
XT0130 | 1066730-7,1066730-8,1067996-4 | TERMINAL BLOCK, SPRING, 4 CONDUCTOR,30-12 AWG (0.05-3.31 MM2),NON-IS | HP COMPRESSOR
XT0500 | 1066730-1,1066730-2,1067996-4 | TERMINAL STRIP, 4 CONDUCTOR | HP COMPRESSOR
XT0520 | 1066730-7,1066730-8,1067996-4 | TERMINAL BLOCK, SPRING, 4 CONDUCTOR,30-12 AWG (0.05-3.31 MM2),NON-IS | HP COMPRESSOR
XT4400 | 1066730-7 | TERMINAL BLOCK, SPRING, 4 CONDUCTOR,30-12 AWG (0.05-3.31 MM2),NON-IS | HP COMPRESSOR
XT3642 | DRIVEN COMMON | TERMINAL STRIP, SYSTEM FUNCTION (USE) | JB7431
XT4875 | DRIVEN COMMON | TERMINAL STRIP, HP COMPRESSOR CASE PRESSURE | JB75
BA0007 | 1271449-1 | MEDIA CONVERTER, ETHERNET-FIBER OPTIC | PANEL
BUOSM | CUSTOMER DEFINED |  | PANEL
CC9004 | CUSTOMER DEFINED | CUSTOMER CONNECTION, SLOW ROLL^AC MOTOR BREAKER ON | PANEL
CC9005 | CUSTOMER DEFINED | CUSTOMER CONNECTION, SLOW ROLL^MOTOR RUNNING | PANEL
CCBA0007 | CUSTOMER DEFINED | CUSTOMER POWER, PATCH PANEL 24 VDC | PANEL
SB7510 | CUSTOMER DEFINED | PUSHBUTTON SWITCH, START (CUSTOMER) | PANEL
SB7511 | CUSTOMER DEFINED | PUSHBUTTON SWITCH, NORMAL STOP (CUSTOMER) | PANEL
SB7512 | CUSTOMER DEFINED | PUSHBUTTON SWITCH, EMERGENCY STOP (CUSTOMER) | PANEL
SB7513 | CUSTOMER DEFINED | PUSHBUTTON SWITCH, FAST STOP (CUSTOMER) | PANEL
SB7514 | CUSTOMER DEFINED | CUSTOMER CONNECTION, RESET | PANEL
AF0201 | PARTOFTCPASSY | 5094-IB32XT, 32 DISCRETE INPUT | TCP
AF0202 | 2684693-49,2684693-52 | 5094-OB32XT, 32 DISCRETE OUTPUT | TCP
AU0200 | 1089240-32,2684693-22,PART OF TCP ASSEMBLY | 5094-AENTRXT, FLEX 5000 I/O | TCP
GR0200 | PART OF TCP ASSEMBLY | RAIL LUG, DIN RAIL GROUNDING | TCP
HL0400 | 1017510,[2]1035040-21,964903C1,PART OF TCP ASSEMBLY | LIGHT, READY, GREEN | TCP
HL0401 | 1017509,[2]1035040-22,964903C1,PART OF TCP ASSEMBLY | LIGHT, STARTING, WHITE | TCP
HL0402 | 1017509,[2]1035040-23,964903C1,PART OF TCP ASSEMBLY | LIGHT, READY TO LOAD, WHITE | TCP
HL0403 | 1017509,[2]1035040-24,964903C1,PART OF TCP ASSEMBLY | LIGHT, ON LOAD, WHITE | TCP
HL0404 | 1017509,1035040-1840,964903C1,[2]964971C1,PART OF TCP ASSEMBLY | LIGHT, CUSTOMER, WHITE | TCP
HL0405 | 1017509,[2]1035040-853,964903C1,PART OF TCP ASSEMBLY | LIGHT, LOCAL/REMOTE SELECT, WHITE | TCP
HL0406 | 1017509,1035040-1071,964903C1,[2]964971C1,PART OF TCP ASSEMBLY | LIGHT, SPARE, WHITE | TCP
HL0407 | 1017509,[2]1035040-26,964903C1,PART OF TCP ASSEMBLY | LIGHT, COOLDOWN, WHITE | TCP
HL0408 | 1017509,[2]1035040-27,964903C1,PART OF TCP ASSEMBLY | LIGHT, STOPPING, WHITE | TCP
HL0409 | 1017501,[2]1035040-28,964903C1,PART OF TCP ASSEMBLY | LIGHT, ALARM SUMMARY, AMBER | TCP
HL0410 | 1017501,[2]1035040-30,964903C1,PART OF TCP ASSEMBLY | LIGHT, BACKUP ACTIVE, AMBER | TCP
HL0411 | 1010205,[2]1035040-29,964903C1,PART OF TCP ASSEMBLY | LIGHT, SHUTDOWN SUMMARY, RED | TCP
SA0400 | 1035040-862,2380746-5,PART OF TCP ASSEMBLY | SELECTOR SWITCH, OFF/LOC/REM | TCP
SA0401 | 1015213,1035040-33,PART OF TCP ASSEMBLY | SELECTOR SWITCH, BACKUP SYSTEM RESET | TCP
SB0400 | 1035040-32,1035040-862,2380746-4,PART OF TCP ASSEMBLY | PUSHBUTTON SWITCH, EMERGENCY STOP | TCP
SB0401 | 1015213,[2]1035040-15,964901C1,PART OF TCP ASSEMBLY | PUSHBUTTON SWITCH, HORN SILENCE | TCP
SB0402 | [2]1035040-12,964901C1,PART OF TCP ASSEMBLY | PUSHBUTTON SWITCH, ACKNOWLEDGE | TCP
SB0403 | [2]1035040-13,965112C1,PART OF TCP ASSEMBLY | PUSHBUTTON SWITCH, RESET | TCP
SB0404 | [2]1035040-14,964901C1,PART OF TCP ASSEMBLY | PUSHBUTTON SWITCH, LAMP TEST | TCP
SB0405 | [2]1035040-18,964901C1,PART OF TCP ASSEMBLY | PUSHBUTTON SWITCH, START | TCP
SB0406 | [2]1035040-34,964901C1,PART OF TCP ASSEMBLY | PUSHBUTTON SWITCH, NORMAL STOP | TCP
SB0407 | 1035040-1642,[2]1035040-19,964901C1,PART OF TCP ASSEMBLY | PUSHBUTTON SWITCH, NGP DECREASE | TCP
SB0408 | 1035040-1642,[2]1035040-20,964901C1,PART OF TCP ASSEMBLY | PUSHBUTTON SWITCH, NGP INCREASE | TCP
SH0400 | 1013485,1017509,1017511,964902C1,PART OF TCP ASSEMBLY | LIGHTED SWITCH, SPARE | TCP
SH0401 | 1013485,1017509,1017511,964902C1,PART OF TCP ASSEMBLY | LIGHTED SWITCH, SPARE, WHITE | TCP
SH0404 | 1013485,1017509,1017511,964902C1,PART OF TCP ASSEMBLY | LIGHTED SWITCH, SPARE, WHITE | TCP
SH0405 | 1013485,1017509,1017511,964902C1,PART OF TCP ASSEMBLY | LIGHTED SWITCH, SPARE, WHITE | TCP
SH0406 | 1035040-340,PART OF TCP ASSEMBLY | LIGHTED SWITCH, OPEN HPC SURGE CONTROL VALVE, WHITE | TCP
SH0407 | 1035040-341,PART OF TCP ASSEMBLY | LIGHTED SWITCH, CLOSE HPC SURGE CONTROL VALVE, WHITE | TCP
SH0408 | 1013485,1017509,1017511,964902C1,PART OF TCP ASSEMBLY | LIGHTED SWITCH, SPARE, WHITE | TCP
SH0409 | 1017509,1017511,1035040-8,964902C1,PART OF TCP ASSEMBLY | LIGHTED SWITCH, SPARE, WHITE | TCP
SH0410 | 1017509,1017511,1035040-6,964902C1,PART OF TCP ASSEMBLY | LIGHTED SWITCH, SPARE, WHITE | TCP
XT0564 | 1066730-10,1066730-68,1066730-9,PART OF TCP ASSEMBLY | TERMINAL STRIP, SYSTEM FUNCTION (USE) | TCP
AT1100 | 1577354-4501 | WORKSTATION, VERSA VIEW 1200H | TURBINE CONTROL
GR1100 | 903849C1 | RAIL GROUND, DIN RAIL GROUNDING | TURBINE CONTROL
GR1101 | 903849C1 | RAIL GROUND, DIN RAIL GROUNDING | TURBINE CONTROL
HA0472 | 1103208-101 | HORN, START SYSTEM ALARM | TURBINE CONTROL
SA0471 | 1035040-1610,1035040-1652,2380746-2 | SELECTOR SWITCH, SPEED | TURBINE CONTROL
SA0473 | 2380746-5 | SELECTOR SWITCH, OFF/LOCAL/REMOTE | TURBINE CONTROL
SA0474 | 1035040-804,2380746-2 | SELECTOR SWITCH, SURGE VALVE | TURBINE CONTROL
SB0471 | 1035040-119,1035040-854,2380746-1 | PUSHBUTTON SWITCH, HORN SILENCE | TURBINE CONTROL
SB0472 | 1035040-32,2380746-4 | PUSHBUTTON SWITCH, EMERGENCY STOP | TURBINE CONTROL
SB0473 | 1035040-120,1035040-855,2380746-1 | PUSHBUTTON SWITCH, ACKNOWLEDGE | TURBINE CONTROL
SB0474 | 1035040-121,1035040-856,2380746-1 | PUSHBUTTON SWITCH, RESET | TURBINE CONTROL
SH0470 | 1035040-108,2380746-3 | LIGHTED SWITCH, STOP/STOPPING, RED | TURBINE CONTROL
SH0471 | 1035040-103,1035040-857,2380746-3 | LIGHTED SWITCH, START/STARTING, GREEN | TURBINE CONTROL
SH0472 | 1035040-106,1035040-859,2380746-3 | LIGHTED SWITCH, BACKUP SYSTEM ACTIVE/RESET, AMBER | TURBINE CONTROL