## Blue Labels
(SHT 1) CONSOLE | (SHT 2) CONSOLE | (SHT 4) TCP | (SHT 5) PWR DISTRIBUTION RAIL | (SHT 6) VIBRATION | (SHT 7) A PANEL | (SHT 8) B PANEL | (SHT 9) GENERATOR PANEL
EL0273 | AT0190K | HL0411 | AT0680 | AF0400 | AR0600 | GR0234 | AT0140
HA0273 | AT0190 | HL0410 | FU0680 | AF0410 | AP0609 | FU0070 | XT0341
ZS0273 |  | HL0409 | XT0680 | AF0420 | AP0608 | FU0071 | XT0940
FG0000 |  | HL0408 | FU0560 | AF0440 | AP0607 | XT0070 | XT1940
|  | HL0407 | FU0190 | AF0450 | AP0606 | AU0070 | XT0351
|  | HL0406 | FU0200 | XT0400 | AP0605 | AF0071 | XT0350
|  | HL0405 | FU0201 | FU0110 | AP0603 | AF0072 | XT0352
|  | HL0404 | FU0273 | FU0113 | AP0602 | AF0073 | KA0135
|  | HL0403 | XT0560 | XT0110 | AP0601 | AF0074 | KA0180
|  | HL0402 | XT0561 | GR0110 | AT0600 | AF0075 | KA3103
|  | HL0401 | XT0562 | IEG0110 | UV0600 | AF0076 | KA4100
|  | HL0400 | XT0563 | XT9400 | AP0604 | AF0077 | XT9000
|  | SH0412 |  | GR0182 | XT0081 | GR0233 | XT9003
|  | SH0411 |  | XT0130 | AU0090 | XT9070 | GR0142
|  | SH0405 |  | XT0180 | AF0091 | XT9071 | XT0140G
|  | SH0404 |  | FU0180 | AF0092 | XT9075 | FU0332
|  | SH0410 |  | FU0181 | AF0093 | GR0237 | FU0333
|  | SH0409 |  | KA0181 | AF0094 | XT0233 | FU0334
|  | SH0401 |  | KA0182 | AF0095 | XT0235 | FU0335
|  | XT0564 |  | KA0183 | XT0136 | XT0237 | KA0185
|  | AU0200 |  | KA2430 | KA0130 | XT0240 | KA0186
|  | AF0201 |  | XT3150 | KA0131 | KA1020 | KA0310
|  | AF0202 |  | AU0180 | KA0132 | KA0222 | KA0333
|  | GR0200 |  | AF0181 | KA0141 | FU0210 | KA0330
|  | SB0408 |  | AF0182 | KA0133 | FU0211 | KA0332
|  | SB0407 |  | AF0183 | KA0134 | FU0212 | KA0343
|  | SH0408 |  | AF0184 | KA0144 | KA0235 | KA0331
|  | SB0405 |  | AF0185 | KA0136 | KA0236 | KA0342
|  | SB0406 |  | GR0180 | KA0137 | KA0237 | KA0335
|  | SA0401 |  | XT9180 | KA0138 | KA0238 | KA0336
|  | SB0404 |  | XT9181 | KT0140 | KA0239 | KA6000
|  | SB0403 |  | GR0181 | KT0141 | KA0240 | KA6001
|  | SB0402 |  |  | KT0142 | KA0248 | XT0332
|  | SB0401 |  |  | KT0143 | KA0250 | XT0334
|  | SB0400 |  |  | KT0144 | KA0241 | XT0335
|  | SA0400 |  |  | KT0145 | KA0242 | XT0336
[5 empty] | KT0146 | KA0243 | XT0337
[5 empty] | GR0133 | KA0244 | XT0313
[5 empty] | XT9090 | KA0246 | FU0313
[5 empty] | XT9990 | KA0247 | FU0314
[5 empty] | GR0135 | KA0245 | XT0360
[5 empty] | FU0080 | KA0249 | XT0370
[5 empty] | FU0081 | KA0231 | GR0141
[5 empty] | FU0082 | KA0232 | KA0121
[5 empty] | XT0080 | KA0233 | KA0122
[5 empty] | XT0085 | KA0234 | KA0123
[5 empty] | AU0080 | KA0214 | KA0126
[5 empty] | AF0081 | KA0217 | KA0127
[5 empty] | AF0082 | KA7512 | KA0128
[5 empty] | AF0083 | XT0071 | KA0129
[5 empty] | AF0084 | GR0232 | KA9936
[5 empty] | AF0085 | XT9002 | FU0120
[5 empty] | AF0086 | XT9017 | FU0121
[5 empty] | AF0087 | GR0236 | XT0120
[5 empty] | GR0134 | FU0060 | AF0123
[5 empty] | XT9080 | FU0061 | AF0122
[5 empty] | XT9081 | FU0062 | AF0121
[5 empty] | GR0136 | FU0063 | AU0120
[5 empty] | FU0090 | FU0064 | XT9120
[5 empty] | FU0091 | XT0060 | XT9991
[5 empty] | FU0092 | AF0068 | GR0120
[5 empty] | FU0093 | AF0067 | KA0364
[5 empty] | XT0090 | AF0066 | KA0365
[5 empty] | PC0470 | AF0065 | KA4632
[5 empty] | FU0010 | AF0064 | KA4633
[5 empty] | FU0139 | AF0063 | KA4642
[5 empty] | XT0138 | AF0062 | KA4643
[5 empty] | XT0139 | AF0061 | KA0313
[5 empty] | XT0134 | AU0060 | PEG0140
[5 empty] | XT0135 | GR0231
[5 empty] | FU0137 | XT9060
[5 empty] | FU0136 | XT9061
[5 empty] | KA0221 | GR0235
[5 empty] | KA2160 | IEG0010
[5 empty] | KA2161 | IEG0230
FU0681
AT0681
FU0012
FU0013
FU0014
FU0015
FU0016
FU0017
XT0011
XT0012
GR0131
FU0011
XT0013
GR0132
F0200
PEG0130

## White Labels
(SHT 7) A PANEL | (SHT 7) A PANEL - (SHT 8) B PANEL | (SHT 7) A PANEL - (SHT 9) GENERATOR PANEL | (SHT 8) B PANEL | (SHT 8) B PANEL - (SHT 9) GENERATOR PANEL | (SHT 8) B PANEL - (SHT 4) TCP | (SHT 8) B PANEL - (SHT 6) VIBRATION | (SHT 9) GENERATOR PANEL | (SHT 9) GENERATOR PANEL - (SHT 6) VIBRATION | (SHT 5) PWR DISTRIBUTION RAIL - (SHT 4) TCP | (SHT 6) VIBRATION
0V | IEG02301 | PEG0140G | AF0064G | GR0120 | IEG02307 | IEG0110G | AF0120G | AT0140LS(S) | 0V1 | AU0180G
AF0083G | IEG023011 |  | AF0065G | IEG023010 | IEG02308 |  | EXCS |  | ESTOPA | GR0180
AF0084G | IEG02302 |  | AF0066G |  |  |  | MCTN |  | ESTOPB | IEG01101
AF0085G | IEG02303 |  | AF0068SH |  |  |  | PMGS |  | FU0139 | IEG01102
AF0094G | IEG02309 |  | AF0071G |  |  |  | VBUSN |  | FU0200 | XT04001
AU0080G |  |  | AF0072G |  |  |  | WC8101 |  | FU0201 | XT04002
PEG01301 |  |  | AF0073G |  |  |  | WC8102 |  | KA023612
UV0600G |  |  | AF0074G |  |  |  | WC8201 |  | KA0241A1
|  |  | AF0075G |  |  |  | WC8301
AU0060G
AU0070G
GR0233
IEG02305
IEG02306
IEG0230G

## Heat Shrink Labels
(SHT 7) A PANEL | (SHT 8) B PANEL | (SHT 8) B PANEL - (SHT 6) VIBRATION | (SHT 9) GENERATOR PANEL | (SHT 6) VIBRATION
WC2126 | WC2100 | WC7000 | WC2170 | WC1304
WC2127 | WC2111 |  | WC2370 | WC1329
WC2154 | WC2112 |  | WC2470 | WC1331
WC2180 | WC2113 |  | WC2570 | WC1333
WC2250 | WC2114 |  | WC3270 | WC2143
WC2251 | WC2115 |  | WC8009 | WC2145
WC2252 | WC2116 |  |  | WC7581
WC4112 | WC2229 |  |  | WC7582
WC4619 | WC4122 |  |  | WC7903
WC4623 | WC4123
WC4134
WC4135
WC4148
WC4187
WC4188
WC4193
WC4220
WC4226
WC4256
WC4293
WC4317
WC4321
WC4562
WC4681
WC4682
WC4724
WC4901
WC7280
WC7281
WC7300
WC7301
WC7583

## A PANEL
A PANEL
CONTROL CONSOLE
Project # | J0960
Project Name | TITAN TIRE
Revision | A.2
Controls DE | A.DOMINGUEZ
Phone: | 0
Controls ME | N.CARPENTER
Phone:
From | [5 empty] | To
Device ID | Cable (W) Conductor (SC) Jumper Clip (JC) | Wire No. | Wire ID | Gauge/Size | Page/Zone | Device ID | Location | Page/Zone
XT0011:1 | JC | 0V | CLIP | --- | 13.C4 | XT0011:2 | A PANEL | 13.C4
XT0011:2 | JC | 0V | CLIP | --- | 13.C4 | XT0011:3 | A PANEL | 13.C4
XT0011:3 | JC | 0V | CLIP | --- | 13.C4 | XT0011:4 | A PANEL | 13.C4
XT0012:2 | JC | 24V | CLIP | --- | 13.B3 | XT0012:1 | A PANEL | 13.B3
XT0012:3 | JC | 0V | CLIP | --- | 13.B3 | XT0012:4 | A PANEL | 13.B3
XT0080:1 | JC | 0V | CLIP | --- | 7.B1 | XT0080:2 | A PANEL | 7.B1
XT0080:2 | JC | 0V | CLIP | --- | 7.B1 | XT0080:3 | A PANEL | 7.B1
XT0081:1 | JC | 0V | CLIP | --- | 7.D1 | XT0081:2 | A PANEL | 7.D1
XT0134:1 | JC | 0V | CLIP | --- | 14.B3 | XT0134:2 | A PANEL | 14.B3
XT0134:2 | JC | 0V | CLIP | --- | 14.B3 | XT0134:3 | A PANEL | 14.B3
XT0134:3 | JC | 0V | CLIP | --- | 14.B3 | XT0134:4 | A PANEL | 14.B3
XT0135:1 | JC | 0V | CLIP | --- | 14.B4 | XT0135:2 | A PANEL | 14.B4
XT0135:2 | JC | 0V | CLIP | --- | 14.B4 | XT0135:3 | A PANEL | 14.B4
XT0136:1 | JC | FU0139 | CLIP | --- | 15.A2 | XT0136:2 | A PANEL | 15.A2
XT0138:1 | JC | FU0136 | CLIP | --- | 14.A3 | XT0138:2 | A PANEL | 14.A3
XT0138:2 | JC | FU0136 | CLIP | --- | 14.A3 | XT0138:3 | A PANEL | 14.A3
XT0138:3 | JC | FU0136 | CLIP | --- | 14.A3 | XT0138:4 | A PANEL | 14.B3
XT0139:1 | JC | FU0137 | CLIP | --- | 14.A4 | XT0139:2 | A PANEL | 14.A4
XT0139:2 | JC | FU0137 | CLIP | --- | 14.A4 | XT0139:3 | A PANEL | 14.B4
XT9080:22 | JC | TE12602 | CLIP | --- | 53.B5 | XT9080:23 | A PANEL | 53.B5
AF0081:03 | SC | 008103 | WHT | 20 | 17.C7 | KA0130:14 | A PANEL | 17.D6
AF0081:04 | SC | SB047212 | WHT | 20 | 27.B7 | XT9081:6 | A PANEL | 27.B5
AF0081:07 | SC | SB75122 | WHT | 20 | 29.D7 | XT9080:7 | A PANEL | 29.D5
AF0081:19 | SC | UA1200J27 | WHT | 20 | 17.C7 | XT9080:2 | A PANEL | 17.D5
AF0081:35 | SC | 008135 | WHT | 20 | 17.C7 | KA0130:A1 | A PANEL | 17.C5
AF0081:36 | SC | SB047211 | WHT | 20 | 27.B7 | XT9081:5 | A PANEL | 27.B5
AF0081:39 | SC | SB75121 | WHT | 20 | 29.D7 | XT9080:6 | A PANEL | 29.D5
AF0081:COM | SC | AF0081N | WHT | 16 | 7.A2 | AF0082:COM | A PANEL | 7.B3
AF0081:COM | SC | AU0080N | WHT | 20 | 7.A2 | AU0080:COM | A PANEL | 7.A1
AF0081:J | SC | * |  |  | 7.A2 | AF0082:P | A PANEL | 7.B3
AF0081:V+ | SC | AF0081P | WHT | 16 | 7.A2 | AF0082:V+ | A PANEL | 7.B3
AF0081:V+ | SC | AU0080P | WHT | 20 | 7.A2 | AU0080:V+ | A PANEL | 7.A1
AF0082:00 | SC | PS31502 | WHT | 20 | 63.B7 | XT9081:34 | A PANEL | 63.B5
AF0082:01 | SC | KA013114 | WHT | 20 | 62.B7 | KA0131:14 | A PANEL | 15.D4
AF0082:05 | SC | LS31002 | WHT | 20 | 64.A7 | XT9081:36 | A PANEL | 64.A5
AF0082:06 | SC | LS31012 | WHT | 20 | 64.B7 | XT9081:38 | A PANEL | 64.B5
AF0082:11 | SC | SA047514 | WHT | 20 | 27.A7 | XT9081:4 | A PANEL | 27.B5
AF0082:12 | SC | SA047524 | WHT | 20 | 27.A7 | XT9081:2 | A PANEL | 27.A5
AF0082:32 | SC | PS31501 | WHT | 20 | 63.B7 | XT9081:33 | A PANEL | 63.B5
AF0082:37 | SC | LS31001 | WHT | 20 | 64.A7 | XT9081:35 | A PANEL | 64.A5
AF0082:38 | SC | LS31011 | WHT | 20 | 64.B7 | XT9081:37 | A PANEL | 64.B5
AF0082:43 | SC | SA047513 | WHT | 20 | 27.A7 | XT9081:3 | A PANEL | 27.A5
AF0082:44 | SC | SA047523 | WHT | 20 | 27.A7 | XT9081:1 | A PANEL | 27.A5
AF0082:COM | SC | AF0082N | WHT | 16 | 7.B3 | AF0083:COM | A PANEL | 7.B3
AF0082:J | SC | * |  |  | 7.B3 | AF0083:P | A PANEL | 7.B3
AF0082:V+ | SC | AF0082P | WHT | 16 | 7.B3 | AF0083:V+ | A PANEL | 7.B3
AF0083:COM | SC | AF0083N | WHT | 16 | 7.B3 | AF0084:COM | A PANEL | 7.B4
AF0083:J | SC | * |  |  | 7.B3 | AF0084:P | A PANEL | 7.B4
AF0083:SH | SC | AF0083G | GRN | 14 | 7.B3 | AF0084:SH | A PANEL | 7.B4
AF0083:SH | SC | AU0080G | GRN | 14 | 7.B3 | AU0080:GND | A PANEL | 7.A1
AF0083:V+ | SC | AF0083P | WHT | 16 | 7.B3 | AF0084:V+ | A PANEL | 7.B4
AF0084:COM | SC | AF0084N | WHT | 16 | 7.B4 | AF0085:COM | A PANEL | 7.B4
AF0084:J | SC | * |  |  | 7.B4 | AF0085:P | A PANEL | 7.B4
AF0084:SH | SC | AF0084G | GRN | 14 | 7.B4 | AF0085:SH | A PANEL | 7.B4
AF0084:V+ | SC | AF0084P | WHT | 16 | 7.B4 | AF0085:V+ | A PANEL | 7.B4
AF0085:COM | SC | AF0085N | WHT | 16 | 7.B4 | AF0086:COM | A PANEL | 7.B5
AF0085:J | SC | * |  |  | 7.B4 | AF0086:P | A PANEL | 7.B5
AF0085:SH | SC | AF0085G | GRN | 14 | 7.B4 | AF0086:SH | A PANEL | 7.B5
AF0085:V+ | SC | AF0085P | WHT | 16 | 7.B4 | AF0086:V+ | A PANEL | 7.B5
AF0086:COM | SC | AF0086N | WHT | 16 | 7.B5 | AF0087:COM | A PANEL | 7.B6
AF0086:J | SC | * |  |  | 7.B5 | AF0087:P | A PANEL | 7.B6
AF0086:V+ | SC | AF0086P | WHT | 16 | 7.B5 | AF0087:V+ | A PANEL | 7.B6
AF0087:11 | SC | KA013624 | WHT | 20 | 15.B4 | KA0136:24 | A PANEL | 15.B3
AF0087:43 | SC | KA013621 | WHT | 20 | 15.B4 | KA0136:21 | A PANEL | 15.B3
AF0091:03 | SC | PDS63113 | WHT | 20 | 73.B7 | XT9090:6 | A PANEL | 73.B5
AF0091:05 | SC | GD05253 | WHT | 20 | 13.A7 | XT9090:2 | A PANEL | 13.A2
AF0091:07 | SC | KA014114 | WHT | 20 | 15.C2 | KA0141:14 | A PANEL | 15.C2
AF0091:35 | SC | PDS63112 | WHT | 20 | 73.B7 | XT9090:5 | A PANEL | 73.B5
AF0091:37 | SC | GD05252 | WHT | 20 | 13.A7 | XT9090:1 | A PANEL | 13.A2
AF0091:39 | SC | KA014111 | WHT | 20 | 15.C2 | KA0141:11 | A PANEL | 15.C2
AF0091:COM | SC | AF0091N | WHT | 16 | 7.D2 | AF0094:COM | A PANEL | 7.D4
AF0091:COM | SC | AU0090N | WHT | 20 | 7.D2 | AU0090:COM | A PANEL | 7.C1
AF0091:J | SC | * |  |  | 7.D2 | AF0092:P | A PANEL | 7.D3
AF0091:V+ | SC | AF0091P | WHT | 14 | 7.D2 | AF0094:V+ | A PANEL | 7.D4
AF0091:V+ | SC | AU0090P | WHT | 20 | 7.D2 | AU0090:V+ | A PANEL | 7.C1
AF0092:02 | SC | KA0133A1 | WHT | 20 | 62.A7 | KA0133:A1 | A PANEL | 15.C6
AF0092:04 | SC | 009204 | WHT | 20 | 31.A6 | KA2160:A1 | A PANEL | 31.A5
AF0092:07 | SC | 009207 | WHT | 20 | 31.A6 | KA2161:A1 | A PANEL | 31.B5
AF0092:20 | SC | 009220 | WHT | 20 | 31.A6 | KA2160:A2 | A PANEL | 31.A5
AF0092:23 | SC | 009223 | WHT | 20 | 31.A6 | KA2161:A2 | A PANEL | 31.B5
AF0092:COM | SC | 0V | WHT | 14 | 7.D3 | XT0081:1 | A PANEL | 7.D1
AF0092:J | SC | * |  |  | 7.D3 | AF0093:P | A PANEL | 7.D3
AF0092:V+ | SC | FU0091 | WHT | 14 | 7.D3 | FU0091:LD | A PANEL | 7.D1
AF0093:12 | SC | 009312 | WHT | 20 | 28.B7 | PC0470:INP_A | A PANEL | 28.B5
AF0093:28 | SC | 009328 | WHT | 20 | 28.B7 | PC0470:-PWR | A PANEL | 28.B5
AF0093:44 | SC | 009344 | WHT | 20 | 28.B7 | PC0470:+PWR | A PANEL | 28.B5
AF0093:COM | SC | 0V | WHT | 14 | 7.D3 | XT0081:2 | A PANEL | 7.D1
AF0093:J | SC | * |  |  | 7.D3 | AF0094:P | A PANEL | 7.D4
AF0093:V+ | SC | FU0092 | WHT | 14 | 7.D3 | FU0092:LD | A PANEL | 7.D1
AF0094:00 | SC | 009400 | WHT | 20 | 13.B7 | XT0085:2 | A PANEL | 13.B6
AF0094:01 | SC | 0V | WHT | 20 | 13.B7 | XT0085:3 | A PANEL | 13.B6
AF0094:J | SC | * |  |  | 7.D4 | AF0095:P | A PANEL | 7.D4
AF0094:SH | SC | AF0094G | GRN | 14 | 7.D4 | AU0090:GND | A PANEL | 7.C1
AF0095:02 | SC | 009502 | WHT | 20 | 46.B7 | KA0221:14 | A PANEL | 46.B6
AF0095:18 | SC | SV21202 | WHT | 20 | 46.B7 | XT9090:4 | A PANEL | 46.B5
AF0095:COM | SC | 0V | WHT | 14 | 7.D4 | XT0081:2 | A PANEL | 7.D1
AF0095:V+ | SC | FU0093 | WHT | 14 | 7.D4 | FU0093:LD | A PANEL | 7.D1
AR0600:IE1 | SC | UV0600G | GRN | 14 | 4.A1 | UV0600:GND | A PANEL | 4.B2
AT0681:+ | SC | FU0681 | WHT | 16 | 4.C4 | FU0681:LD | A PANEL | 14.C5
AT0681:GND | SC | AT0681G | GRN/YEL | 16 | 4.C4 | FG0002:FRAME | A PANEL | 4.D3
AU0080:COM | SC | 0V | WHT | 14 | 7.A1 | XT0080:1 | A PANEL | 7.B1
AU0080:V+ | SC | FU0080 | WHT | 14 | 7.A1 | FU0080:LD | A PANEL | 7.B1
AU0090:COM | SC | 0V | WHT | 14 | 7.C1 | XT0081:1 | A PANEL | 7.D1
AU0090:V+ | SC | FU0090 | WHT | 14 | 7.C1 | FU0090:LD | A PANEL | 7.D1
XT9080:7 | SC | JP2 | VIO | 20 | 29.D5 | XT9080:6 | A PANEL | 29.D5
XT9080:9 | SC | JP10 | VIO | 20 | 29.D5 | XT9080:8 | A PANEL | 29.D5
F0200:GND | SC | PEG01301 | GRN/YEL | 12 | 13.B2 | PEG0130:1 | A PANEL | 13.B3
F0200:LD - | SC | 0V | WHT | 10 | 13.B2 | XT0012:3 | A PANEL | 13.B3
F0200:LD + | SC | 24V | WHT | 10 | 13.B2 | XT0012:1 | A PANEL | 13.B3
F0200:LI - | SC | 521NEG | WHT | 10 | 13.B2 | XT0013:1 | A PANEL | 13.B2
F0200:LI + | SC | FU0011LD | WHT | 10 | 13.B2 | FU0011:LD | A PANEL | 13.B2
FU0010:LD | SC | FU0010 | WHT | 14 | 14.A5 | UV0600:(+) | A PANEL | 4.B2
FU0010:LI | SC | FU0137 | WHT | 14 | 14.A5 | FU0139:LI | A PANEL | 14.A5
FU0010:LI | SC | FU0137 | WHT | 14 | 14.A5 | XT0139:1 | A PANEL | 14.A4
FU0011:LI | SC | FU0011LI | WHT | 10 | 13.B2 | XT0013:2 | A PANEL | 13.B2
FU0012:LD | SC | FU0012 | WHT | 12 | 13.B4 | XT9990:5 | A PANEL | 42.D5
FU0012:LI | SC | 24V | WHT | 12 | 13.B4 | FU0013:LI | A PANEL | 13.B4
FU0012:LI | SC | 24V | WHT | 12 | 13.B4 | XT0012:2 | A PANEL | 13.B3
FU0013:LD | SC | FU0013 | WHT | 12 | 13.B4 | XT9990:1 | A PANEL | 44.D5
FU0013:LI | SC | 24V | WHT | 12 | 13.B4 | FU0014:LI | A PANEL | 13.C4
FU0014:LI | SC | 24V | WHT | 12 | 13.C4 | FU0015:LI | A PANEL | 13.C4
FU0015:LI | SC | 24V | WHT | 12 | 13.C4 | FU0016:LI | A PANEL | 13.C4
FU0016:LI | SC | 24V | WHT | 12 | 13.C4 | FU0017:LI | A PANEL | 13.C4
FU0080:LI | SC | FU0137 | WHT | 14 | 7.B1 | XT0139:1 | A PANEL | 14.A4
FU0090:LI | SC | FU0137 | WHT | 14 | 7.D1 | XT0139:2 | A PANEL | 14.A4
FU0090:LI | SC | FU0137 | WHT | 14 | 7.D1 | FU0091:LI | A PANEL | 7.D1
FU0091:LI | SC | FU0137 | WHT | 14 | 7.D1 | FU0092:LI | A PANEL | 7.D1
FU0092:LI | SC | FU0137 | WHT | 14 | 7.D1 | FU0093:LI | A PANEL | 7.D1
FU0136:LD | SC | FU0136 | WHT | 10 | 14.A3 | XT0138:1 | A PANEL | 14.A3
FU0136:LI | SC | 24V | WHT | 10 | 14.A3 | XT0012:1 | A PANEL | 13.B3
FU0137:LD | SC | FU0137 | WHT | 12 | 14.A4 | XT0139:1 | A PANEL | 14.A4
FU0137:LI | SC | FU0136 | WHT | 12 | 14.A4 | XT0138:1 | A PANEL | 14.A3
FU0139:LD | SC | FU0139 | WHT | 14 | 14.A5 | XT0136:1 | A PANEL | 15.A2
GR0131: | SC | GR0131 | GRN/YEL | 14 | 3.A4 | FRAME | A PANEL | 3.A3
GR0132: | SC | GR0132 | GRN/YEL | 14 | 3.A4 | FRAME | A PANEL | 3.A3
KA0130:A1 | SC | 008135 | WHT | 20 | 17.C5 | KA0130:11 | A PANEL | 17.D6
KA0130:A2 | SC | UA1200J26 | WHT | 20 | 17.C5 | XT9080:1 | A PANEL | 17.C5
KA0131:12 | SC | KA013724 | WHT | 20 | 15.D4 | KA0137:24 | A PANEL | 15.D3
KA0131:14 | SC | KA013114 | WHT | 20 | 15.D4 | AF0092:06 | A PANEL | 62.A7
KA0131:A1 | SC | KA0231A1 | WHT | 20 | 15.B6 | KA0132:A1 | A PANEL | 15.B6
KA0131:A1 | SC | KA0231A1 | WHT | 20 | 15.B6 | XT0136:6 | A PANEL | 15.B5
KA0131:A2 | SC | 0V | WHT | 20 | 15.B6 | KA0132:A2 | A PANEL | 15.B6
KA0131:A2 | SC | 0V | WHT | 20 | 15.B6 | KT0145:A2 | A PANEL | 15.B6
KA0132:11 | SC | FU0139 | WHT | 20 | 15.A3 | KT0145:15 | A PANEL | 15.D2
KA0132:11 | SC | FU0139 | WHT | 20 | 15.A3 | KA0133:11 | A PANEL | 15.A3
KA0132:12 | SC | KT0141A1 | WHT | 20 | 15.A3 | KT0142:A1 | A PANEL | 15.A6
KA0132:12 | SC | KT0141A1 | WHT | 20 | 15.A3 | KA0133:12 | A PANEL | 15.A3
KA0132:21 | SC | KA0138A1 | WHT | 20 | 15.D4 | KA0138:A1 | A PANEL | 15.D6
KA0132:22 | SC | KA013222 | WHT | 20 | 15.D4 | KA0137:14 | A PANEL | 15.D3
KA0132:22 | SC | KA013222 | WHT | 20 | 15.D4 | KT0141:18 | A PANEL | 15.D2
KA0132:24 | SC | KA013224 | WHT | 20 | 15.D4 | KA0134:14 | A PANEL | 15.D3
KA0132:A1 | SC | KA0231A1 | WHT | 20 | 15.B6 | KA0141:A1 | A PANEL | 15.C6
KA0132:A2 | SC | 0V | WHT | 20 | 15.B6 | KA0141:A2 | A PANEL | 15.C6
KA0133:11 | SC | FU0139 | WHT | 20 | 15.A3 | KA0134:11 | A PANEL | 15.D3
KA0133:A2 | SC | 0V | WHT | 20 | 15.C6 | KA0134:A2 | A PANEL | 15.C6
KA0133:A2 | SC | 0V | WHT | 20 | 15.C6 | KA0141:A2 | A PANEL | 15.C6
KA0134:11 | SC | FU0139 | WHT | 20 | 15.D3 | KA0136:11 | A PANEL | 15.B4
KA0134:A1 | SC | FU0139 | WHT | 20 | 15.C6 | XT0136:2 | A PANEL | 15.A2
KA0134:A2 | SC | 0V | WHT | 20 | 15.C6 | KA0144:A2 | A PANEL | 15.C6
KA0136:11 | SC | FU0139 | WHT | 20 | 15.B4 | KA0137:21 | A PANEL | 15.D3
KA0136:14 | SC | KA013821 | WHT | 20 | 15.B4 | KA0138:21 | A PANEL | 15.B5
KA0136:A1 | SC | PS32002 | WHT | 20 | 15.D6 | XT9081:30 | A PANEL | 61.D5
KA0136:A2 | SC | 0V | WHT | 20 | 15.D6 | KA0137:A2 | A PANEL | 15.D6
KA0137:21 | SC | FU0139 | WHT | 20 | 15.D3 | KA0137:11 | A PANEL | 15.D3
KA0137:24 | SC | KA013724 | WHT | 20 | 15.D3 | AF0087:09 | A PANEL | 15.C4
KA0137:A1 | SC | KA0137A1 | WHT | 20 | 15.D6 | KT0142:18 | A PANEL | 15.D2
KA0137:A2 | SC | 0V | WHT | 20 | 15.D6 | KA0138:A2 | A PANEL | 15.D6
KA0138:24 | SC | KT0144B1 | WHT | 20 | 15.B5 | KT0144:B1 | A PANEL | 15.B6
KA0141:21 | SC | KT0146A1 | WHT | 20 | 15.B2 | KT0146:A1 | A PANEL | 15.B2
KA0141:24 | SC | FU0139 | WHT | 20 | 15.B2 | XT0136:2 | A PANEL | 15.A2
KT0140:15 | SC | FU0139 | WHT | 20 | 15.A2 | XT0136:2 | A PANEL | 15.A2
KT0140:15 | SC | FU0139 | WHT | 20 | 15.D1 | KT0142:15 | A PANEL | 15.D2
KT0140:16 | SC | KT014115 | WHT | 20 | 15.D1 | KT0141:15 | A PANEL | 15.D2
KT0140:18 | SC | KT0143A1 | WHT | 20 | 15.A2 | KT0143:A1 | A PANEL | 15.A6
KT0140:A1 | SC | KT0140A1 | WHT | 20 | 15.A6 | KT0143:16 | A PANEL | 15.A5
KT0140:A2 | SC | 0V | WHT | 20 | 15.A6 | KT0141:A2 | A PANEL | 15.A6
KT0140:A2 | SC | 0V | WHT | 20 | 15.A6 | XT0136:3 | A PANEL | 15.A2
KT0141:18 | SC | KA013222 | WHT | 20 | 15.D2 | KT0144:18 | A PANEL | 15.D2
KT0141:A1 | SC | KT0141A1 | WHT | 20 | 15.A6 | KT0143:15 | A PANEL | 15.A5
KT0141:A1 | SC | KT0141A1 | WHT | 20 | 15.A6 | KT0142:A1 | A PANEL | 15.A6
KT0141:A2 | SC | 0V | WHT | 20 | 15.A6 | KT0142:A2 | A PANEL | 15.A6
KT0142:15 | SC | FU0139 | WHT | 20 | 15.D2 | KT0144:A1 | A PANEL | 15.B6
KT0142:18 | SC | KA0137A1 | WHT | 20 | 15.D2 | KT0145:18 | A PANEL | 15.D2
KT0142:A2 | SC | 0V | WHT | 20 | 15.A6 | KT0143:A2 | A PANEL | 15.A6
KT0143:A2 | SC | 0V | WHT | 20 | 15.A6 | KT0144:A2 | A PANEL | 15.B6
KT0144:15 | SC | FU0139 | WHT | 20 | 15.D2 | KT0144:A1 | A PANEL | 15.B6
KT0144:15 | SC | FU0139 | WHT | 20 | 15.D2 | KT0145:15 | A PANEL | 15.D2
KT0144:A2 | SC | 0V | WHT | 20 | 15.B6 | KT0145:A2 | A PANEL | 15.B6
PC0470:INP_A | SC | 009312 | WHT | 20 | 28.B5 | PC0470:INP_B | A PANEL | 28.B5
PEG0130:3 | SC | 0V | GRN/YEL | 12 | 14.B4 | XT0135:3 | A PANEL | 14.B4
RR0604A:-150 OHM^1/2 WATT | SC | AP06041 | LEAD | --- | 4.D3 | AT0681:1 | A PANEL | 4.C4
RR0604A:-150 OHM^1/2 WATT | SC | AP06042 | LEAD | --- | 4.D3 | AT0681:2 | A PANEL | 4.C4
RR0851: -3.01K OHM | SC | FU0137 | LEAD | --- | 13.A6 | XT0085:1 | A PANEL | 13.A6
RR0851: -3.01K OHM | SC | 009400 | LEAD | --- | 13.A6 | XT0085:2 | A PANEL | 13.B6
RR0852: -1.0K OHM | SC | 0V | LEAD | --- | 13.B6 | XT0085:3 | A PANEL | 13.B6
RR0852: -1.0K OHM | SC | 009400 | LEAD | --- | 13.B6 | XT0085:2 | A PANEL | 13.B6
UV0600:(-) | SC | 0V | WHT | 14 | 4.B2 | XT0135:1 | A PANEL | 14.B4
XT0012:3 | SC | 0V | WHT | 10 | 13.B3 | XT0134:1 | A PANEL | 14.B3
XT0012:4 | SC | 0V | WHT | 12 | 13.B3 | XT0011:1 | A PANEL | 13.C4
XT0080:1 | SC | 0V | WHT | 14 | 7.B1 | XT0135:2 | A PANEL | 14.B4
XT0085:1 | SC | FU0137 | WHT | 20 | 13.A6 | XT0139:3 | A PANEL | 14.B4
XT0085:3 | SC | 0V | WHT | 20 | 13.B6 | XT0135:3 | A PANEL | 14.B4
XT0135:1 | SC | 0V | WHT | 12 | 14.B4 | XT0134:1 | A PANEL | 14.B3
XT0135:1 | SC | 0V | WHT | 14 | 14.B4 | XT0136:3 | A PANEL | 15.A2
XT0135:2 | SC | 0V | WHT | 14 | 14.B4 | XT0081:1 | A PANEL | 7.D1
XT9081:29 | SC | FU0139 | WHT | 20 | 61.D5 | XT0136:1 | A PANEL | 15.A2
XT9990:3 | SC | 0V | WHT | 12 | 44.D5 | XT0011:2 | A PANEL | 13.C4
XT9990:4 | SC | 0V | WHT | 12 | 44.D5 | XT0011:3 | A PANEL | 13.C4
XT9990:7 | SC | 0V | WHT | 12 | 42.D5 | XT0011:1 | A PANEL | 13.C4
XT9990:8 | SC | 0V | WHT | 12 | 42.D5 | XT0011:2 | A PANEL | 13.C4
AP0602:L2 | WC0001 | AP0602L2 | ENET | CABLE | 4.A3 | AP0603:L1 | A PANEL | 4.A3
AP0603:L2 | WC0003 | AP0603L2 | ENET | CABLE | 4.A3 | AU0090:L2 | A PANEL | 7.C1
AU0080:L1 | WC0009 | AU0080L1 | ENET | CABLE | 7.A1 | AU0090:L1 | A PANEL | 7.C1
AP0604:L1 | WC0681 | * | ENET | CABLE | 4.D5 | AT0681:ENET | A PANEL | 4.C4
AF0084:17 | WC2126 | TE32001 | RED | 20 | 61.A7 | XT9081:19 | A PANEL | 61.A5
AF0084:01 | WC2126 | TE32002 | WHT | 20 | 61.A7 | XT9081:20 | A PANEL | 61.A5
AF0084:00 | WC2126 | TE32003 | BLK | 20 | 61.A7 | XT9081:21 | A PANEL | 61.A5
AF0084:48 | WC2126 | TE3200S | SH | 20 | 61.A7 | XT9081:22 | A PANEL | 61.A5
AF0084:19 | WC2127 | TE31001 | RED | 20 | 66.A7 | XT9081:39 | A PANEL | 66.A5
AF0084:03 | WC2127 | TE31002 | WHT | 20 | 66.A7 | XT9081:40 | A PANEL | 66.B5
AF0084:02 | WC2127 | TE31003 | BLK | 20 | 66.A7 | XT9081:41 | A PANEL | 66.B5
AF0084:50 | WC2127 | TE3100S | SH | 20 | 66.A7 | XT9081:42 | A PANEL | 66.B5
AF0083:19 | WC2154 | TE12602 | RED | 20 | 53.B7 | XT9080:22 | A PANEL | 53.B5
AF0083:03 | WC2154 | TE12602 | WHT | 20 | 53.B7 | XT9080:23 | A PANEL | 53.B5
AF0083:02 | WC2154 | TE12603 | BLK | 20 | 53.B7 | XT9080:24 | A PANEL | 53.B5
AF0083:50 | WC2154 | TE1260S | SH | 20 | 53.B7 | XT9080:25 | A PANEL | 53.B5
AF0083:27 | WC2180 | TE11101 | RED | 20 | 36.A7 | XT9081:15 | A PANEL | 36.A5
AF0083:11 | WC2180 | TE11102 | WHT | 20 | 36.A7 | XT9081:16 | A PANEL | 36.A5
AF0083:10 | WC2180 | TE11103 | BLK | 20 | 36.A7 | XT9081:17 | A PANEL | 36.A5
AF0083:58 | WC2180 | TE1110S | SH | 20 | 36.A7 | XT9081:18 | A PANEL | 36.A5
AF0084:21 | WC2250 | TE11201 | RED | 20 | 38.A6 | XT9080:10 | A PANEL | 38.A5
AF0084:05 | WC2250 | TE11202 | WHT | 20 | 38.A6 | XT9080:11 | A PANEL | 38.A5
AF0084:04 | WC2250 | TE11203 | BLK | 20 | 38.A6 | XT9080:12 | A PANEL | 38.A5
AF0084:52 | WC2250 | TE1120S | SH | 20 | 38.A6 | XT9080:13 | A PANEL | 38.A5
AF0084:23 | WC2251 | TE11211 | RED | 20 | 38.B6 | XT9080:14 | A PANEL | 38.B5
AF0084:07 | WC2251 | TE11212 | WHT | 20 | 38.B6 | XT9080:15 | A PANEL | 38.B5
AF0084:06 | WC2251 | TE11213 | BLK | 20 | 38.B6 | XT9080:16 | A PANEL | 38.B5
AF0084:54 | WC2251 | TE1121S | SH | 20 | 38.B6 | XT9080:17 | A PANEL | 38.B5
AF0084:25 | WC2252 | TE11221 | RED | 20 | 38.B6 | XT9080:18 | A PANEL | 38.B5
AF0084:09 | WC2252 | TE11222 | WHT | 20 | 38.B6 | XT9080:19 | A PANEL | 38.B5
AF0084:08 | WC2252 | TE11223 | BLK | 20 | 38.B6 | XT9080:20 | A PANEL | 38.B5
AF0084:56 | WC2252 | TE1122S | SH | 20 | 38.B6 | XT9080:21 | A PANEL | 38.C5
AF0085:38 | WC4112 | PT32001 | RED | 20 | 61.C7 | XT9081:26 | A PANEL | 61.C5
AF0085:06 | WC4112 | PT32002 | BLK | 20 | 61.C7 | XT9081:27 | A PANEL | 61.C5
AF0085:54 | WC4112 | PT3200S | SH | 20 | 61.C7 | XT9081:28 | A PANEL | 61.C5
AF0085:40 | WC4619 | PDT31001 | RED | 20 | 67.A7 | XT9081:43 | A PANEL | 67.A5
AF0085:08 | WC4619 | PDT31002 | BLK | 20 | 67.A7 | XT9081:44 | A PANEL | 67.B5
AF0085:56 | WC4619 | PDT3100S | SH | 20 | 67.A7 | XT9081:45 | A PANEL | 67.B5
AF0085:44 | WC4623 | PDT32401 | RED | 20 | 61.B7 | XT9081:23 | A PANEL | 61.B5
AF0085:12 | WC4623 | PDT32402 | BLK | 20 | 61.B7 | XT9081:24 | A PANEL | 61.B5
AF0085:60 | WC4623 | PDT3240S | SH | 20 | 61.B7 | XT9081:25 | A PANEL | 61.B5
AF0081:00 | SC | UA1200J21 | WHT | 20 | 16.A7 | KA0241:11 | B PANEL | 16.A5
AF0081:01 | SC | KA024314 | WHT | 20 | 16.B7 | KA0243:14 | B PANEL | 16.B6
AF0081:02 | SC | KA024524 | WHT | 20 | 16.B7 | KA0245:24 | B PANEL | 16.B6
AF0081:08 | SC | KA024214 | WHT | 20 | 16.C7 | KA0242:14 | B PANEL | 16.C6
AF0081:09 | SC | KA023924 | WHT | 20 | 16.A7 | KA0239:24 | B PANEL | 16.B6
AF0081:33 | SC | KA024311 | WHT | 20 | 16.B7 | KA0243:11 | B PANEL | 16.B6
AF0081:34 | SC | KA024521 | WHT | 20 | 16.B7 | KA0245:21 | B PANEL | 16.B6
AF0081:41 | SC | KA023921 | WHT | 20 | 16.A7 | KA0239:21 | B PANEL | 16.B6
AF0086:SH | SC | IEG023011 | GRN | 14 | 7.B5 | IEG0230:11 | B PANEL | 7.B6
AF0094:SH | SC | IEG02302 | GRN | 14 | 7.D4 | IEG0230:2 | B PANEL | 7.D5
AR0600:IE2 | SC | IEG02301 | GRN | 12 | 4.A1 | IEG0230:1 | B PANEL | 4.B6
AT0681:- | SC | 0V | WHT | 16 | 4.C4 | XT0235:2 | B PANEL | 14.D4
FU0016:LD | SC | FU0016 | WHT | 14 | 13.C4 | KA0237:14 | B PANEL | 42.D6
FU0017:LD | SC | FU0017 | WHT | 14 | 13.C4 | KA0237:24 | B PANEL | 44.D6
FU0681:LI | SC | FU0210 | WHT | 14 | 14.C5 | XT0233:2 | B PANEL | 14.C4
GR0133: | SC | IEG02303 | GRN | 14 | 3.A4 | IEG0230:3 | B PANEL | 3.A4
GR0134: | SC | IEG02309 | GRN | 14 | 3.A4 | IEG0230:9 | B PANEL | 3.A4
KA0141:21 | SC | KT0146A1 | WHT | 20 | 15.B2 | KA0241:21 | B PANEL | 15.B2
KA0141:24 | SC | FU0139 | WHT | 20 | 15.B2 | KA0241:24 | B PANEL | 15.B2
KA0221:11 | SC | KA023524 | WHT | 20 | 46.B6 | KA0235:24 | B PANEL | 46.B5
KA0221:A1 | SC | 007602 | WHT | 20 | 46.B6 | AF0076:02 | B PANEL | 46.B7
KA0221:A2 | SC | 007618 | WHT | 20 | 46.B6 | AF0076:18 | B PANEL | 46.B7
KT0145:A1 | SC | KA024412 | WHT | 20 | 15.B6 | KA0244:12 | B PANEL | 16.D4
KT0146:15 | SC | KT014615 | WHT | 20 | 16.C6 | AF0076:10 | B PANEL | 16.C7
KT0146:18 | SC | KA024214 | WHT | 20 | 16.C6 | KA0231:14 | B PANEL | 16.C6
KT0146:A2 | SC | KT0146A2 | WHT | 20 | 15.B2 | AF0076:29 | B PANEL | 15.B2
KT0146:B1 | SC | KT0146B1 | WHT | 20 | 15.B2 | AF0076:13 | B PANEL | 15.B2
XT0134:4 | SC | 0V | WHT | 12 | 14.B3 | XT0235:1 | B PANEL | 14.D4
XT0135:1 | SC | 0V | WHT | 14 | 14.B4 | KA1020:24 | B PANEL | 33.A5
XT0136:1 | SC | FU0139 | WHT | 20 | 15.A2 | XT0240:11 | B PANEL | 16.C4
XT0136:3 | SC | 0V | WHT | 20 | 15.A2 | XT0240:9 | B PANEL | 16.D3
XT0136:6 | SC | KA0231A1 | WHT | 20 | 15.B5 | KA0242:11 | B PANEL | 16.C6
XT0138:4 | SC | FU0136 | WHT | 12 | 14.B3 | FU0210:LI | B PANEL | 14.C4
XT0139:3 | SC | FU0137 | WHT | 14 | 14.B4 | FU0211:LI | B PANEL | 14.B4
XT0139:4 | SC | ESTOP | WHT | 20 | 16.B3 | XT0240:4 | B PANEL | 16.A3
XT9080:3 | SC | UA1200J21 | WHT | 20 | 17.D5 | XT0060:3 | B PANEL | 17.D5
XT9080:4 | SC | FU0212 | WHT | 20 | 17.D5 | XT0233:4 | B PANEL | 17.D5
XT9080:5 | SC | 0V | WHT | 20 | 17.D5 | XT0235:4 | B PANEL | 17.D5
XT9080:8 | SC | ESTOPB | WHT | 20 | 29.D5 | XT0240:2 | B PANEL | 16.A3
XT9080:9 | SC | ESTOPC | WHT | 20 | 29.D5 | XT0240:1 | B PANEL | 16.A3
XT9081:31 | SC | PS32004 | WHT | 20 | 61.D5 | KA0240:11 | B PANEL | 61.D6
XT9081:7 | SC | ESTOPA | WHT | 20 | 27.B5 | XT0240:3 | B PANEL | 16.A3
XT9081:8 | SC | ESTOP | WHT | 20 | 27.C5 | XT0240:4 | B PANEL | 16.A3
XT9090:3 | SC | SV21201 | WHT | 20 | 46.B5 | KA0235:21 | B PANEL | 46.B5
XT9990:2 | SC | FCE214019 | WHT | 12 | 44.D5 | XT0240:14 | B PANEL | 44.D5
XT9990:6 | SC | FCE213019 | WHT | 12 | 42.D5 | XT0240:13 | B PANEL | 42.D5
AU0080:L2 | WC0008 | AU0080L2 | ENET | CABLE | 7.A1 | AU0070:L1 | B PANEL | 8.A2
AF0092:08 | SC | 009208 | WHT | 20 | 65.A7 | KA3103:A1 | GENERATOR PANEL | 65.A5
AF0092:24 | SC | 009224 | WHT | 20 | 65.A7 | KA3103:A2 | GENERATOR PANEL | 65.A5
KA0131:11 | SC | KA0135A1 | WHT | 20 | 15.D4 | KA0135:A1 | GENERATOR PANEL | 15.D6
KA0136:A2 | SC | 0V | WHT | 20 | 15.D6 | KA0135:A2 | GENERATOR PANEL | 15.D6
KA0144:A1 | SC | KA0135A1 | WHT | 20 | 15.C6 | KA0135:A1 | GENERATOR PANEL | 15.D6
KA0144:A2 | SC | 0V | WHT | 20 | 15.C6 | KA0135:A2 | GENERATOR PANEL | 15.D6
PEG0130:5 | SC | PEG0140G | GRN/YEL | 8 | 3.B2 | PEG0140:0 | GENERATOR PANEL | 3.B2
XT0134:3 | SC | 0V | WHT | 14 | 14.B3 | XT0334:1 | GENERATOR PANEL | 20.C2
XT0136:6 | SC | KA0231A1 | WHT | 20 | 15.B5 | XT0334:2 | GENERATOR PANEL | 20.C2
XT0138:3 | SC | FU0136 | WHT | 14 | 14.A3 | XT0332:1 | GENERATOR PANEL | 20.B2
XT0139:4 | SC | ESTOP | WHT | 20 | 16.B3 | XT0336:1 | GENERATOR PANEL | 20.C4
XT0134:2 | SC | 0V | WHT | 12 | 14.B3 | XT0560:2 | PWR DISTRIBUTION RAIL | 9.B2
XT0138:2 | SC | FU0136 | WHT | 12 | 14.A3 | XT0560:1 | PWR DISTRIBUTION RAIL | 9.A2
AP0609:L1 | WC0680 | AT0680LAN1 | ENET | CABLE | 4.A6 | AT0680:LAN1 | PWR DISTRIBUTION RAIL | 6.B4
AF0081:05 | SC | TCP18B2 | WHT | 20 | 11.D6 | SB0400:B2-12 | TCP | 11.D5
AF0081:37 | SC | TCP18B1 | WHT | 20 | 11.D6 | SB0400:B2-11 | TCP | 11.D5
SolarTools ver. 24.0.84.24712 (Jul 31, 2025)
Report date: 3/11/2026 8:17 AM

## B PANEL
B PANEL
CONTROL CONSOLE
Project # | J0960
Project Name | TITAN TIRE
Revision | A.2
Controls DE | A.DOMINGUEZ
Phone: | 0
Controls ME | N.CARPENTER
Phone:
From | [5 empty] | To
Device ID | Cable (W) Conductor (SC) Jumper Clip (JC) | Wire No. | Wire ID | Gauge/Size | Page/Zone | Device ID | Location | Page/Zone
XT0060:1 | JC | 0V | CLIP | --- | 8.D1 | XT0060:2 | B PANEL | 8.D1
XT0233:1 | JC | FU0210 | CLIP | --- | 14.C4 | XT0233:2 | B PANEL | 14.C4
XT0233:2 | JC | FU0210 | CLIP | --- | 14.C4 | XT0233:3 | B PANEL | 14.C4
XT0235:1 | JC | 0V | CLIP | --- | 14.D4 | XT0235:2 | B PANEL | 14.D4
XT0235:2 | JC | 0V | CLIP | --- | 14.D4 | XT0235:3 | B PANEL | 14.D4
XT0240:10 | JC | FU0139 | CLIP | --- | 16.C4 | XT0240:11 | B PANEL | 16.C4
XT0240:8 | JC | 0V | CLIP | --- | 16.D3 | XT0240:9 | B PANEL | 16.D3
AF0061:COM | SC | 0V | WHT | 14 | 8.C2 | XT0060:2 | B PANEL | 8.D1
AF0061:J | SC | * |  |  | 8.C2 | AF0062:P | B PANEL | 8.C3
AF0061:V+ | SC | FU0061 | WHT | 14 | 8.C2 | FU0061:LD | B PANEL | 8.D1
AF0062:00 | SC | 006200 | WHT | 20 | 47.B7 | KA0222:14 | B PANEL | 47.B6
AF0062:08 | SC | 006208 | WHT | 20 | 34.A7 | KA0233:24 | B PANEL | 34.A5
AF0062:16 | SC | SV21242 | WHT | 20 | 47.B7 | XT9060:37 | B PANEL | 47.B5
AF0062:24 | SC | SV14202 | WHT | 20 | 34.A7 | XT9060:9 | B PANEL | 34.A5
AF0062:COM | SC | 0V | WHT | 14 | 8.C3 | XT0060:2 | B PANEL | 8.D1
AF0062:J | SC | * |  |  | 8.C3 | AF0063:P | B PANEL | 8.C3
AF0062:V+ | SC | FU0062 | WHT | 14 | 8.C3 | FU0062:LD | B PANEL | 8.D1
AF0063:00 | SC | PS72002 | WHT | 20 | 76.A7 | XT9061:29 | B PANEL | 76.A5
AF0063:01 | SC | PS73002 | WHT | 20 | 76.C7 | XT9061:34 | B PANEL | 76.C5
AF0063:02 | SC | FCE213032 | WHT | 20 | 42.D7 | XT9060:35 | B PANEL | 42.D5
AF0063:04 | SC | FCE214032 | WHT | 20 | 44.D7 | XT9061:11 | B PANEL | 44.D5
AF0063:05 | SC | KA9985NO | WHT | 20 | 29.D7 | XT9061:2 | B PANEL | 29.D5
AF0063:15 | SC | PDS63103 | WHT | 20 | 73.A7 | XT9060:40 | B PANEL | 73.A5
AF0063:32 | SC | PS72001 | WHT | 20 | 76.A7 | XT9061:28 | B PANEL | 76.A5
AF0063:33 | SC | PS73001 | WHT | 20 | 76.C7 | XT9061:33 | B PANEL | 76.C5
AF0063:34 | SC | FCE213031 | WHT | 20 | 42.D7 | XT9060:34 | B PANEL | 42.D5
AF0063:36 | SC | FCE214031 | WHT | 20 | 44.D7 | XT9061:10 | B PANEL | 44.D5
AF0063:37 | SC | KA9985C | WHT | 20 | 29.D7 | XT9061:1 | B PANEL | 29.D5
AF0063:47 | SC | PDS63102 | WHT | 20 | 73.A7 | XT9060:38 | B PANEL | 73.A5
AF0063:COM | SC | AF0063N | WHT | 16 | 8.C3 | AF0064:COM | B PANEL | 8.C4
AF0063:COM | SC | AU0060N | WHT | 16 | 8.C3 | AU0060:COM | B PANEL | 8.C2
AF0063:J | SC | * |  |  | 8.C3 | AF0064:P | B PANEL | 8.C4
AF0063:V+ | SC | AF0063P | WHT | 16 | 8.C3 | AF0064:V+ | B PANEL | 8.C4
AF0063:V+ | SC | AU0060P | WHT | 16 | 8.C3 | AU0060:V+ | B PANEL | 8.C2
AF0064:COM | SC | AF0064N | WHT | 16 | 8.C4 | AF0065:COM | B PANEL | 8.C5
AF0064:J | SC | * |  |  | 8.C4 | AF0065:P | B PANEL | 8.C5
AF0064:SH | SC | AF0064G | GRN | 14 | 8.C4 | AF0065:SH | B PANEL | 8.C5
AF0064:SH | SC | AU0060G | GRN | 14 | 8.C4 | AU0060:GND | B PANEL | 8.C2
AF0064:V+ | SC | AF0064P | WHT | 16 | 8.C4 | AF0065:V+ | B PANEL | 8.C5
AF0065:COM | SC | AF0065N | WHT | 16 | 8.C5 | AF0068:COM | B PANEL | 8.C6
AF0065:J | SC | * |  |  | 8.C5 | AF0066:P | B PANEL | 8.C5
AF0065:SH | SC | AF0065G | GRN | 14 | 8.C5 | AF0066:SH | B PANEL | 8.C5
AF0065:V+ | SC | AF0065P | WHT | 16 | 8.C5 | AF0068:V+ | B PANEL | 8.C6
AF0066:COM | SC | 0V | WHT | 14 | 8.C5 | XT0060:2 | B PANEL | 8.D1
AF0066:J | SC | * |  |  | 8.C5 | AF0067:P | B PANEL | 8.C6
AF0066:SH | SC | AF0066G | GRN | 14 | 8.C5 | AF0068:SH | B PANEL | 8.C6
AF0066:V+ | SC | FU0063 | WHT | 16 | 8.C5 | FU0063:LD | B PANEL | 8.D1
AF0067:00 | SC | SV21501 | WHT | 20 | 50.C7 | XT9061:26 | B PANEL | 50.C5
AF0067:04 | SC | SV21211 | WHT | 20 | 49.C7 | XT9061:24 | B PANEL | 49.C5
AF0067:08 | SC | SV17201 | WHT | 20 | 40.C7 | XT9060:29 | B PANEL | 40.C5
AF0067:16 | SC | SV21502 | WHT | 20 | 50.C7 | XT9061:27 | B PANEL | 50.C5
AF0067:20 | SC | SV21212 | WHT | 20 | 49.C7 | XT9061:25 | B PANEL | 49.C5
AF0067:24 | SC | SV17202 | WHT | 20 | 40.C7 | XT9060:30 | B PANEL | 40.C5
AF0067:COM | SC | 0V | WHT | 14 | 8.C6 | XT0060:2 | B PANEL | 8.D1
AF0067:J | SC | * |  |  | 8.C6 | AF0068:P | B PANEL | 8.C6
AF0067:V+ | SC | FU0064 | WHT | 16 | 8.C6 | FU0064:LD | B PANEL | 8.D1
AF0068:SH | SC | AF0068SH | GRN | 14 | 8.C6 | IEG0230:4 | B PANEL | 8.D7
AF0071:COM | SC | AF0071N | WHT | 16 | 8.B2 | AF0072:COM | B PANEL | 8.A3
AF0071:COM | SC | AU0070N | WHT | 16 | 8.B2 | AU0070:COM | B PANEL | 8.A2
AF0071:J | SC | * |  |  | 8.B2 | AF0072:P | B PANEL | 8.A3
AF0071:SH | SC | AF0071G | GRN | 14 | 8.B2 | AF0072:SH | B PANEL | 8.A3
AF0071:SH | SC | AU0070G | GRN | 14 | 8.B2 | AU0070:GND | B PANEL | 8.A2
AF0071:V+ | SC | AF0071P | WHT | 16 | 8.B2 | AF0072:V+ | B PANEL | 8.A3
AF0071:V+ | SC | AU0070P | WHT | 16 | 8.B2 | AU0070:V+ | B PANEL | 8.A2
AF0072:COM | SC | AF0072N | WHT | 16 | 8.A3 | AF0073:COM | B PANEL | 8.B3
AF0072:J | SC | * |  |  | 8.A3 | AF0073:P | B PANEL | 8.B3
AF0072:SH | SC | AF0072G | GRN | 14 | 8.A3 | AF0073:SH | B PANEL | 8.B3
AF0072:V+ | SC | AF0072P | WHT | 16 | 8.A3 | AF0073:V+ | B PANEL | 8.B3
AF0073:COM | SC | AF0073N | WHT | 16 | 8.B3 | AF0074:COM | B PANEL | 8.B4
AF0073:J | SC | * |  |  | 8.B3 | AF0074:P | B PANEL | 8.B4
AF0073:SH | SC | AF0073G | GRN | 14 | 8.B3 | AF0074:SH | B PANEL | 8.B4
AF0073:V+ | SC | AF0073P | WHT | 16 | 8.B3 | AF0074:V+ | B PANEL | 8.B4
AF0074:COM | SC | AF0074N | WHT | 16 | 8.B4 | AF0075:COM | B PANEL | 8.A5
AF0074:J | SC | * |  |  | 8.B4 | AF0075:P | B PANEL | 8.A5
AF0074:SH | SC | AF0074G | GRN | 14 | 8.B4 | AF0075:SH | B PANEL | 8.A5
AF0074:V+ | SC | AF0074P | WHT | 16 | 8.B4 | AF0075:V+ | B PANEL | 8.A5
AF0075:COM | SC | AF0075N | WHT | 16 | 8.A5 | AF0077:COM | B PANEL | 8.B6
AF0075:J | SC | * |  |  | 8.A5 | AF0076:P | B PANEL | 8.A5
AF0075:SH | SC | AF0075G | GRN | 14 | 8.A5 | AF0077:SH | B PANEL | 8.B6
AF0075:V+ | SC | AF0075P | WHT | 16 | 8.A5 | AF0077:V+ | B PANEL | 8.B6
AF0076:00 | SC | 007600 | WHT | 20 | 42.C7 | KA0217:A1 | B PANEL | 42.C5
AF0076:01 | SC | 007601 | WHT | 20 | 44.C7 | KA0214:A1 | B PANEL | 44.C5
AF0076:04 | SC | 007604 | WHT | 20 | 47.B7 | KA0222:A1 | B PANEL | 47.B6
AF0076:08 | SC | 007608 | WHT | 20 | 28.A7 | KA1020:A1 | B PANEL | 28.A5
AF0076:11 | SC | UA1200J14 | WHT | 20 | 17.C7 | XT9070:1 | B PANEL | 17.C5
AF0076:12 | SC | 007612 | WHT | 20 | 17.C7 | XT0237:1 B2 | B PANEL | 17.C5
AF0076:16 | SC | 007616 | WHT | 20 | 42.C7 | KA0217:A2 | B PANEL | 42.C5
AF0076:17 | SC | 007617 | WHT | 20 | 44.C7 | KA0214:A2 | B PANEL | 44.C5
AF0076:20 | SC | 007620 | WHT | 20 | 47.B7 | KA0222:A2 | B PANEL | 47.B6
AF0076:24 | SC | 007624 | WHT | 20 | 28.A7 | KA1020:A2 | B PANEL | 28.A5
AF0076:26 | SC | KA0231A2 | WHT | 20 | 16.C7 | KA0231:A2 | B PANEL | 16.C6
AF0076:COM | SC | 0V | WHT | 14 | 8.A5 | XT0070:1 | B PANEL | 8.B1
AF0076:J | SC | * |  |  | 8.A5 | AF0077:P | B PANEL | 8.B6
AF0076:V+ | SC | FU0071 | WHT | 16 | 8.A5 | FU0071:LD | B PANEL | 8.B1
AF0077:SH | SC | IEG02305 | GRN | 14 | 8.B6 | IEG0230:5 | B PANEL | 8.B7
AU0060:COM | SC | 0V | WHT | 14 | 8.C2 | XT0060:1 | B PANEL | 8.D1
AU0060:V+ | SC | FU0060 | WHT | 14 | 8.C2 | FU0060:LD | B PANEL | 8.C1
AU0070:COM | SC | 0V | WHT | 14 | 8.A2 | XT0070:1 | B PANEL | 8.B1
AU0070:V+ | SC | FU0070 | WHT | 16 | 8.A2 | FU0070:LD | B PANEL | 8.B1
FU0060:LI | SC | FU0210 | WHT | 14 | 8.C1 | XT0233:1 | B PANEL | 14.C4
FU0060:LI | SC | FU0210 | WHT | 14 | 8.C1 | FU0061:LI | B PANEL | 8.D1
FU0061:LI | SC | FU0210 | WHT | 14 | 8.D1 | FU0062:LI | B PANEL | 8.D1
FU0062:LI | SC | FU0210 | WHT | 14 | 8.D1 | FU0063:LI | B PANEL | 8.D1
FU0063:LI | SC | FU0210 | WHT | 14 | 8.D1 | FU0064:LI | B PANEL | 8.D1
FU0070:LI | SC | FU0210 | WHT | 14 | 8.B1 | XT0233:2 | B PANEL | 14.C4
FU0070:LI | SC | FU0210 | WHT | 14 | 8.B1 | FU0071:LI | B PANEL | 8.B1
FU0210:LD | SC | FU0210 | WHT | 12 | 14.C4 | XT0233:1 | B PANEL | 14.C4
FU0211:LD | SC | FU0211 | WHT | 14 | 14.B4 | KA1020:14 | B PANEL | 33.A5
FU0212:LD | SC | FU0212 | WHT | 16 | 14.C5 | KA0248:11 | B PANEL | 17.C6
FU0212:LD | SC | FU0212 | WHT | 16 | 14.C5 | XT0233:4 | B PANEL | 17.D5
FU0212:LI | SC | FU0210 | WHT | 14 | 14.C5 | XT0233:1 | B PANEL | 14.C4
GR0231: | SC | IEG02306 | GRN | 14 | 3.B4 | IEG0230:6 | B PANEL | 3.B3
GR0232: | SC | GR0232 | GRN/YEL | 14 | 3.B4 | FRAME | B PANEL | 3.B3
GR0233: | SC | GR0233 | GRN | 14 | 8.B6 | IEG0230:12 | B PANEL | 8.B7
GR0234: | SC | GR0234 | GRN/YEL | 14 | 3.B4 | FRAME | B PANEL | 3.B4
IEG0010:1 | SC | IEG0230G | GRN | 8 | 3.B2 | IEG0230:0 | B PANEL | 3.B2
KA0214:11 | SC | FCE214019 | WHT | 14 | 44.D5 | XT0240:14 | B PANEL | 44.D5
KA0214:14 | SC | KA021414 | WHT | 14 | 44.D5 | KA0237:21 | B PANEL | 44.D6
KA0217:11 | SC | FCE213019 | WHT | 14 | 42.D5 | XT0240:13 | B PANEL | 42.D5
KA0217:14 | SC | KA021714 | WHT | 14 | 42.D5 | KA0237:11 | B PANEL | 42.D6
KA0222:11 | SC | KA023624 | WHT | 20 | 47.B6 | KA0236:24 | B PANEL | 47.B5
KA0231:11 | SC | KA0231A1 | WHT | 20 | 16.C6 | KA0242:11 | B PANEL | 16.C6
KA0231:11 | SC | KA0231A1 | WHT | 20 | 16.C6 | KA0231:A1 | B PANEL | 16.C6
KA0231:14 | SC | KA024214 | WHT | 20 | 16.C6 | KA0242:14 | B PANEL | 16.C6
KA0231:21 | SC | KA023121 | WHT | 20 | 16.A4 | KA0245:14 | B PANEL | 16.A4
KA0231:A1 | SC | KA0231A1 | WHT | 20 | 16.C6 | KA0232:A1 | B PANEL | 16.D6
KA0231:A2 | SC | KA0231A2 | WHT | 20 | 16.C6 | KA0232:A2 | B PANEL | 16.D6
KA0232:A1 | SC | KA0231A1 | WHT | 20 | 16.D6 | KA0233:A1 | B PANEL | 16.D6
KA0232:A2 | SC | KA0231A2 | WHT | 20 | 16.D6 | KA0233:A2 | B PANEL | 16.D6
KA0233:21 | SC | SV14201 | WHT | 20 | 34.A5 | XT9060:8 | B PANEL | 34.A5
KA0233:A1 | SC | KA0231A1 | WHT | 20 | 16.D6 | KA0234:A1 | B PANEL | 16.D6
KA0233:A2 | SC | KA0231A2 | WHT | 20 | 16.D6 | KA0234:A2 | B PANEL | 16.D6
KA0235:11 | SC | UA1200J21 | WHT | 20 | 16.A5 | KA0241:11 | B PANEL | 16.A5
KA0235:11 | SC | UA1200J21 | WHT | 20 | 16.A5 | XT0060:3 | B PANEL | 17.D5
KA0235:14 | SC | KA024114 | WHT | 20 | 16.A5 | KA0241:14 | B PANEL | 16.A5
KA0235:A1 | SC | ESTOP | WHT | 20 | 16.A2 | KA0236:A1 | B PANEL | 16.B2
KA0235:A1 | SC | ESTOP | WHT | 20 | 16.A2 | XT0240:4 | B PANEL | 16.A3
KA0236:11 | SC | FU0139 | WHT | 20 | 16.D4 | KA0244:11 | B PANEL | 16.D4
KA0236:11 | SC | FU0139 | WHT | 20 | 16.D4 | XT0240:11 | B PANEL | 16.C4
KA0236:12 | SC | KA023612 | WHT | 20 | 16.D4 | XT0240:12 | B PANEL | 16.D4
KA0236:21 | SC | SV21241 | WHT | 20 | 47.B5 | XT9060:36 | B PANEL | 47.B5
KA0236:A1 | SC | ESTOP | WHT | 20 | 16.B2 | KA0237:A1 | B PANEL | 16.B2
KA0236:A2 | SC | 0V | WHT | 20 | 16.B2 | KA0235:A2 | B PANEL | 16.A2
KA0236:A2 | SC | 0V | WHT | 20 | 16.B2 | KA0237:A2 | B PANEL | 16.B2
KA0237:A1 | SC | ESTOP | WHT | 20 | 16.B2 | KA0238:A1 | B PANEL | 16.B2
KA0237:A2 | SC | 0V | WHT | 20 | 16.B2 | KA0238:A2 | B PANEL | 16.B2
KA0238:A1 | SC | ESTOP | WHT | 20 | 16.B2 | KA0239:A1 | B PANEL | 16.B2
KA0238:A2 | SC | 0V | WHT | 20 | 16.B2 | KA0239:A2 | B PANEL | 16.B2
KA0239:A1 | SC | ESTOP | WHT | 20 | 16.B2 | KA0240:A1 | B PANEL | 16.B2
KA0239:A2 | SC | 0V | WHT | 20 | 16.B2 | KA0240:A2 | B PANEL | 16.B2
KA0240:14 | SC | UF1300 | WHT | 20 | 61.D6 | XT9002:1 | B PANEL | 61.D6
KA0240:A1 | SC | ESTOP | WHT | 20 | 16.B2 | KA0248:A1 | B PANEL | 16.B2
KA0240:A2 | SC | 0V | WHT | 20 | 16.B2 | KA0248:A2 | B PANEL | 16.B2
KA0241:14 | SC | KA024114 | WHT | 20 | 16.A5 | KA0231:24 | B PANEL | 16.A4
KA0241:A1 | SC | KA0241A1 | WHT | 20 | 16.C2 | KA0242:A1 | B PANEL | 16.C2
KA0241:A1 | SC | KA0241A1 | WHT | 20 | 16.C2 | XT0240:5 | B PANEL | 16.C3
KA0241:A2 | SC | 0V | WHT | 20 | 16.C2 | KA0242:A2 | B PANEL | 16.C2
KA0241:A2 | SC | 0V | WHT | 20 | 16.C2 | KA0250:A2 | B PANEL | 16.C2
KA0242:21 | SC | 024221 | WHT | 20 | 17.C6 | XT0237:1 T2 | B PANEL | 17.C5
KA0242:24 | SC | 024812 | WHT | 20 | 17.C6 | KA0248:12 | B PANEL | 17.C6
KA0242:A2 | SC | 0V | WHT | 20 | 16.C2 | KA0243:A2 | B PANEL | 16.C2
KA0243:21 | SC | ESTOPC | WHT | 20 | 16.A3 | XT0240:1 | B PANEL | 16.A3
KA0243:24 | SC | KA024511 | WHT | 20 | 16.A3 | KA0245:11 | B PANEL | 16.A4
KA0243:A1 | SC | KA0243A1 | WHT | 20 | 16.C2 | KA0244:A1 | B PANEL | 16.D2
KA0243:A1 | SC | KA0243A1 | WHT | 20 | 16.C2 | XT0240:6 | B PANEL | 16.C2
KA0243:A2 | SC | 0V | WHT | 20 | 16.C2 | KA0244:A2 | B PANEL | 16.D2
KA0244:A1 | SC | KA0243A1 | WHT | 20 | 16.D2 | KA0246:A1 | B PANEL | 16.D2
KA0244:A2 | SC | 0V | WHT | 20 | 16.D2 | KA0246:A2 | B PANEL | 16.D2
KA0245:A1 | SC | KA0245A1 | WHT | 20 | 16.D2 | KA0249:A1 | B PANEL | 16.D2
KA0245:A1 | SC | KA0245A1 | WHT | 20 | 16.D2 | XT0240:7 | B PANEL | 16.D2
KA0245:A2 | SC | 0V | WHT | 20 | 16.D2 | KA0249:A2 | B PANEL | 16.D2
KA0245:A2 | SC | 0V | WHT | 20 | 16.D2 | KA0247:A2 | B PANEL | 16.D2
KA0246:A1 | SC | KA0243A1 | WHT | 20 | 16.D2 | KA0247:A1 | B PANEL | 16.D2
KA0246:A2 | SC | 0V | WHT | 20 | 16.D2 | KA0247:A2 | B PANEL | 16.D2
KA0248:A1 | SC | ESTOP | WHT | 20 | 16.B2 | KA0250:A1 | B PANEL | 16.C2
KA0248:A2 | SC | 0V | WHT | 20 | 16.B2 | KA0250:A2 | B PANEL | 16.C2
KA0249:A2 | SC | 0V | WHT | 20 | 16.D2 | XT0240:9 | B PANEL | 16.D3
KA1020:11 | SC | LZ1020B | WHT | 14 | 33.A5 | XT9017:1 | B PANEL | 33.A5
KA1020:21 | SC | LZ1020A | WHT | 14 | 33.A5 | XT9017:2 | B PANEL | 33.A5
XT0070:1 | SC | 0V | WHT | 14 | 8.B1 | XT0235:1 | B PANEL | 14.D4
XT0235:1 | SC | 0V | WHT | 14 | 14.D4 | XT0060:1 | B PANEL | 8.D1
XT0235:4 | SC | 0V | WHT | 16 | 17.D5 | XT0235:2 | B PANEL | 14.D4
XT0240:6 | SC | KA0243A1 | WHT | 16 | 16.C2 | XT9075:2 | B PANEL | 16.C3
XT0240:7 | SC | KA0245A1 | WHT | 16 | 16.D2 | XT9075:3 | B PANEL | 16.D3
XT9070:2 | SC | UA1200J15 | WHT | 20 | 17.C5 | XT0237:1 B1 | B PANEL | 17.C5
XT9071:4 | SC | FU0210 | WHT | 14 | 51.B5 | XT0233:3 | B PANEL | 14.C4
XT9071:6 | SC | 0V | WHT | 20 | 51.B5 | XT0235:3 | B PANEL | 14.D4
XT9075:1 | SC | FU0139 | WHT | 16 | 16.C4 | XT0240:11 | B PANEL | 16.C4
AU0060:L1 | WC0007 | AU0070L2 | ENET | CABLE | 8.C2 | AU0070:L2 | B PANEL | 8.A2
AF0068:45 | WC2100 | AP11001 | RED | 20 | 37.A7 | XT9060:13 | B PANEL | 37.A5
AF0068:29 | WC2100 | AP11002 | WHT | 20 | 37.A7 | XT9060:14 | B PANEL | 37.B5
AF0068:28 | WC2100 | AP11003 | BLK | 20 | 37.A7 | XT9060:15 | B PANEL | 37.B5
AF0068:60 | WC2100 | AP1100S | SH | 20 | 37.A7 | XT9060:16 | B PANEL | 37.B5
AF0068:00 | WC2111 | AP1100P1 | RED | 20 | 37.B7 | XT9060:17 | B PANEL | 37.B5
AF0068:01 | WC2111 | AP1100N1 | BLK | 20 | 37.B7 | XT9060:18 | B PANEL | 37.B5
AF0068:48 | WC2111 | AP1100S1 | SH | 20 | 37.B7 | XT9060:19 | B PANEL | 37.B5
AF0073:00 | WC2112 | AP1100P2 | RED | 20 | 37.B7 | XT9070:3 | B PANEL | 37.B5
AF0073:01 | WC2112 | AP1100N2 | BLK | 20 | 37.B7 | XT9070:4 | B PANEL | 37.C5
AF0073:48 | WC2112 | AP1100S2 | SH | 20 | 37.B7 | XT9070:5 | B PANEL | 37.C5
AF0068:02 | WC2113 | AP1100P3 | RED | 20 | 37.C7 | XT9060:20 | B PANEL | 37.C5
AF0068:03 | WC2113 | AP1100N3 | BLK | 20 | 37.C7 | XT9060:21 | B PANEL | 37.C5
AF0068:50 | WC2113 | AP1100S3 | SH | 20 | 37.C7 | XT9060:22 | B PANEL | 37.C5
AF0073:02 | WC2114 | AP1100P4 | RED | 20 | 37.C7 | XT9070:6 | B PANEL | 37.C5
AF0073:03 | WC2114 | AP1100N4 | BLK | 20 | 37.C7 | XT9070:7 | B PANEL | 37.C5
AF0073:50 | WC2114 | AP1100S4 | SH | 20 | 37.C7 | XT9070:8 | B PANEL | 37.D5
AF0068:04 | WC2115 | AP1100P5 | RED | 20 | 37.D7 | XT9060:23 | B PANEL | 37.D5
AF0068:05 | WC2115 | AP1100N5 | BLK | 20 | 37.D7 | XT9060:24 | B PANEL | 37.D5
AF0068:52 | WC2115 | AP1100S5 | SH | 20 | 37.D7 | XT9060:25 | B PANEL | 37.D5
AF0073:04 | WC2116 | AP1100P6 | RED | 20 | 37.D7 | XT9070:9 | B PANEL | 37.D5
AF0073:05 | WC2116 | AP1100N6 | BLK | 20 | 37.D7 | XT9070:10 | B PANEL | 37.D5
AF0073:52 | WC2116 | AP1100S6 | SH | 20 | 37.D7 | XT9070:11 | B PANEL | 37.D5
AF0073:45 | WC2229 | TE21201 | RED | 20 | 41.D7 | XT9070:18 | B PANEL | 41.D5
AF0073:29 | WC2229 | TE21202 | WHT | 20 | 41.D7 | XT9070:19 | B PANEL | 41.D5
AF0073:28 | WC2229 | TE21203 | BLK | 20 | 41.D7 | XT9070:20 | B PANEL | 41.D5
AF0073:60 | WC2229 | TE2120S | SH | 20 | 41.D7 | XT9070:21 | B PANEL | 41.D5
AF0064:36 | WC4122 | PT21301 | RED | 20 | 43.C7 | XT9061:4 | B PANEL | 43.C5
AF0064:04 | WC4122 | PT21302 | BLK | 20 | 43.C7 | XT9061:5 | B PANEL | 43.C5
AF0064:52 | WC4122 | PT2130S | SH | 20 | 43.C7 | XT9061:6 | B PANEL | 43.C5
AF0075:36 | WC4123 | PT21311 | RED | 20 | 43.C7 | XT9061:7 | B PANEL | 43.C5
AF0075:04 | WC4123 | PT21312 | BLK | 20 | 43.C7 | XT9061:8 | B PANEL | 43.D5
AF0075:52 | WC4123 | PT2131S | SH | 20 | 43.C7 | XT9061:9 | B PANEL | 43.D5
AF0064:40 | WC4134 | PT21401 | RED | 20 | 45.D7 | XT9061:15 | B PANEL | 45.D5
AF0064:08 | WC4134 | PT21402 | BLK | 20 | 45.D7 | XT9061:16 | B PANEL | 45.D5
AF0064:56 | WC4134 | PT2140S | SH | 20 | 45.D7 | XT9061:17 | B PANEL | 45.D5
AF0075:32 | WC4135 | PT21413 | RED | 20 | 45.D7 | XT9061:18 | B PANEL | 45.D5
AF0075:00 | WC4135 | PT21412 | BLK | 20 | 45.D7 | XT9061:19 | B PANEL | 45.D5
AF0075:48 | WC4135 | PT2141S | SH | 20 | 45.D7 | XT9061:20 | B PANEL | 45.D5
AF0072:44 | WC4148 | PT21811 | RED | 20 | 48.C7 | XT9070:28 | B PANEL | 48.C5
AF0072:12 | WC4148 | PT21812 | BLK | 20 | 48.C7 | XT9070:29 | B PANEL | 48.C5
AF0072:60 | WC4148 | PT2181S | SH | 20 | 48.C7 | XT9070:30 | B PANEL | 48.C5
AF0066:06 | WC4187 | FCE214001 | RED | 20 | 44.A7 | XT9061:12 | B PANEL | 44.A5
AF0066:22 | WC4187 | FCE214002 | BLK | 20 | 44.A7 | XT9061:13 | B PANEL | 44.A5
AF0066:54 | WC4187 | FCE2135S1 | SH | 20 | 44.A7 | XT9061:14 | B PANEL | 44.A5
AF0074:02 | WC4188 | FCE214013 | RED | 20 | 44.B7 | XT9070:25 | B PANEL | 44.B5
AF0074:18 | WC4188 | FCE214014 | BLK | 20 | 44.B7 | XT9070:26 | B PANEL | 44.B5
AF0074:50 | WC4188 | FCE2135S2 | SH | 20 | 44.B7 | XT9070:27 | B PANEL | 44.B5
KA0234:11 | WC4193 | FCE14401 | RED | 20 | 35.A5 | XT9060:10 | B PANEL | 35.A5
KA0234:21 | WC4193 | FCE14402 | BLK | 20 | 35.A5 | XT9060:11 | B PANEL | 35.A5
XT9060:12 | WC4193 | FCE1440S | SH | 20 | 35.A5 | XT0071:1 | B PANEL | 35.A5
AF0065:32 | WC4220 | PT11201 | RED | 20 | 39.A7 | XT9060:26 | B PANEL | 39.A5
AF0065:00 | WC4220 | PT11202 | BLK | 20 | 39.A7 | XT9060:27 | B PANEL | 39.A5
AF0065:48 | WC4220 | PT1120S | SH | 20 | 39.A7 | XT9060:28 | B PANEL | 39.A5
AF0075:40 | WC4226 | PT21261 | RED | 20 | 41.B7 | XT9070:15 | B PANEL | 41.B5
AF0075:08 | WC4226 | PT21262 | BLK | 20 | 41.B7 | XT9070:16 | B PANEL | 41.B5
AF0075:56 | WC4226 | PT2126S | SH | 20 | 41.B7 | XT9070:17 | B PANEL | 41.B5
AF0071:04 | WC4256 | SE12601 | RED | 20 | 52.A6 | XT9071:8 | B PANEL | 52.A5
AF0071:20 | WC4256 | SE12602 | BLK | 20 | 52.A6 | XT9071:9 | B PANEL | 52.A5
AF0071:52 | WC4256 | SE12603 | SH | 20 | 52.A6 | XT9071:10 | B PANEL | 52.A5
AF0066:10 | WC4293 | 006610 | RED | 20 | 35.A7 | KA0234:14 | B PANEL | 35.A5
AF0066:26 | WC4293 | 006626 | BLK | 20 | 35.A7 | KA0234:24 | B PANEL | 35.A5
AF0066:58 | WC4293 | FCE1440S | SH | 20 | 35.A7 | XT0071:1 | B PANEL | 35.A5
AF0072:40 | WC4317 | PT21201 | RED | 20 | 51.A7 | XT9071:1 | B PANEL | 51.A5
AF0072:08 | WC4317 | PT21202 | BLK | 20 | 51.A7 | XT9071:2 | B PANEL | 51.A5
AF0072:56 | WC4317 | PT2120S | SH | 20 | 51.A7 | XT9071:3 | B PANEL | 51.A5
AF0064:32 | WC4321 | PT21211 | RED | 20 | 49.A7 | XT9061:21 | B PANEL | 49.A5
AF0064:00 | WC4321 | PT21212 | BLK | 20 | 49.A7 | XT9061:22 | B PANEL | 49.A5
AF0064:48 | WC4321 | PT2121S | SH | 20 | 49.A7 | XT9061:23 | B PANEL | 49.B5
AF0077:08 | WC4562 | FT21082 | RED | 20 | 51.B7 | XT9071:5 | B PANEL | 51.B5
AF0077:09 | WC4562 | 0V | BLK | 20 | 51.B7 | XT9071:6 | B PANEL | 51.B5
AF0077:56 | WC4562 | FT2108S | SH | 20 | 51.B7 | XT9071:7 | B PANEL | 51.B5
AF0066:04 | WC4681 | FCE21301 | RED | 20 | 42.A7 | XT9060:31 | B PANEL | 42.A5
AF0066:20 | WC4681 | FCE21302 | BLK | 20 | 42.A7 | XT9060:32 | B PANEL | 42.A5
AF0066:52 | WC4681 | FCE2130S1 | SH | 20 | 42.A7 | XT9060:33 | B PANEL | 42.A5
AF0074:00 | WC4682 | FCE213013 | RED | 20 | 42.B7 | XT9070:22 | B PANEL | 42.B5
AF0074:16 | WC4682 | FCE213014 | BLK | 20 | 42.B7 | XT9070:23 | B PANEL | 42.B5
AF0074:48 | WC4682 | FCE2130S2 | SH | 20 | 42.B7 | XT9070:24 | B PANEL | 42.B5
AF0065:12 | WC4724 | UA1200J13 | RED | 20 | 17.B7 | XT9060:1 | B PANEL | 17.B5
AF0065:28 | WC4724 | UA1200J11 | BLK | 20 | 17.B7 | XT9060:2 | B PANEL | 17.B5
AF0065:60 | WC4724 | UA1200S | SH | 20 | 17.B7 | XT9060:3 | B PANEL | 17.B5
AF0075:44 | WC4901 | PDT15001 | RED | 20 | 39.D7 | XT9070:12 | B PANEL | 39.D5
AF0075:12 | WC4901 | PDT15002 | BLK | 20 | 39.D7 | XT9070:13 | B PANEL | 39.D5
AF0075:60 | WC4901 | PDT1500S | SH | 20 | 39.D7 | XT9070:14 | B PANEL | 39.D5
AF0066:12 | WC7280 | FCE72801 | RED | 20 | 76.B7 | XT9061:30 | B PANEL | 76.B5
AF0066:28 | WC7280 | FCE72802 | BLK | 20 | 76.B7 | XT9061:31 | B PANEL | 76.B5
AF0066:60 | WC7280 | FCE7280S | SH | 20 | 76.B7 | XT9061:32 | B PANEL | 76.B5
AF0077:32 | WC7281 | FT72801 | RED | 20 | 76.A7 | XT9071:11 | B PANEL | 76.A5
AF0077:00 | WC7281 | FT72802 | BLK | 20 | 76.A7 | XT9071:12 | B PANEL | 76.A5
AF0077:48 | WC7281 | FT7280S | SH | 20 | 76.A7 | XT9071:13 | B PANEL | 76.B5
AF0077:34 | WC7300 | FT73001 | RED | 20 | 76.C7 | XT9071:14 | B PANEL | 76.C5
AF0077:02 | WC7300 | FT73002 | BLK | 20 | 76.C7 | XT9071:15 | B PANEL | 76.C5
AF0077:50 | WC7300 | FT7300S | SH | 20 | 76.C7 | XT9071:16 | B PANEL | 76.C5
AF0077:36 | WC7301 | PT73001 | RED | 20 | 76.D7 | XT9071:17 | B PANEL | 76.D5
AF0077:04 | WC7301 | PT73002 | BLK | 20 | 76.D7 | XT9071:18 | B PANEL | 76.D5
AF0077:52 | WC7301 | PT7300S | SH | 20 | 76.D7 | XT9071:19 | B PANEL | 76.D5
AF0066:00 | WC7583 | CC75831 | RED | 20 | 25.D7 | XT9060:4 | B PANEL | 25.D5
AF0066:16 | WC7583 | CC75832 | BLK | 20 | 25.D7 | XT9060:5 | B PANEL | 25.D5
AF0066:48 | WC7583 | CC7583S | SH | 20 | 25.D7 | XT9060:6 | B PANEL | 25.D5
AF0076:02 | SC | 007602 | WHT | 20 | 46.B7 | KA0221:A1 | A PANEL | 46.B6
AF0076:10 | SC | KT014615 | WHT | 20 | 16.C7 | KT0146:15 | A PANEL | 16.C6
AF0076:13 | SC | KT0146B1 | WHT | 20 | 15.B2 | KT0146:B1 | A PANEL | 15.B2
AF0076:18 | SC | 007618 | WHT | 20 | 46.B7 | KA0221:A2 | A PANEL | 46.B6
AF0076:29 | SC | KT0146A2 | WHT | 20 | 15.B2 | KT0146:A2 | A PANEL | 15.B2
FU0210:LI | SC | FU0136 | WHT | 12 | 14.C4 | XT0138:4 | A PANEL | 14.B3
FU0211:LI | SC | FU0137 | WHT | 14 | 14.B4 | XT0139:3 | A PANEL | 14.B4
IEG0230:1 | SC | IEG02301 | GRN | 12 | 4.B6 | AR0600:IE2 | A PANEL | 4.A1
IEG0230:11 | SC | IEG023011 | GRN | 14 | 7.B6 | AF0086:SH | A PANEL | 7.B5
IEG0230:2 | SC | IEG02302 | GRN | 14 | 7.D5 | AF0094:SH | A PANEL | 7.D4
IEG0230:3 | SC | IEG02303 | GRN | 14 | 3.A4 | GR0133: | A PANEL | 3.A4
IEG0230:9 | SC | IEG02309 | GRN | 14 | 3.A4 | GR0134: | A PANEL | 3.A4
KA0231:14 | SC | KA024214 | WHT | 20 | 16.C6 | KT0146:18 | A PANEL | 16.C6
KA0235:21 | SC | SV21201 | WHT | 20 | 46.B5 | XT9090:3 | A PANEL | 46.B5
KA0235:24 | SC | KA023524 | WHT | 20 | 46.B5 | KA0221:11 | A PANEL | 46.B6
KA0237:14 | SC | FU0016 | WHT | 14 | 42.D6 | FU0016:LD | A PANEL | 13.C4
KA0237:24 | SC | FU0017 | WHT | 14 | 44.D6 | FU0017:LD | A PANEL | 13.C4
KA0239:21 | SC | KA023921 | WHT | 20 | 16.B6 | AF0081:41 | A PANEL | 16.A7
KA0239:24 | SC | KA023924 | WHT | 20 | 16.B6 | AF0081:09 | A PANEL | 16.A7
KA0240:11 | SC | PS32004 | WHT | 20 | 61.D6 | XT9081:31 | A PANEL | 61.D5
KA0241:11 | SC | UA1200J21 | WHT | 20 | 16.A5 | AF0081:00 | A PANEL | 16.A7
KA0241:21 | SC | KT0146A1 | WHT | 20 | 15.B2 | KA0141:21 | A PANEL | 15.B2
KA0241:24 | SC | FU0139 | WHT | 20 | 15.B2 | KA0141:24 | A PANEL | 15.B2
KA0242:11 | SC | KA0231A1 | WHT | 20 | 16.C6 | XT0136:6 | A PANEL | 15.B5
KA0242:14 | SC | KA024214 | WHT | 20 | 16.C6 | AF0081:08 | A PANEL | 16.C7
KA0243:11 | SC | KA024311 | WHT | 20 | 16.B6 | AF0081:33 | A PANEL | 16.B7
KA0243:14 | SC | KA024314 | WHT | 20 | 16.B6 | AF0081:01 | A PANEL | 16.B7
KA0244:12 | SC | KA024412 | WHT | 20 | 16.D4 | KT0145:A1 | A PANEL | 15.B6
KA0245:21 | SC | KA024521 | WHT | 20 | 16.B6 | AF0081:34 | A PANEL | 16.B7
KA0245:24 | SC | KA024524 | WHT | 20 | 16.B6 | AF0081:02 | A PANEL | 16.B7
KA1020:24 | SC | 0V | WHT | 14 | 33.A5 | XT0135:1 | A PANEL | 14.B4
XT0060:3 | SC | UA1200J21 | WHT | 20 | 17.D5 | XT9080:3 | A PANEL | 17.D5
XT0233:2 | SC | FU0210 | WHT | 14 | 14.C4 | FU0681:LI | A PANEL | 14.C5
XT0233:4 | SC | FU0212 | WHT | 20 | 17.D5 | XT9080:4 | A PANEL | 17.D5
XT0235:1 | SC | 0V | WHT | 12 | 14.D4 | XT0134:4 | A PANEL | 14.B3
XT0235:2 | SC | 0V | WHT | 16 | 14.D4 | AT0681:- | A PANEL | 4.C4
XT0235:4 | SC | 0V | WHT | 20 | 17.D5 | XT9080:5 | A PANEL | 17.D5
XT0240:1 | SC | ESTOPC | WHT | 20 | 16.A3 | XT9080:9 | A PANEL | 29.D5
XT0240:11 | SC | FU0139 | WHT | 20 | 16.C4 | XT0136:1 | A PANEL | 15.A2
XT0240:13 | SC | FCE213019 | WHT | 12 | 42.D5 | XT9990:6 | A PANEL | 42.D5
XT0240:14 | SC | FCE214019 | WHT | 12 | 44.D5 | XT9990:2 | A PANEL | 44.D5
XT0240:2 | SC | ESTOPB | WHT | 20 | 16.A3 | XT9080:8 | A PANEL | 29.D5
XT0240:3 | SC | ESTOPA | WHT | 20 | 16.A3 | XT9081:7 | A PANEL | 27.B5
XT0240:4 | SC | ESTOP | WHT | 20 | 16.A3 | XT0139:4 | A PANEL | 16.B3
XT0240:4 | SC | ESTOP | WHT | 20 | 16.A3 | XT9081:8 | A PANEL | 27.C5
XT0240:9 | SC | 0V | WHT | 20 | 16.D3 | XT0136:3 | A PANEL | 15.A2
AU0070:L1 | WC0008 | AU0080L2 | ENET | CABLE | 8.A2 | AU0080:L2 | A PANEL | 7.A1
IEG0230:10 | SC | IEG023010 | GRN | 14 | 21.D4 | AF0123:SH | GENERATOR PANEL | 21.D3
IEG0230:13 | SC | GR0120 | GRN | 14 | 21.D2 | GR0120: | GENERATOR PANEL | 21.D1
XT0233:3 | SC | FU0210 | WHT | 14 | 14.C4 | FU0680:LI | PWR DISTRIBUTION RAIL | 6.B2
XT0235:3 | SC | 0V | WHT | 14 | 14.D4 | XT0680:2 | PWR DISTRIBUTION RAIL | 6.B3
XT0240:10 | SC | FU0139 | WHT | 20 | 16.C4 | XT0563:6 | PWR DISTRIBUTION RAIL | 11.C6
XT0240:12 | SC | KA023612 | WHT | 20 | 16.D4 | XT0563:3 | PWR DISTRIBUTION RAIL | 11.B6
XT0240:2 | SC | ESTOPB | WHT | 20 | 16.A3 | XT0563:1 | PWR DISTRIBUTION RAIL | 11.D6
XT0240:3 | SC | ESTOPA | WHT | 20 | 16.A3 | XT0563:2 | PWR DISTRIBUTION RAIL | 11.D6
XT0240:5 | SC | KA0241A1 | WHT | 20 | 16.C3 | XT0563:5 | PWR DISTRIBUTION RAIL | 11.C6
XT0240:8 | SC | 0V | WHT | 20 | 16.D3 | XT0563:4 | PWR DISTRIBUTION RAIL | 11.B6
IEG0230:7 | SC | IEG02307 | GRN | 14 | 9.B6 | AU0200:GND | TCP | 9.A3
IEG0230:8 | SC | IEG02308 | GRN | 14 | 9.A2 | GR0200: | TCP | 9.A3
AF0076:14 | SC | 007614 | WHT | 20 | 74.C7 | KA0182:A1 | VIBRATION | 74.C5
AF0076:30 | SC | 007630 | WHT | 20 | 74.C7 | KA0182:A2 | VIBRATION | 74.C5
IEG0010:2 | SC | IEG0110G | GRN | 8 | 3.B2 | IEG0110:0 | VIBRATION | 3.B2
AU0060:L2 | WC0006 | AU0060L2 | ENET | CABLE | 8.C2 | AF0410:L1 | VIBRATION | 19.B5
XT9071:20 | WC7000 | PT70001 | RED | 20 | 76.D5 | AF0184:44 | VIBRATION | 76.D7
XT9071:21 | WC7000 | PT70002 | BLK | 20 | 76.D5 | AF0184:12 | VIBRATION | 76.D7
XT9071:22 | WC7000 | PT7000S | SH | 20 | 76.D5 | AF0184:60 | VIBRATION | 76.D7
SolarTools ver. 24.0.84.24712 (Jul 31, 2025)
Report date: 3/11/2026 8:17 AM

## CONSOLE
CONSOLE
CONTROL CONSOLE
Project # | J0960
Project Name | TITAN TIRE
Revision | A.2
Controls DE | A.DOMINGUEZ
Phone: | 0
Controls ME | N.CARPENTER
Phone:
From | [5 empty] | To
Device ID | Cable (W) Conductor (SC) Jumper Clip (JC) | Wire No. | Wire ID | Gauge/Size | Page/Zone | Device ID | Location | Page/Zone
AT0190:GND | SC | AT0190G | GRN/YEL | 14 | 9.B4 | FRAME | CONSOLE | 9.C3
AT0190:USB1 | SC | AT0190K | CABLE | USB | 9.B4 | AT0190K:KI | CONSOLE | 9.C5
EL0273:+ | SC | ZS0273 | WHT | 14 | 9.B4 | ZS0273:2 | CONSOLE | 9.B4
AT0190:NEG | SC | 0V1 | WHT | 14 | 9.B4 | XT0562:2 | PWR DISTRIBUTION RAIL | 9.B2
AT0190:POS | SC | FU0190 | WHT | 14 | 9.B4 | FU0190:LD | PWR DISTRIBUTION RAIL | 9.C3
EL0273:- | SC | 0V1 | WHT | 14 | 9.B4 | XT0562:1 | PWR DISTRIBUTION RAIL | 9.B2
ZS0273:1 | SC | FU0273 | WHT | 14 | 9.B4 | FU0273:LD | PWR DISTRIBUTION RAIL | 9.B3
AT0190:ETAP:L1 | WC0190 | AT0680LAN2 | ENET | CABLE | 9.B4 | AT0680:LAN2 | PWR DISTRIBUTION RAIL | 6.B4
HA0273:(+) | WC5540 | HA0273P | BLK | 16 | 12.A1 | AF0202:23 | TCP | 12.A3
HA0273:(-) | WC5540 | HA0273N | WHT | 16 | 12.A1 | AF0202:55 | TCP | 12.A3
SolarTools ver. 24.0.84.24712 (Jul 31, 2025)
Report date: 3/11/2026 8:17 AM

## GENERATOR PANEL
GENERATOR PANEL
CONTROL CONSOLE
Project # | J0960
Project Name | TITAN TIRE
Revision | A.2
Controls DE | A.DOMINGUEZ
Phone: | 0
Controls ME | N.CARPENTER
Phone:
From | [5 empty] | To
Device ID | Cable (W) Conductor (SC) Jumper Clip (JC) | Wire No. | Wire ID | Gauge/Size | Page/Zone | Device ID | Location | Page/Zone
XT0120:1 | JC | 0V | CLIP | --- | 21.D1 | XT0120:2 | GENERATOR PANEL | 21.D1
XT0336:2 | JC | 0V | CLIP | --- | 20.C4 | XT0336:3 | GENERATOR PANEL | 20.C4
XT0336:3 | JC | 0V | CLIP | --- | 20.C4 | XT0336:4 | GENERATOR PANEL | 20.D4
XT0341:4 | JC | VGENB | CLIP | --- | 18.D2 | XT0341:5 | GENERATOR PANEL | 18.D2
XT0350:1 | JC | CCT1(-) | CLIP | --- | 71.A4 | XT0350:2 | GENERATOR PANEL | 71.A4
XT0350:3 | JC | CCT1(+) | CLIP | --- | 71.A4 | XT0350:4 | GENERATOR PANEL | 71.A4
XT0351:1 | JC | VBUSN | CLIP | --- | 69.B4 | XT0351:2 | GENERATOR PANEL | 69.B4
XT0351:11 | JC | VGENB | CLIP | --- | 69.D4 | XT0351:12 | GENERATOR PANEL | 69.D4
XT0351:13 | JC | VGENC | CLIP | --- | 69.D4 | XT0351:14 | GENERATOR PANEL | 69.D4
XT0351:3 | JC | VBUSA | CLIP | --- | 69.B4 | XT0351:4 | GENERATOR PANEL | 69.B4
XT0351:5 | JC | VBUSB | CLIP | --- | 69.B4 | XT0351:6 | GENERATOR PANEL | 69.B4
XT0351:7 | JC | VBUSC | CLIP | --- | 69.B4 | XT0351:8 | GENERATOR PANEL | 69.B4
XT0351:9 | JC | VGENA | CLIP | --- | 69.D4 | XT0351:10 | GENERATOR PANEL | 69.D4
XT0352:5 | JC | MCTN | CLIP | --- | 71.B4 | XT0352:4 | GENERATOR PANEL | 71.B4
XT0352:6 | JC | MCTN | CLIP | --- | 71.B4 | XT0352:5 | GENERATOR PANEL | 71.B4
XT0352:7 | JC | MCTN | CLIP | --- | 71.B4 | XT0352:6 | GENERATOR PANEL | 71.B4
XT1940:1 | JC | VMETERA | CLIP | --- | 68.A6 | XT1940:2 | GENERATOR PANEL | 68.A6
XT1940:3 | JC | VMETERB | CLIP | --- | 68.A6 | XT1940:4 | GENERATOR PANEL | 68.A6
XT1940:5 | JC | VMETERC | CLIP | --- | 68.B6 | XT1940:6 | GENERATOR PANEL | 68.B6
AF0121:00 | SC | 012100 | WHT | 20 | 72.C7 | KA0126:A1 | GENERATOR PANEL | 72.C6
AF0121:01 | SC | 012101 | WHT | 20 | 22.A7 | KA0121:A1 | GENERATOR PANEL | 22.A5
AF0121:02 | SC | 012102 | WHT | 20 | 22.D7 | KA0122:A1 | GENERATOR PANEL | 22.D6
AF0121:03 | SC | 012103 | WHT | 20 | 22.A7 | KA0123:A1 | GENERATOR PANEL | 22.A5
AF0121:04 | SC | 012104 | WHT | 20 | 22.D7 | KA0129:A1 | GENERATOR PANEL | 22.D6
AF0121:06 | SC | 012106 | WHT | 20 | 26.C7 | KA0186:A1 | GENERATOR PANEL | 26.C5
AF0121:08 | SC | 012108 | WHT | 20 | 22.B7 | KA0128:A1 | GENERATOR PANEL | 22.B5
AF0121:11 | SC | 012111 | WHT | 20 | 72.D6 | KA0127:A1 | GENERATOR PANEL | 72.D6
AF0121:14 | SC | 012114 | WHT | 20 | 58.B6 | KA0336:11 | GENERATOR PANEL | 58.B5
AF0121:16 | SC | 012116 | WHT | 20 | 72.C7 | KA0126:A2 | GENERATOR PANEL | 72.C6
AF0121:17 | SC | 012117 | WHT | 20 | 22.A7 | KA0121:A2 | GENERATOR PANEL | 22.A5
AF0121:18 | SC | 012118 | WHT | 20 | 22.D7 | KA0122:A2 | GENERATOR PANEL | 22.D6
AF0121:19 | SC | 012119 | WHT | 20 | 22.A7 | KA0123:A2 | GENERATOR PANEL | 22.A5
AF0121:20 | SC | 012120 | WHT | 20 | 22.D7 | KA0129:A2 | GENERATOR PANEL | 22.D6
AF0121:22 | SC | 012122 | WHT | 20 | 26.C7 | KA0365:24 | GENERATOR PANEL | 26.C6
AF0121:24 | SC | 012124 | WHT | 20 | 22.B7 | KA0128:A2 | GENERATOR PANEL | 22.B5
AF0121:27 | SC | 012127 | WHT | 20 | 72.D6 | KA0127:A2 | GENERATOR PANEL | 72.D6
AF0121:30 | SC | 012130 | WHT | 20 | 58.B6 | KA4100:A2 | GENERATOR PANEL | 58.B6
AF0121:COM | SC | 0V | WHT | 14 | 21.D2 | XT0120:2 | GENERATOR PANEL | 21.D1
AF0121:J | SC | * |  |  | 21.D2 | AF0122:P | GENERATOR PANEL | 21.D3
AF0121:V+ | SC | FU0121 | WHT | 14 | 21.D2 | FU0121:LD | GENERATOR PANEL | 21.D1
AF0122:00 | SC | 012200 | WHT | 20 | 24.A7 | KA0330:11 | GENERATOR PANEL | 24.A6
AF0122:01 | SC | 012201 | WHT | 20 | 24.A7 | KA0331:11 | GENERATOR PANEL | 24.A6
AF0122:02 | SC | 012202 | WHT | 20 | 24.B7 | KA0310:11 | GENERATOR PANEL | 24.B6
AF0122:03 | SC | KA96002 | WHT | 20 | 22.C7 | XT9120:6 | GENERATOR PANEL | 22.C5
AF0122:04 | SC | KA96012 | WHT | 20 | 22.C7 | XT9120:8 | GENERATOR PANEL | 22.C5
AF0122:05 | SC | CCS5072 | WHT | 20 | 24.B6 | XT9120:10 | GENERATOR PANEL | 24.B5
AF0122:06 | SC | CCPTBUSFUSE2 | WHT | 20 | 24.C7 | XT9120:12 | GENERATOR PANEL | 24.C5
AF0122:07 | SC | CB600B2 | WHT | 20 | 22.B7 | XT9120:1 | GENERATOR PANEL | 22.B5
AF0122:08 | SC | 012209 | WHT | 20 | 26.A6 | KA0364:21 | GENERATOR PANEL | 26.A6
AF0122:09 | SC | 012208 | WHT | 20 | 26.A6 | KA0365:11 | GENERATOR PANEL | 26.A6
AF0122:11 | SC | S600B2 | WHT | 20 | 22.B7 | XT9120:3 | GENERATOR PANEL | 22.C5
AF0122:12 | SC | PS34202 | WHT | 20 | 60.A7 | XT9120:34 | GENERATOR PANEL | 60.A5
AF0122:23 | SC | 012223 | WHT | 20 | 22.B7 | KA6000:A2 | GENERATOR PANEL | 22.B6
AF0122:27 | SC | 012227 | WHT | 20 | 22.B7 | KA6001:A2 | GENERATOR PANEL | 22.C6
AF0122:32 | SC | 012232 | WHT | 20 | 24.A7 | KA0330:14 | GENERATOR PANEL | 24.A6
AF0122:33 | SC | 012233 | WHT | 20 | 24.A7 | KA0331:14 | GENERATOR PANEL | 24.A6
AF0122:34 | SC | 012234 | WHT | 20 | 24.B7 | KA0310:14 | GENERATOR PANEL | 24.B6
AF0122:35 | SC | KA96001 | WHT | 20 | 22.C7 | XT9120:5 | GENERATOR PANEL | 22.C5
AF0122:36 | SC | KA96011 | WHT | 20 | 22.C7 | XT9120:7 | GENERATOR PANEL | 22.C5
AF0122:37 | SC | CCS5071 | WHT | 20 | 24.B6 | XT9120:9 | GENERATOR PANEL | 24.B5
AF0122:38 | SC | CCPTBUSFUSE1 | WHT | 20 | 24.C7 | XT9120:11 | GENERATOR PANEL | 24.C5
AF0122:39 | SC | CB600B1 | WHT | 20 | 22.B7 | XT9120:4 | GENERATOR PANEL | 22.B5
AF0122:40 | SC | 012241 | WHT | 20 | 26.A6 | KA0364:24 | GENERATOR PANEL | 26.A6
AF0122:41 | SC | 012240 | WHT | 20 | 26.A6 | KA0365:14 | GENERATOR PANEL | 26.A6
AF0122:43 | SC | S600B1 | WHT | 20 | 22.B7 | XT9120:2 | GENERATOR PANEL | 22.B5
AF0122:44 | SC | PS34201 | WHT | 20 | 60.A7 | XT9120:33 | GENERATOR PANEL | 60.A5
AF0122:COM | SC | AF0122N | WHT | 20 | 21.D3 | AF0123:COM | GENERATOR PANEL | 21.D3
AF0122:COM | SC | AU0120N | WHT | 20 | 21.D3 | AU0120:COM | GENERATOR PANEL | 21.C1
AF0122:J | SC | * |  |  | 21.D3 | AF0123:P | GENERATOR PANEL | 21.D3
AF0122:V+ | SC | AF0122P | WHT | 20 | 21.D3 | AF0123:V+ | GENERATOR PANEL | 21.D3
AF0122:V+ | SC | AU0120P | WHT | 20 | 21.D3 | AU0120:V+ | GENERATOR PANEL | 21.C1
AF0123:SH | SC | AF0120G | GRN | 14 | 21.D3 | AU0120:GND | GENERATOR PANEL | 21.C1
AT0140:13 VGEN-A | SC | VGENA | RED | 16 | 69.D7 | XT0351:9 | GENERATOR PANEL | 69.D4
AT0140:14 VGEN-B | SC | VGENB | RED | 16 | 69.D7 | XT0351:11 | GENERATOR PANEL | 69.D4
AT0140:15 VGEN-C | SC | VGENC | RED | 16 | 69.D7 | XT0351:13 | GENERATOR PANEL | 69.D4
AT0140:17 VBUS-A | SC | VMETERA | RED | 16 | 69.B7 | XT1940:2 | GENERATOR PANEL | 68.A6
AT0140:18 VBUS-B | SC | VMETERB | RED | 16 | 69.B7 | XT1940:4 | GENERATOR PANEL | 68.A6
AT0140:19 VBUS-C | SC | VMETERC | RED | 16 | 69.B7 | XT1940:6 | GENERATOR PANEL | 68.B6
AT0140:27 ID RLY | SC | CCT1(+) | BLU | 12 | 71.A7 | XT0350:3 | GENERATOR PANEL | 71.A4
AT0140:28 ID RLY | SC | CCT1(-) | BLU | 12 | 71.A7 | XT0350:1 | GENERATOR PANEL | 71.A4
AT0140:29 FLT | SC | KA0310A2 | WHT | 20 | 21.D5 | KA0310:A2 | GENERATOR PANEL | 20.B5
AT0140:3 EX-D(-) | SC | 0V | WHT | 16 | 72.C7 | XT0336:4 | GENERATOR PANEL | 20.D4
AT0140:30 FLT | SC | 0V | WHT | 20 | 21.D5 | XT0336:4 | GENERATOR PANEL | 20.D4
AT0140:33 ID RES(+) | SC | CCT1(+) | BLU | 12 | 71.A7 | XT0350:4 | GENERATOR PANEL | 71.A4
AT0140:34 ID RES(-) | SC | AT014034 | WHT | 12 | 71.A7 | AT0140:42 ID(+) | GENERATOR PANEL | 71.A7
AT0140:36 I1(+) | SC | MCTA | BLU | 12 | 71.B7 | XT0352:1 | GENERATOR PANEL | 71.B4
AT0140:37 I1(-) | SC | MCTN | BLU | 12 | 71.B7 | XT0352:7 | GENERATOR PANEL | 71.B4
AT0140:38 I2(+) | SC | MCTB | BLU | 12 | 71.B7 | XT0352:2 | GENERATOR PANEL | 71.B4
AT0140:39 I2(-) | SC | MCTN | BLU | 12 | 71.B7 | XT0352:6 | GENERATOR PANEL | 71.B4
AT0140:4 EX-D(+) | SC | KA012314 | WHT | 16 | 72.C7 | KA0123:14 | GENERATOR PANEL | 20.B5
AT0140:40 I3(+) | SC | MCTC | BLU | 12 | 71.B7 | XT0352:3 | GENERATOR PANEL | 71.B4
AT0140:41 I3(-) | SC | MCTN | BLU | 12 | 71.B7 | XT0352:5 | GENERATOR PANEL | 71.B4
AT0140:43 ID(-) | SC | CCT1(-) | BLU | 12 | 71.A7 | XT0350:2 | GENERATOR PANEL | 71.A4
AT0140:47 BAT(+) | SC | FU0334 | WHT | 16 | 21.D5 | XT0335:2 | GENERATOR PANEL | 20.B4
AT0140:48 BAT(-) | SC | 0V | WHT | 16 | 21.D5 | XT0336:4 | GENERATOR PANEL | 20.D4
AT0140:FG 56 | SC | VBUSN | GRN/YEL | 12 | 21.D5 | XT0140G:1 | GENERATOR PANEL | 21.D6
AU0120:COM | SC | 0V | WHT | 14 | 21.C1 | XT0120:1 | GENERATOR PANEL | 21.D1
AU0120:V+ | SC | FU0120 | WHT | 14 | 21.C1 | FU0120:LD | GENERATOR PANEL | 21.D1
XT0351:5 | SC | J30 | CLIP | -- | 69.B4 | XT0351:2 | GENERATOR PANEL | 69.B4
FU0120:LI | SC | FU0332 | WHT | 14 | 21.D1 | FU0121:LI | GENERATOR PANEL | 21.D1
FU0332:LD | SC | FU0332 | WHT | 14 | 20.B3 | FU0333:LI | GENERATOR PANEL | 20.B3
FU0332:LI | SC | FU0136 | WHT | 12 | 20.B3 | XT0332:1 | GENERATOR PANEL | 20.B2
FU0333:LD | SC | FU0333 | WHT | 16 | 20.B3 | XT0335:1 | GENERATOR PANEL | 20.B4
FU0333:LI | SC | FU0332 | WHT | 14 | 20.B3 | FU0334:LI | GENERATOR PANEL | 20.B3
FU0334:LD | SC | FU0334 | WHT | 14 | 20.B3 | XT0335:2 | GENERATOR PANEL | 20.B4
FU0334:LI | SC | FU0332 | WHT | 14 | 20.B3 | FU0335:LI | GENERATOR PANEL | 20.A3
FU0335:LD | SC | FU0335 | WHT | 14 | 20.A3 | XT0335:3 | GENERATOR PANEL | 20.A4
GR0141: | SC | GR0141 | GRN/YEL | 14 | 3.B4 | FRAME | GENERATOR PANEL | 3.B3
GR0142: | SC | GR0142 | GRN/YEL | 14 | 3.B4 | FRAME | GENERATOR PANEL | 3.B3
KA0121:11 | SC | KA018511 | WHT | 16 | 23.B4 | XT0337:13 | GENERATOR PANEL | 23.B3
KA0121:14 | SC | FU0333 | WHT | 16 | 23.B4 | XT0337:12 | GENERATOR PANEL | 23.B3
KA0122:11 | SC | KA018611 | WHT | 16 | 23.D5 | XT0337:18 | GENERATOR PANEL | 23.D3
KA0122:14 | SC | FU0333 | WHT | 16 | 23.D5 | XT0337:25 | GENERATOR PANEL | 23.D3
KA0123:11 | SC | FU0334 | WHT | 20 | 20.B5 | XT0335:2 | GENERATOR PANEL | 20.B4
KA0123:A1 | SC | 012103 | WHT | 20 | 22.A5 | KA0313:2 | GENERATOR PANEL | 22.A5
KA0123:A2 | SC | 012119 | WHT | 20 | 22.A5 | KA0313:7 | GENERATOR PANEL | 22.A5
KA0126:11 | SC | CC73901 | WHT | 20 | 72.C5 | XT9120:35 | GENERATOR PANEL | 72.C4
KA0126:14 | SC | CC73902 | WHT | 20 | 72.C5 | XT9120:36 | GENERATOR PANEL | 72.C4
KA0127:11 | SC | CC73911 | WHT | 20 | 72.D5 | XT9120:37 | GENERATOR PANEL | 72.D4
KA0127:14 | SC | CC73912 | WHT | 20 | 72.D5 | XT9120:38 | GENERATOR PANEL | 72.D4
KA0128:11 | SC | KA0333A1 | WHT | 20 | 23.A4 | KA0335:21 | GENERATOR PANEL | 23.A4
KA0128:14 | SC | FU0333 | WHT | 20 | 23.A4 | KA0335:22 | GENERATOR PANEL | 23.A4
KA0128:14 | SC | FU0333 | WHT | 20 | 23.A4 | XT0337:7 | GENERATOR PANEL | 23.A3
KA0128:21 | SC | KA012821 | WHT | 20 | 24.B6 | XT0337:1 | GENERATOR PANEL | 24.B5
KA0128:24 | SC | KA012824 | WHT | 20 | 24.B6 | XT0337:2 | GENERATOR PANEL | 24.B5
KA0129:11 | SC | KA012911 | WHT | 20 | 24.D6 | XT0337:23 | GENERATOR PANEL | 24.D5
KA0129:14 | SC | KA012914 | WHT | 20 | 24.D6 | XT0337:24 | GENERATOR PANEL | 24.D5
KA0129:21 | SC | KA0343A1 | WHT | 16 | 23.C5 | XT0337:28 | GENERATOR PANEL | 23.C3
KA0129:24 | SC | FU0333 | WHT | 16 | 23.C5 | XT0337:27 | GENERATOR PANEL | 23.B3
KA0135:11 | SC | KM3150EN | RED | 16 | 62.A5 | XT9000:2 | GENERATOR PANEL | 62.A5
KA0135:12 | SC | KM3150EP | RED | 16 | 62.A5 | XT9000:1 | GENERATOR PANEL | 62.A5
KA0185:11 | SC | KA018511 | WHT | 16 | 23.B3 | XT0337:13 | GENERATOR PANEL | 23.B3
KA0185:14 | SC | KA0332A1 | WHT | 20 | 23.B3 | XT0337:14 | GENERATOR PANEL | 23.B3
KA0185:A2 | SC | KA0185A2 | WHT | 20 | 25.B5 | KA0364:11 | GENERATOR PANEL | 25.B6
KA0186:11 | SC | KA018611 | WHT | 16 | 23.D3 | XT0337:18 | GENERATOR PANEL | 23.D3
KA0186:14 | SC | KA018614 | WHT | 20 | 23.D3 | XT0337:20 | GENERATOR PANEL | 23.D3
KA0186:A2 | SC | KA036511 | WHT | 20 | 26.C5 | KA0365:21 | GENERATOR PANEL | 26.C6
KA0310:21 | SC | KA0333A1 | WHT | 20 | 23.A4 | KA0335:21 | GENERATOR PANEL | 23.A4
KA0310:21 | SC | KA0333A1 | WHT | 20 | 23.A4 | XT0337:8 | GENERATOR PANEL | 23.A3
KA0310:24 | SC | FU0333 | WHT | 20 | 23.A4 | KA0335:22 | GENERATOR PANEL | 23.A4
KA0310:A1 | SC | FU0334 | WHT | 20 | 20.B5 | XT0335:2 | GENERATOR PANEL | 20.B4
KA0330:A1 | SC | KA0330A1 | WHT | 20 | 23.A6 | XT0337:9 | GENERATOR PANEL | 23.A3
KA0330:A2 | SC | 0V | WHT | 20 | 23.A6 | KA0332:A2 | GENERATOR PANEL | 23.B6
KA0330:A2 | SC | 0V | WHT | 20 | 23.A6 | KA0333:A2 | GENERATOR PANEL | 23.A6
KA0331:A1 | SC | KA0331A1 | WHT | 20 | 23.C6 | XT0337:11 | GENERATOR PANEL | 23.C3
KA0331:A2 | SC | 0V | WHT | 20 | 23.C6 | KA0342:A2 | GENERATOR PANEL | 23.D6
KA0331:A2 | SC | 0V | WHT | 20 | 23.C6 | KA0343:A2 | GENERATOR PANEL | 23.C6
KA0332:11 | SC | KA033211 | WHT | 20 | 24.C6 | XT0337:3 | GENERATOR PANEL | 24.C5
KA0332:14 | SC | KA033214 | WHT | 20 | 24.C6 | XT0337:4 | GENERATOR PANEL | 24.C5
KA0332:A1 | SC | KA0332A1 | WHT | 20 | 23.B6 | XT0337:14 | GENERATOR PANEL | 23.B3
KA0332:A2 | SC | 0V | WHT | 20 | 23.B6 | KA0343:A2 | GENERATOR PANEL | 23.C6
KA0333:11 | SC | KA033311 | WHT | 20 | 24.C6 | KA0335:11 | GENERATOR PANEL | 24.C6
KA0333:11 | SC | KA033311 | WHT | 20 | 24.C6 | XT0337:5 | GENERATOR PANEL | 24.C5
KA0333:14 | SC | KA033314 | WHT | 20 | 24.C6 | KA0335:12 | GENERATOR PANEL | 24.C6
KA0333:14 | SC | KA033314 | WHT | 20 | 24.C6 | XT0337:6 | GENERATOR PANEL | 24.C5
KA0333:A1 | SC | KA0333A1 | WHT | 20 | 23.A6 | XT0337:8 | GENERATOR PANEL | 23.A3
KA0335:A1 | SC | ESTOP | WHT | 20 | 20.C5 | XT0336:1 | GENERATOR PANEL | 20.C4
KA0335:A2 | SC | 0V | WHT | 20 | 20.C5 | XT0336:2 | GENERATOR PANEL | 20.C4
KA0336:14 | SC | KA033614 | WHT | 20 | 58.B5 | KA4100:A1 | GENERATOR PANEL | 58.B6
KA0336:A1 | SC | KA0231A1 | WHT | 14 | 20.C3 | XT0334:2 | GENERATOR PANEL | 20.C2
KA0336:A2 | SC | 0V | WHT | 14 | 20.C3 | XT0336:2 | GENERATOR PANEL | 20.C4
KA0342:11 | SC | KA034211 | WHT | 20 | 24.D6 | XT0337:21 | GENERATOR PANEL | 24.D5
KA0342:14 | SC | KA034214 | WHT | 20 | 24.D6 | XT0337:22 | GENERATOR PANEL | 24.D5
KA0342:A1 | SC | KA600114 | WHT | 20 | 23.D6 | KA6001:14 | GENERATOR PANEL | 23.D5
KA0342:A2 | SC | 0V | WHT | 20 | 23.D6 | XT0337:16 | GENERATOR PANEL | 23.D3
KA0343:11 | SC | KA034311 | WHT | 20 | 24.D6 | XT0337:29 | GENERATOR PANEL | 24.D5
KA0343:14 | SC | KA034314 | WHT | 20 | 24.D6 | XT0337:30 | GENERATOR PANEL | 24.D5
KA0343:A1 | SC | KA0343A1 | WHT | 16 | 23.C6 | XT0337:28 | GENERATOR PANEL | 23.C3
KA0364:1 | SC | VGENA | RED | 16 | 18.C1 | XT0341:9 | GENERATOR PANEL | 18.C2
KA0364:2 | SC | VGENB | RED | 16 | 18.C1 | XT0341:8 | GENERATOR PANEL | 18.C2
KA0364:3 | SC | VBUSA | RED | 16 | 18.C1 | XT0351:4 | GENERATOR PANEL | 69.B4
KA0364:4 | SC | VBUSB | RED | 16 | 18.C1 | XT0351:6 | GENERATOR PANEL | 69.B4
KA0365:1 | SC | VGENA | RED | 16 | 18.B1 | XT0341:9 | GENERATOR PANEL | 18.C2
KA0365:2 | SC | VGENB | RED | 16 | 18.B1 | XT0341:8 | GENERATOR PANEL | 18.C2
KA0365:3 | SC | VTIEA | RED | 16 | 18.B1 | XT0940:1 | GENERATOR PANEL | 68.A4
KA0365:4 | SC | VTIEB | RED | 16 | 18.B1 | XT0940:2 | GENERATOR PANEL | 68.A4
KA3103:11 | SC | KM3103EN | RED | 16 | 65.A5 | XT9000:4 | GENERATOR PANEL | 65.A5
KA3103:14 | SC | KM3103EP | RED | 16 | 65.A5 | XT9000:3 | GENERATOR PANEL | 65.A5
KA4100:11 | SC | KM4100EP | RED | 16 | 58.A5 | XT9003:1 | GENERATOR PANEL | 58.A5
KA4100:12 | SC | KM4100EN | RED | 16 | 58.A5 | XT9003:2 | GENERATOR PANEL | 58.A5
KA4632:1 | SC | VTIEA | RED | 16 | 68.A6 | XT0940:1 | GENERATOR PANEL | 68.A4
KA4632:2 | SC | 012110 | WHT | 20 | 68.D6 | AF0121:10 | GENERATOR PANEL | 68.D6
KA4632:2 | SC | 012110 | WHT | 20 | 68.D6 | KA4633:2 | GENERATOR PANEL | 68.D6
KA4632:3 | SC | VMETERA | RED | 16 | 68.A6 | XT1940:1 | GENERATOR PANEL | 68.A6
KA4632:6 | SC | VMETERB | RED | 16 | 68.A6 | XT1940:3 | GENERATOR PANEL | 68.A6
KA4632:7 | SC | 012126 | WHT | 20 | 68.D6 | AF0121:26 | GENERATOR PANEL | 68.D6
KA4632:7 | SC | 012126 | WHT | 20 | 68.D6 | KA4633:7 | GENERATOR PANEL | 68.D6
KA4632:8 | SC | VTIEB | RED | 16 | 68.A6 | XT0940:2 | GENERATOR PANEL | 68.A4
KA4633:1 | SC | VTIEC | RED | 16 | 68.B6 | XT0940:3 | GENERATOR PANEL | 68.B4
KA4633:3 | SC | VMETERC | RED | 16 | 68.B6 | XT1940:5 | GENERATOR PANEL | 68.B6
KA4642:1 | SC | VBUSA | RED | 16 | 68.A5 | XT0351:3 | GENERATOR PANEL | 69.B4
KA4642:2 | SC | 012109 | WHT | 20 | 68.C6 | AF0121:09 | GENERATOR PANEL | 68.C6
KA4642:2 | SC | 012109 | WHT | 20 | 68.C6 | KA4643:2 | GENERATOR PANEL | 68.C6
KA4642:3 | SC | VMETERA | RED | 16 | 68.A5 | XT1940:2 | GENERATOR PANEL | 68.A6
KA4642:6 | SC | VMETERB | RED | 16 | 68.A5 | XT1940:4 | GENERATOR PANEL | 68.A6
KA4642:7 | SC | 012125 | WHT | 20 | 68.C6 | AF0121:25 | GENERATOR PANEL | 68.C6
KA4642:7 | SC | 012125 | WHT | 20 | 68.C6 | KA4643:7 | GENERATOR PANEL | 68.C6
KA4642:8 | SC | VBUSB | RED | 16 | 68.A5 | XT0351:5 | GENERATOR PANEL | 69.B4
KA4643:1 | SC | VBUSC | RED | 16 | 68.B5 | XT0351:7 | GENERATOR PANEL | 69.B4
KA4643:3 | SC | VMETERC | RED | 16 | 68.B5 | XT1940:6 | GENERATOR PANEL | 68.B6
KA6000:11 | SC | KA018614 | WHT | 20 | 23.D5 | XT0337:20 | GENERATOR PANEL | 23.D3
KA6000:14 | SC | KA600014 | WHT | 20 | 23.D5 | KA6001:11 | GENERATOR PANEL | 23.D5
KA6000:A1 | SC | CB600B2 | WHT | 20 | 22.B6 | XT9120:1 | GENERATOR PANEL | 22.B5
KA6001:A1 | SC | S600B2 | WHT | 20 | 22.C6 | XT9120:3 | GENERATOR PANEL | 22.C5
PEG0140:1 | SC | PMGS | GRN/YEL | 12 | 70.B6 | XT0313:1 | GENERATOR PANEL | 70.A6
PEG0140:2 | SC | EXCS | GRN/YEL | 12 | 70.C5 | XT0370:5 | GENERATOR PANEL | 70.C4
PEG0140:5 | SC | MCTN | GRN/YEL | 14 | 71.B5 | XT0352:4 | GENERATOR PANEL | 71.B4
XT0334:1 | SC | 0V | WHT | 12 | 20.C2 | XT0336:2 | GENERATOR PANEL | 20.C4
XT0335:1 | SC | FU0333 | WHT | 16 | 20.B4 | XT0337:25 | GENERATOR PANEL | 23.D3
XT0337:12 | SC | FU0333 | WHT | 16 | 23.B3 | XT0335:1 | GENERATOR PANEL | 20.B4
XT0337:12 | SC | FU0333 | WHT | 20 | 23.B3 | XT0337:7 | GENERATOR PANEL | 23.A3
XT0337:16 | SC | 0V | WHT | 14 | 23.D3 | XT0336:3 | GENERATOR PANEL | 20.C4
XT0337:25 | SC | FU0333 | WHT | 16 | 23.D3 | XT0337:27 | GENERATOR PANEL | 23.B3
XT0341:4 | SC | VGENB | RED | 16 | 18.D2 | XT0341:8 | GENERATOR PANEL | 18.C2
XT0341:7 | SC | VGENA | RED | 16 | 18.D2 | XT0341:9 | GENERATOR PANEL | 18.C2
XT0351:1 | SC | VBUSN | GRN/YEL | 12 | 69.B4 | XT0140G:1 | GENERATOR PANEL | 21.D6
XT0351:10 | SC | VGENA | RED | 16 | 69.D4 | XT0341:7 | GENERATOR PANEL | 18.D2
XT0351:12 | SC | VGENB | RED | 16 | 69.D4 | XT0341:4 | GENERATOR PANEL | 18.D2
XT0351:14 | SC | VGENC | RED | 16 | 69.D4 | XT0341:6 | GENERATOR PANEL | 18.D2
XT1940:1 | SC | VMETERA | RED | 16 | 68.A6 | XT0341:2 | GENERATOR PANEL | 18.D2
XT1940:3 | SC | VMETERB | RED | 16 | 68.A6 | XT0341:1 | GENERATOR PANEL | 18.D2
XT1940:5 | SC | VMETERC | RED | 16 | 68.B6 | XT0341:3 | GENERATOR PANEL | 18.D2
AT0140:P1 | WC0012 | AU0120L2 | ENET | CABLE | 21.D5 | AU0120:L2 | GENERATOR PANEL | 21.C1
AF0123:27 | WC2170 | TE42101 | RED | 20 | 56.A7 | XT9120:13 | GENERATOR PANEL | 56.A5
AF0123:11 | WC2170 | TE42102 | WHT | 20 | 56.A7 | XT9120:14 | GENERATOR PANEL | 56.A5
AF0123:10 | WC2170 | TE42103 | BLK | 20 | 56.A7 | XT9120:15 | GENERATOR PANEL | 56.A5
AF0123:58 | WC2170 | TE4210S | SH | 20 | 56.A7 | XT9120:16 | GENERATOR PANEL | 56.A5
AF0123:31 | WC2370 | TE42161 | RED | 20 | 56.C7 | XT9120:21 | GENERATOR PANEL | 56.C5
AF0123:15 | WC2370 | TE42162 | WHT | 20 | 56.C7 | XT9120:22 | GENERATOR PANEL | 56.C5
AF0123:14 | WC2370 | TE42163 | BLK | 20 | 56.C7 | XT9120:23 | GENERATOR PANEL | 56.C5
AF0123:62 | WC2370 | TE4216S | SH | 20 | 56.C7 | XT9120:24 | GENERATOR PANEL | 56.C5
AF0123:21 | WC2470 | TE42401 | RED | 20 | 57.A7 | XT9120:25 | GENERATOR PANEL | 57.A5
AF0123:05 | WC2470 | TE42402 | WHT | 20 | 57.A7 | XT9120:26 | GENERATOR PANEL | 57.A5
AF0123:04 | WC2470 | TE42403 | BLK | 20 | 57.A7 | XT9120:27 | GENERATOR PANEL | 57.A5
AF0123:52 | WC2470 | TE4240S | SH | 20 | 57.A7 | XT9120:28 | GENERATOR PANEL | 57.A5
AF0123:19 | WC2570 | TE42301 | RED | 20 | 57.B7 | XT9120:29 | GENERATOR PANEL | 57.B5
AF0123:03 | WC2570 | TE42302 | WHT | 20 | 57.B7 | XT9120:30 | GENERATOR PANEL | 57.B5
AF0123:02 | WC2570 | TE42303 | BLK | 20 | 57.B7 | XT9120:31 | GENERATOR PANEL | 57.B5
AF0123:50 | WC2570 | TE4230S | SH | 20 | 57.B7 | XT9120:32 | GENERATOR PANEL | 57.C5
AF0123:29 | WC3270 | TE42131 | RED | 20 | 56.B7 | XT9120:17 | GENERATOR PANEL | 56.B5
AF0123:13 | WC3270 | TE42132 | WHT | 20 | 56.B7 | XT9120:18 | GENERATOR PANEL | 56.B5
AF0123:12 | WC3270 | TE42133 | BLK | 20 | 56.B7 | XT9120:19 | GENERATOR PANEL | 56.B5
AF0123:60 | WC3270 | TE4213S | SH | 20 | 56.B7 | XT9120:20 | GENERATOR PANEL | 56.B5
AT0140:1 LS(+) | WC8009 | AT0140LS(+) | WHT | 16 | 72.C7 | XT0337:15 | GENERATOR PANEL | 72.C4
AT0140:2 LS(-) | WC8009 | AT0140LS(-) | BLK | 16 | 72.C7 | XT0337:17 | GENERATOR PANEL | 72.C4
FW140:3 | WC8009 | AT0140LS(S) | SH | 16 | 72.C6 | XT0337:19 | GENERATOR PANEL | 72.C4
FU0313:LD | WC8101 | PMG1 | WHT | 12 | 70.A5 | XT0360:1 | GENERATOR PANEL | 70.A4
FU0314:LD | WC8101 | PMG2 | BLK | 12 | 70.A5 | XT0360:2 | GENERATOR PANEL | 70.A4
XT0360:3 | WC8101 | PMGS | SH | 12 | 70.A4 | XT0360:4 | GENERATOR PANEL | 70.A5
AT0140:54 EXC(+) | WC8102 | EXC1 | WHT | 12 | 70.C7 | XT0370:2 | GENERATOR PANEL | 70.C4
AT0140:55 EXC(-) | WC8102 | EXC2 | BLK | 12 | 70.C7 | XT0370:3 | GENERATOR PANEL | 70.C4
FU0313:LI | WC8201 | FU0313 | WHT | 12 | 70.A5 | KA0313:3 | GENERATOR PANEL | 70.A6
FU0314:LI | WC8201 | FU0314 | BLK | 12 | 70.A5 | KA0313:6 | GENERATOR PANEL | 70.A6
XT0313:1 | WC8201 | PMGS | SH | 12 | 70.A6 | XT0360:4 | GENERATOR PANEL | 70.A5
AT0140:49 PMG-A | WC8301 | PMG14C | WHT | 12 | 70.A7 | KA0313:1 | GENERATOR PANEL | 70.A6
AT0140:50 PMG-B | WC8301 | PMG14A | BLK | 12 | 70.A7 | KA0313:8 | GENERATOR PANEL | 70.A6
KA0135:A1 | SC | KA0135A1 | WHT | 20 | 15.D6 | KA0131:11 | A PANEL | 15.D4
KA0135:A1 | SC | KA0135A1 | WHT | 20 | 15.D6 | KA0144:A1 | A PANEL | 15.C6
KA0135:A2 | SC | 0V | WHT | 20 | 15.D6 | KA0136:A2 | A PANEL | 15.D6
KA0135:A2 | SC | 0V | WHT | 20 | 15.D6 | KA0144:A2 | A PANEL | 15.C6
KA3103:A1 | SC | 009208 | WHT | 20 | 65.A5 | AF0092:08 | A PANEL | 65.A7
KA3103:A2 | SC | 009224 | WHT | 20 | 65.A5 | AF0092:24 | A PANEL | 65.A7
PEG0140:0 | SC | PEG0140G | GRN/YEL | 8 | 3.B2 | PEG0130:5 | A PANEL | 3.B2
XT0332:1 | SC | FU0136 | WHT | 14 | 20.B2 | XT0138:3 | A PANEL | 14.A3
XT0334:1 | SC | 0V | WHT | 14 | 20.C2 | XT0134:3 | A PANEL | 14.B3
XT0334:2 | SC | KA0231A1 | WHT | 20 | 20.C2 | XT0136:6 | A PANEL | 15.B5
XT0336:1 | SC | ESTOP | WHT | 20 | 20.C4 | XT0139:4 | A PANEL | 16.B3
AF0123:SH | SC | IEG023010 | GRN | 14 | 21.D3 | IEG0230:10 | B PANEL | 21.D4
GR0120: | SC | GR0120 | GRN | 14 | 21.D1 | IEG0230:13 | B PANEL | 21.D2
AT0140:P2 | WC0014 | AT0140L2 | ENET | CABLE | 21.D5 | AU0200:L1 | TCP | 9.A3
FU0120:LI | SC | FU0332 | WHT | 14 | 21.D1 | XT0130:1 | VIBRATION | 21.A5
FU0332:LD | SC | FU0332 | WHT | 14 | 20.B3 | XT0130:1 | VIBRATION | 21.A5
FU0335:LI | SC | FU0332 | WHT | 14 | 20.A3 | XT0110:1 | VIBRATION | 19.A5
KA0180:21 | SC | CC75802 | WHT | 20 | 25.A5 | XT9180:2 | VIBRATION | 25.A5
KA0180:22 | SC | CC75803 | WHT | 20 | 25.A5 | XT9180:13 | VIBRATION | 25.A5
KA0180:24 | SC | CC75801 | WHT | 20 | 25.A5 | XT9180:1 | VIBRATION | 25.A5
KA0180:A1 | SC | 018100 | WHT | 20 | 25.A5 | AF0181:00 | VIBRATION | 25.A7
KA0180:A2 | SC | 018116 | WHT | 20 | 25.A5 | AF0181:16 | VIBRATION | 25.A7
KA0185:A1 | SC | 018110 | WHT | 20 | 25.B5 | AF0181:10 | VIBRATION | 25.B7
KA0364:14 | SC | 018126 | WHT | 20 | 25.B6 | AF0181:26 | VIBRATION | 25.B7
XT0120:1 | SC | 0V | WHT | 14 | 21.D1 | XT0130:2 | VIBRATION | 21.A5
XT0336:3 | SC | 0V | WHT | 14 | 20.C4 | XT0130:2 | VIBRATION | 21.A5
XT0336:4 | SC | 0V | WHT | 14 | 20.D4 | XT0110:2 | VIBRATION | 19.A5
XT0337:19 | SC | AT0140LS(S) | GRN | 14 | 72.C4 | IEG0110:4 | VIBRATION | 72.C6
AU0120:L1 | WC0018 | AU0180L2 | ENET | CABLE | 21.C1 | AU0180:L2 | VIBRATION | 9.C3
SolarTools ver. 24.0.84.24712 (Jul 31, 2025)
Report date: 3/11/2026 8:17 AM

## PWR DISTRIBUTION RAIL
PWR DISTRIBUTION RAIL
CONTROL CONSOLE DOOR
Project # | J0960
Project Name | TITAN TIRE
Revision | A.2
Controls DE | A.DOMINGUEZ
Phone: | 0
Controls ME | N.CARPENTER
Phone:
From | [5 empty] | To
Device ID | Cable (W) Conductor (SC) Jumper Clip (JC) | Wire No. | Wire ID | Gauge/Size | Page/Zone | Device ID | Location | Page/Zone
XT0561:2 | JC | FU0200LI | CLIP | --- | 9.A2 | XT0561:1 | PWR DISTRIBUTION RAIL | 9.A2
XT0562:1 | JC | 0V1 | CLIP | --- | 9.B2 | XT0562:2 | PWR DISTRIBUTION RAIL | 9.B2
XT0562:2 | JC | 0V1 | CLIP | --- | 9.B2 | XT0562:3 | PWR DISTRIBUTION RAIL | 9.B2
AT0680:NEG | SC | 0V | WHT | 14 | 6.B4 | XT0680:2 | PWR DISTRIBUTION RAIL | 6.B3
AT0680:POS | SC | AT0680POS | WHT | 14 | 6.B4 | XT0680:1 | PWR DISTRIBUTION RAIL | 6.B3
XT0560:2 | SC | JW0 | CLIP | -- | 9.B2 | XT0562:1 | PWR DISTRIBUTION RAIL | 9.B2
FU0190:LI | SC | FU0200LI | WHT | 14 | 9.C3 | FU0273:LI | PWR DISTRIBUTION RAIL | 9.B3
FU0200:LI | SC | FU0200LI | WHT | 14 | 9.A3 | FU0201:LI | PWR DISTRIBUTION RAIL | 9.B3
FU0200:LI | SC | FU0200LI | WHT | 14 | 9.A3 | XT0561:1 | PWR DISTRIBUTION RAIL | 9.A2
FU0201:LI | SC | FU0200LI | WHT | 14 | 9.B3 | FU0273:LI | PWR DISTRIBUTION RAIL | 9.B3
FU0560:LD | SC | FU0200LI | WHT | 14 | 9.A2 | XT0561:1 | PWR DISTRIBUTION RAIL | 9.A2
FU0560:LI | SC | FU0136 | WHT | 12 | 9.A2 | XT0560:1 | PWR DISTRIBUTION RAIL | 9.A2
FU0680:LD | SC | AT0680POS | WHT | 14 | 6.B2 | XT0680:1 | PWR DISTRIBUTION RAIL | 6.B3
XT0560:1 | SC | FU0136 | WHT | 12 | 9.A2 | XT0138:2 | A PANEL | 14.A3
XT0560:2 | SC | 0V | WHT | 12 | 9.B2 | XT0134:2 | A PANEL | 14.B3
AT0680:LAN1 | WC0680 | AT0680LAN1 | ENET | CABLE | 6.B4 | AP0609:L1 | A PANEL | 4.A6
FU0680:LI | SC | FU0210 | WHT | 14 | 6.B2 | XT0233:3 | B PANEL | 14.C4
XT0563:1 | SC | ESTOPB | WHT | 20 | 11.D6 | XT0240:2 | B PANEL | 16.A3
XT0563:2 | SC | ESTOPA | WHT | 20 | 11.D6 | XT0240:3 | B PANEL | 16.A3
XT0563:3 | SC | KA023612 | WHT | 20 | 11.B6 | XT0240:12 | B PANEL | 16.D4
XT0563:4 | SC | 0V | WHT | 20 | 11.B6 | XT0240:8 | B PANEL | 16.D3
XT0563:5 | SC | KA0241A1 | WHT | 20 | 11.C6 | XT0240:5 | B PANEL | 16.C3
XT0563:6 | SC | FU0139 | WHT | 20 | 11.C6 | XT0240:10 | B PANEL | 16.C4
XT0680:2 | SC | 0V | WHT | 14 | 6.B3 | XT0235:3 | B PANEL | 14.D4
FU0190:LD | SC | FU0190 | WHT | 14 | 9.C3 | AT0190:POS | CONSOLE | 9.B4
FU0273:LD | SC | FU0273 | WHT | 14 | 9.B3 | ZS0273:1 | CONSOLE | 9.B4
XT0562:1 | SC | 0V1 | WHT | 14 | 9.B2 | EL0273:- | CONSOLE | 9.B4
XT0562:2 | SC | 0V1 | WHT | 14 | 9.B2 | AT0190:NEG | CONSOLE | 9.B4
AT0680:LAN2 | WC0190 | AT0680LAN2 | ENET | CABLE | 6.B4 | AT0190:ETAP:L1 | CONSOLE | 9.B4
FU0200:LD | SC | FU0200 | WHT | 14 | 9.A3 | AU0200:V+ | TCP | 9.A3
FU0201:LD | SC | FU0201 | WHT | 14 | 9.B3 | AF0202:V+ | TCP | 9.A5
XT0562:1 | SC | 0V1 | WHT | 14 | 9.B2 | AF0202:COM | TCP | 9.A5
XT0562:1 | SC | 0V1 | WHT | 14 | 9.B2 | AU0200:COM | TCP | 9.A3
XT0562:2 | SC | 0V1 | WHT | 20 | 9.B2 | SH0401:A | TCP | 11.C5
XT0563:1 | SC | ESTOPB | WHT | 20 | 11.D6 | SB0400:B1-11 | TCP | 11.D5
XT0563:2 | SC | ESTOPA | WHT | 20 | 11.D6 | SB0400:B1-12 | TCP | 11.D5
XT0563:3 | SC | KA023612 | WHT | 20 | 11.B6 | XT0564:1 B2 | TCP | 11.B5
XT0563:4 | SC | 0V | WHT | 20 | 11.B6 | HL0410:A | TCP | 11.B5
XT0563:5 | SC | KA0241A1 | WHT | 20 | 11.C6 | SA0401:1 | TCP | 11.C5
XT0563:6 | SC | FU0139 | WHT | 20 | 11.C6 | SA0401:2 | TCP | 11.C5
FU0190:LI | SC | FU0200LI | WHT | 14 | 9.C3 | FU0180:LI | VIBRATION | 9.D3
XT0562:2 | SC | 0V1 | WHT | 14 | 9.B2 | XT0180:1 | VIBRATION | 9.D2
SolarTools ver. 24.0.84.24712 (Jul 31, 2025)
Report date: 3/11/2026 8:17 AM

## TCP
TCP
CONTROL CONSOLE DOOR
Project # | J0960
Project Name | TITAN TIRE
Revision | A.2
Controls DE | A.DOMINGUEZ
Phone: | 0
Controls ME | N.CARPENTER
Phone:
From | [5 empty] | To
Device ID | Cable (W) Conductor (SC) Jumper Clip (JC) | Wire No. | Wire ID | Gauge/Size | Page/Zone | Device ID | Location | Page/Zone
AF0201:01 | SC | TCP14NO | WHT | 20 | 11.A3 | SH0401:NO | TCP | 11.A1
AF0201:02 | SC | TCP15NO | WHT | 20 | 11.B3 | SH0409:NO | TCP | 11.B1
AF0201:03 | SC | TCP16NO | WHT | 20 | 11.B3 | SH0410:NO | TCP | 11.B1
AF0201:04 | SC | TCP17A2 | WHT | 20 | 11.C3 | SA0400:B-B1 | TCP | 11.C1
AF0201:05 | SC | TCP17B2 | WHT | 20 | 11.C3 | SA0400:W-B1 | TCP | 11.C1
AF0201:06 | SC | TCP17C2 | WHT | 20 | 11.A3 | SA0400:B-A3 | TCP | 11.A1
AF0201:08 | SC | TCP23NC | WHT | 20 | 11.D3 | SB0401:NC | TCP | 11.D1
AF0201:09 | SC | TCP24NO | WHT | 20 | 11.D3 | SB0402:NO | TCP | 11.D1
AF0201:10 | SC | TCP25NO | WHT | 20 | 11.A7 | SB0403:NO | TCP | 11.A5
AF0201:11 | SC | TCP26NO | WHT | 20 | 11.A7 | SB0404:NO | TCP | 11.A5
AF0201:12 | SC | TCP29NO | WHT | 20 | 12.D3 | SB0405:NO | TCP | 12.D1
AF0201:13 | SC | TCP28NC | WHT | 20 | 12.C3 | SB0406:NC | TCP | 12.C1
AF0201:14 | SC | TCP31NO | WHT | 20 | 12.A6 | SB0407:NO | TCP | 12.A5
AF0201:15 | SC | TCP32NO | WHT | 20 | 12.A6 | SB0408:NO | TCP | 12.A5
AF0201:16 | SC | TCP30NO | WHT | 20 | 12.D3 | SH0408:NO | TCP | 12.D1
AF0201:17 | SC | TCP19NO | WHT | 20 | 12.A3 | SH0404:NO | TCP | 12.A1
AF0201:18 | SC | TCP20NO | WHT | 20 | 12.B3 | SH0405:NO | TCP | 12.B1
AF0201:19 | SC | TCP21NO | WHT | 20 | 12.B3 | SH0411:NO | TCP | 12.B1
AF0201:20 | SC | TCP22NO | WHT | 20 | 12.C3 | SH0412:NO | TCP | 12.C1
AF0201:33 | SC | TCP14C | WHT | 20 | 11.A3 | SH0401:C | TCP | 11.A1
AF0201:34 | SC | TCP15C | WHT | 20 | 11.B3 | SH0409:C | TCP | 11.B1
AF0201:35 | SC | TCP16C | WHT | 20 | 11.B3 | SH0410:C | TCP | 11.B1
AF0201:36 | SC | TCP17A1 | WHT | 20 | 11.C3 | SA0400:B-B2 | TCP | 11.C1
AF0201:37 | SC | TCP17B1 | WHT | 20 | 11.C3 | SA0400:W-B2 | TCP | 11.C1
AF0201:38 | SC | TCP17C1 | WHT | 20 | 11.A3 | SA0400:B-A4 | TCP | 11.A1
AF0201:40 | SC | TCP23C | WHT | 20 | 11.D3 | SB0401:C | TCP | 11.D1
AF0201:41 | SC | TCP24C | WHT | 20 | 11.D3 | SB0402:C | TCP | 11.D1
AF0201:42 | SC | TCP25C | WHT | 20 | 11.A7 | SB0403:C | TCP | 11.A5
AF0201:43 | SC | TCP26C | WHT | 20 | 11.A7 | SB0404:C | TCP | 11.A5
AF0201:44 | SC | TCP29C | WHT | 20 | 12.D3 | SB0405:C | TCP | 12.D1
AF0201:45 | SC | TCP28C | WHT | 20 | 12.C3 | SB0406:C | TCP | 12.C1
AF0201:46 | SC | TCP31C | WHT | 20 | 12.A6 | SB0407:C | TCP | 12.A5
AF0201:47 | SC | TCP32C | WHT | 20 | 12.A6 | SB0408:C | TCP | 12.A5
AF0201:48 | SC | TCP30C | WHT | 20 | 12.D3 | SH0408:C | TCP | 12.D1
AF0201:49 | SC | TCP19C | WHT | 20 | 12.A3 | SH0404:C | TCP | 12.A1
AF0201:50 | SC | TCP20C | WHT | 20 | 12.B3 | SH0405:C | TCP | 12.B1
AF0201:51 | SC | TCP21C | WHT | 20 | 12.B3 | SH0411:C | TCP | 12.B1
AF0201:52 | SC | TCP22C | WHT | 20 | 12.C3 | SH0412:C | TCP | 12.C1
AF0201:COM | SC | AU0200N | WHT | 16 | 9.A4 | AU0200:COM | TCP | 9.A3
AF0201:J | SC | * |  |  | 9.A4 | AF0202:P | TCP | 9.A5
AF0201:SHLD | SC | AF0201V | WHT | 20 | 9.B7 | AF0201:V+ | TCP | 9.B7
AF0201:V+ | SC | AU0200P | WHT | 16 | 9.A4 | AU0200:V+ | TCP | 9.A3
AF0202:00 | SC | TCP01AP | WHT | 20 | 10.A3 | HL0400:A+ | TCP | 10.A1
AF0202:01 | SC | TCP02AP | WHT | 20 | 10.A3 | HL0401:A+ | TCP | 10.A1
AF0202:02 | SC | TCP03AP | WHT | 20 | 10.B3 | HL0402:A+ | TCP | 10.B1
AF0202:03 | SC | TCP04AP | WHT | 20 | 10.B3 | HL0403:A+ | TCP | 10.B1
AF0202:05 | SC | TCP06AP | WHT | 20 | 10.C3 | HL0405:A+ | TCP | 10.C1
AF0202:06 | SC | TCP06BP | WHT | 20 | 10.D3 | HL0405:B+ | TCP | 10.D1
AF0202:07 | SC | TCP05AP | WHT | 20 | 10.C3 | HL0404:A+ | TCP | 10.C1
AF0202:08 | SC | TCP07AP | WHT | 20 | 10.D3 | HL0406:A+ | TCP | 10.D1
AF0202:09 | SC | TCP08AP | WHT | 20 | 10.A7 | HL0407:A+ | TCP | 10.A5
AF0202:10 | SC | TCP09AP | WHT | 20 | 10.A7 | HL0408:A+ | TCP | 10.A5
AF0202:11 | SC | TCP10AP | WHT | 20 | 10.B7 | HL0409:A+ | TCP | 10.B5
AF0202:12 | SC | TCP11AP | WHT | 20 | 10.B7 | HL0411:A+ | TCP | 10.B5
AF0202:13 | SC | TCP15AP | WHT | 20 | 10.C7 | SH0409:A+ | TCP | 10.C5
AF0202:14 | SC | TCP15BP | WHT | 20 | 10.C7 | SH0409:B+ | TCP | 10.C5
AF0202:15 | SC | TCP16AP | WHT | 20 | 10.D7 | SH0410:A+ | TCP | 10.D5
AF0202:16 | SC | TCP16BP | WHT | 20 | 10.D7 | SH0410:B+ | TCP | 10.D5
AF0202:17 | SC | TCP19AP | WHT | 20 | 12.B6 | SH0404:A+ | TCP | 12.B5
AF0202:18 | SC | TCP20AP | WHT | 20 | 12.B6 | SH0405:A+ | TCP | 12.B5
AF0202:19 | SC | TCP21AP | WHT | 20 | 12.C6 | SH0411:A+ | TCP | 12.C5
AF0202:20 | SC | TCP22AP | WHT | 20 | 12.C6 | SH0412:A+ | TCP | 12.C5
AF0202:21 | SC | TCP30AP | WHT | 20 | 12.D6 | SH0408:A+ | TCP | 12.D5
AF0202:22 | SC | TCP30BP | WHT | 20 | 12.D6 | SH0408:B+ | TCP | 12.D5
AF0202:32 | SC | TCP01A | WHT | 20 | 10.A3 | HL0400:A | TCP | 10.A1
AF0202:33 | SC | TCP02A | WHT | 20 | 10.A3 | HL0401:A | TCP | 10.A1
AF0202:34 | SC | TCP03A | WHT | 20 | 10.B3 | HL0402:A | TCP | 10.B1
AF0202:35 | SC | TCP04A | WHT | 20 | 10.B3 | HL0403:A | TCP | 10.B1
AF0202:37 | SC | TCP06A | WHT | 20 | 10.C3 | HL0405:A | TCP | 10.C1
AF0202:38 | SC | TCP06B | WHT | 20 | 10.D3 | HL0405:B | TCP | 10.D1
AF0202:39 | SC | TCP05A | WHT | 20 | 10.C3 | HL0404:A | TCP | 10.C1
AF0202:40 | SC | TCP07A | WHT | 20 | 10.D3 | HL0406:A | TCP | 10.D1
AF0202:41 | SC | TCP08A | WHT | 20 | 10.A7 | HL0407:A | TCP | 10.A5
AF0202:42 | SC | TCP09A | WHT | 20 | 10.A7 | HL0408:A | TCP | 10.A5
AF0202:43 | SC | TCP10A | WHT | 20 | 10.B7 | HL0409:A | TCP | 10.B5
AF0202:44 | SC | TCP11A | WHT | 20 | 10.B7 | HL0411:A | TCP | 10.B5
AF0202:45 | SC | TCP15A | WHT | 20 | 10.C7 | SH0409:A | TCP | 10.C5
AF0202:46 | SC | TCP15B | WHT | 20 | 10.C7 | SH0409:B | TCP | 10.C5
AF0202:47 | SC | TCP16A | WHT | 20 | 10.D7 | SH0410:A | TCP | 10.D5
AF0202:48 | SC | TCP16B | WHT | 20 | 10.D7 | SH0410:B | TCP | 10.D5
AF0202:49 | SC | TCP19A | WHT | 20 | 12.B6 | SH0404:A | TCP | 12.B5
AF0202:50 | SC | TCP20A | WHT | 20 | 12.B6 | SH0405:A | TCP | 12.B5
AF0202:51 | SC | TCP21A | WHT | 20 | 12.C6 | SH0411:A | TCP | 12.C5
AF0202:52 | SC | TCP22A | WHT | 20 | 12.C6 | SH0412:A | TCP | 12.C5
AF0202:53 | SC | TCP30A | WHT | 20 | 12.D6 | SH0408:A | TCP | 12.D5
AF0202:54 | SC | TCP30B | WHT | 20 | 12.D6 | SH0408:B | TCP | 12.D5
AF0202:COM | SC | AF0202COM | WHT | 20 | 9.C7 | AF0202:SHLD | TCP | 9.C7
HL0400:A | SC | TCP01A | WHT | 20 | 10.A1 | HL0400:B | TCP | 10.A1
HL0400:A+ | SC | TCP01AP | WHT | 20 | 10.A1 | HL0400:B+ | TCP | 10.A1
HL0401:A | SC | TCP02A | WHT | 20 | 10.A1 | HL0401:B | TCP | 10.A1
HL0401:A+ | SC | TCP02AP | WHT | 20 | 10.A1 | HL0401:B+ | TCP | 10.A1
HL0402:A | SC | TCP03A | WHT | 20 | 10.B1 | HL0402:B | TCP | 10.B1
HL0402:A+ | SC | TCP03AP | WHT | 20 | 10.B1 | HL0402:B+ | TCP | 10.B1
HL0403:A | SC | TCP04A | WHT | 20 | 10.B1 | HL0403:B | TCP | 10.B1
HL0403:A+ | SC | TCP04AP | WHT | 20 | 10.B1 | HL0403:B+ | TCP | 10.B1
HL0404:A | SC | TCP05A | WHT | 20 | 10.C1 | HL0404:B | TCP | 10.C1
HL0404:A+ | SC | TCP05AP | WHT | 20 | 10.C1 | HL0404:B+ | TCP | 10.C1
HL0406:A | SC | TCP07A | WHT | 20 | 10.D1 | HL0406:B | TCP | 10.D1
HL0406:A+ | SC | TCP07AP | WHT | 20 | 10.D1 | HL0406:B+ | TCP | 10.D1
HL0407:A | SC | TCP08A | WHT | 20 | 10.A5 | HL0407:B | TCP | 10.A5
HL0407:A+ | SC | TCP08AP | WHT | 20 | 10.A5 | HL0407:B+ | TCP | 10.A5
HL0408:A | SC | TCP09A | WHT | 20 | 10.A5 | HL0408:B | TCP | 10.A5
HL0408:A+ | SC | TCP09AP | WHT | 20 | 10.A5 | HL0408:B+ | TCP | 10.A5
HL0409:A | SC | TCP10A | WHT | 20 | 10.B5 | HL0409:B | TCP | 10.B5
HL0409:A+ | SC | TCP10AP | WHT | 20 | 10.B5 | HL0409:B+ | TCP | 10.B5
HL0410:A | SC | 0V | WHT | 20 | 11.B5 | HL0410:B | TCP | 11.B5
HL0410:A+ | SC | TCP12AP | WHT | 20 | 11.B5 | XT0564:1 B1 | TCP | 11.B5
HL0410:A+ | SC | TCP12AP | WHT | 20 | 11.B5 | HL0410:B+ | TCP | 11.B5
HL0411:A | SC | TCP11A | WHT | 20 | 10.B5 | HL0411:B | TCP | 10.B5
HL0411:A+ | SC | TCP11AP | WHT | 20 | 10.B5 | HL0411:B+ | TCP | 10.B5
SB0404:NO | SC | TCP26NO | WHT | 20 | 11.A5 | XT0564:1 T1 | TCP | 11.B5
SH0401:A | SC | 0V1 | WHT | 20 | 11.C5 | SH0401:B | TCP | 11.C5
SH0401:A+ | SC | TCP14AP | WHT | 20 | 11.C5 | XT0564:5 B1 | TCP | 11.C5
SH0401:B+ | SC | TCP14BP | WHT | 20 | 11.C5 | XT0564:4 B1 | TCP | 11.C5
SH0404:A | SC | TCP19A | WHT | 20 | 12.B5 | SH0404:B | TCP | 12.B5
SH0404:A+ | SC | TCP19AP | WHT | 20 | 12.B5 | SH0404:B+ | TCP | 12.B5
SH0405:A | SC | TCP20A | WHT | 20 | 12.B5 | SH0405:B | TCP | 12.B5
SH0405:A+ | SC | TCP20AP | WHT | 20 | 12.B5 | SH0405:B+ | TCP | 12.B5
SH0411:A | SC | TCP21A | WHT | 20 | 12.C5 | SH0411:B | TCP | 12.C5
SH0411:A+ | SC | TCP21AP | WHT | 20 | 12.C5 | SH0411:B+ | TCP | 12.C5
SH0412:A | SC | TCP22A | WHT | 20 | 12.C5 | SH0412:B | TCP | 12.C5
SH0412:A+ | SC | TCP22AP | WHT | 20 | 12.C5 | SH0412:B+ | TCP | 12.C5
XT0564:1 T2 | SC | TCP26NO | WHT | 20 | 11.B5 | XT0564:4 T2 | TCP | 11.C5
XT0564:4 T1 | SC | TCP26NO | WHT | 20 | 11.C5 | XT0564:5 T1 | TCP | 11.C5
SB0400:B2-11 | SC | TCP18B1 | WHT | 20 | 11.D5 | AF0081:37 | A PANEL | 11.D6
SB0400:B2-12 | SC | TCP18B2 | WHT | 20 | 11.D5 | AF0081:05 | A PANEL | 11.D6
AU0200:GND | SC | IEG02307 | GRN | 14 | 9.A3 | IEG0230:7 | B PANEL | 9.B6
GR0200: | SC | IEG02308 | GRN | 14 | 9.A3 | IEG0230:8 | B PANEL | 9.A2
AF0202:23 | WC5540 | HA0273P | BLK | 16 | 12.A3 | HA0273:(+) | CONSOLE | 12.A1
AF0202:55 | WC5540 | HA0273N | WHT | 16 | 12.A3 | HA0273:(-) | CONSOLE | 12.A1
AU0200:L1 | WC0014 | AT0140L2 | ENET | CABLE | 9.A3 | AT0140:P2 | GENERATOR PANEL | 21.D5
AF0202:COM | SC | 0V1 | WHT | 14 | 9.A5 | XT0562:1 | PWR DISTRIBUTION RAIL | 9.B2
AF0202:V+ | SC | FU0201 | WHT | 14 | 9.A5 | FU0201:LD | PWR DISTRIBUTION RAIL | 9.B3
AU0200:COM | SC | 0V1 | WHT | 14 | 9.A3 | XT0562:1 | PWR DISTRIBUTION RAIL | 9.B2
AU0200:V+ | SC | FU0200 | WHT | 14 | 9.A3 | FU0200:LD | PWR DISTRIBUTION RAIL | 9.A3
HL0410:A | SC | 0V | WHT | 20 | 11.B5 | XT0563:4 | PWR DISTRIBUTION RAIL | 11.B6
SA0401:1 | SC | KA0241A1 | WHT | 20 | 11.C5 | XT0563:5 | PWR DISTRIBUTION RAIL | 11.C6
SA0401:2 | SC | FU0139 | WHT | 20 | 11.C5 | XT0563:6 | PWR DISTRIBUTION RAIL | 11.C6
SB0400:B1-11 | SC | ESTOPB | WHT | 20 | 11.D5 | XT0563:1 | PWR DISTRIBUTION RAIL | 11.D6
SB0400:B1-12 | SC | ESTOPA | WHT | 20 | 11.D5 | XT0563:2 | PWR DISTRIBUTION RAIL | 11.D6
SH0401:A | SC | 0V1 | WHT | 20 | 11.C5 | XT0562:2 | PWR DISTRIBUTION RAIL | 9.B2
XT0564:1 B2 | SC | KA023612 | WHT | 20 | 11.B5 | XT0563:3 | PWR DISTRIBUTION RAIL | 11.B6
SolarTools ver. 24.0.84.24712 (Jul 31, 2025)
Report date: 3/11/2026 8:17 AM

## VIBRATION
VIBRATION
CONTROL CONSOLE
Project # | J0960
Project Name | TITAN TIRE
Revision | A.2
Controls DE | A.DOMINGUEZ
Phone: | 0
Controls ME | N.CARPENTER
Phone:
From | [5 empty] | To
Device ID | Cable (W) Conductor (SC) Jumper Clip (JC) | Wire No. | Wire ID | Gauge/Size | Page/Zone | Device ID | Location | Page/Zone
XT0110:3 | JC | 0V | CLIP | --- | 19.A5 | XT0110:2 | VIBRATION | 19.A5
XT0130:3 | JC | 0V | CLIP | --- | 21.A5 | XT0130:2 | VIBRATION | 21.A5
XT0180:1 | JC | 0V1 | CLIP | --- | 9.D2 | XT0180:2 | VIBRATION | 9.D2
AF0181:02 | SC | 018102 | WHT | 20 | 74.C7 | KA0181:A1 | VIBRATION | 74.C5
AF0181:04 | SC | KA24301 | WHT | 16 | 30.A7 | KA2430:A1 | VIBRATION | 30.A5
AF0181:06 | SC | 018106 | WHT | 20 | 74.D7 | KA0183:A1 | VIBRATION | 74.D5
AF0181:18 | SC | 018118 | WHT | 20 | 74.C7 | KA0181:A2 | VIBRATION | 74.C5
AF0181:20 | SC | KA24302 | WHT | 16 | 30.A7 | KA2430:A2 | VIBRATION | 30.A5
AF0181:22 | SC | 018122 | WHT | 20 | 74.D7 | KA0183:A2 | VIBRATION | 74.D5
AF0181:COM | SC | 0V1 | WHT | 14 | 9.D4 | XT0180:2 | VIBRATION | 9.D2
AF0181:J | SC | * |  |  | 9.D4 | AF0182:P | VIBRATION | 9.D5
AF0181:V+ | SC | FU0181 | WHT | 16 | 9.D4 | FU0181:LD | VIBRATION | 9.D3
AF0182:00 | SC | SB75102 | WHT | 20 | 29.A7 | XT9181:2 | VIBRATION | 29.A5
AF0182:01 | SC | SB75112 | WHT | 20 | 29.A7 | XT9181:4 | VIBRATION | 29.A5
AF0182:03 | SC | SB71902 | WHT | 20 | 74.A7 | XT9180:15 | VIBRATION | 74.B5
AF0182:04 | SC | SB75002 | WHT | 16 | 25.C7 | XT9180:6 | VIBRATION | 25.C5
AF0182:05 | SC | LS70012 | WHT | 20 | 75.B7 | XT9180:29 | VIBRATION | 75.B5
AF0182:06 | SC | LS70022 | WHT | 20 | 75.B7 | XT9180:31 | VIBRATION | 75.B5
AF0182:07 | SC | KA71702 | WHT | 20 | 74.A7 | XT9180:25 | VIBRATION | 74.A5
AF0182:08 | SC | LS70032 | WHT | 20 | 75.C7 | XT9180:33 | VIBRATION | 75.C5
AF0182:09 | SC | SB75542 | WHT | 20 | 29.B7 | XT9181:8 | VIBRATION | 29.B5
AF0182:10 | SC | SB75552 | WHT | 20 | 29.B7 | XT9181:6 | VIBRATION | 29.B5
AF0182:11 | SC | SB75522 | WHT | 20 | 29.C7 | XT9181:12 | VIBRATION | 29.C5
AF0182:12 | SC | SB75512 | WHT | 20 | 29.C7 | XT9181:10 | VIBRATION | 29.C5
AF0182:13 | SC | KA95002 | WHT | 16 | 25.B7 | XT9180:4 | VIBRATION | 25.B5
AF0182:14 | SC | LS70042 | WHT | 20 | 75.C7 | XT9180:35 | VIBRATION | 75.C5
AF0182:15 | SC | LS70052 | WHT | 20 | 75.A7 | XT9180:27 | VIBRATION | 75.A5
AF0182:32 | SC | SB75101 | WHT | 20 | 29.A7 | XT9181:1 | VIBRATION | 29.A5
AF0182:33 | SC | SB75111 | WHT | 20 | 29.A7 | XT9181:3 | VIBRATION | 29.A5
AF0182:35 | SC | SB71901 | WHT | 20 | 74.A7 | XT9180:14 | VIBRATION | 74.A5
AF0182:36 | SC | SB75001 | WHT | 16 | 25.C7 | XT9180:5 | VIBRATION | 25.C5
AF0182:37 | SC | LS70011 | WHT | 20 | 75.B7 | XT9180:28 | VIBRATION | 75.B5
AF0182:38 | SC | LS70021 | WHT | 20 | 75.B7 | XT9180:30 | VIBRATION | 75.B5
AF0182:39 | SC | KA71701 | WHT | 20 | 74.A7 | XT9180:24 | VIBRATION | 74.A5
AF0182:40 | SC | LS70031 | WHT | 20 | 75.C7 | XT9180:32 | VIBRATION | 75.C5
AF0182:41 | SC | SB75541 | WHT | 20 | 29.B7 | XT9181:7 | VIBRATION | 29.B5
AF0182:42 | SC | SB75551 | WHT | 20 | 29.B7 | XT9181:5 | VIBRATION | 29.B5
AF0182:43 | SC | SB75521 | WHT | 20 | 29.C7 | XT9181:11 | VIBRATION | 29.C5
AF0182:44 | SC | SB75511 | WHT | 20 | 29.C7 | XT9181:9 | VIBRATION | 29.C5
AF0182:45 | SC | KA75001 | WHT | 16 | 25.B7 | XT9180:3 | VIBRATION | 25.B5
AF0182:46 | SC | LS70041 | WHT | 20 | 75.C7 | XT9180:34 | VIBRATION | 75.C5
AF0182:47 | SC | LS70051 | WHT | 20 | 75.A7 | XT9180:26 | VIBRATION | 75.A5
AF0182:COM | SC | AF0182N | WHT | 16 | 9.D5 | AF0183:COM | VIBRATION | 9.C5
AF0182:COM | SC | AU0180N | WHT | 16 | 9.D5 | AU0180:COM | VIBRATION | 9.C3
AF0182:J | SC | * |  |  | 9.D5 | AF0183:P | VIBRATION | 9.C5
AF0182:V+ | SC | AF0182P | WHT | 16 | 9.D5 | AF0183:V+ | VIBRATION | 9.C5
AF0182:V+ | SC | AU0180P | WHT | 16 | 9.D5 | AU0180:V+ | VIBRATION | 9.C3
AF0183:00 | SC | KA71732 | WHT | 20 | 74.B7 | XT9180:17 | VIBRATION | 74.B5
AF0183:32 | SC | KA71731 | WHT | 20 | 74.B7 | XT9180:16 | VIBRATION | 74.B5
AF0183:COM | SC | AF0183N | WHT | 16 | 9.C5 | AF0184:COM | VIBRATION | 9.D6
AF0183:J | SC | * |  |  | 9.C5 | AF0184:P | VIBRATION | 9.D6
AF0183:V+ | SC | AF0183P | WHT | 16 | 9.C5 | AF0184:V+ | VIBRATION | 9.D6
AF0184:COM | SC | AF0184N | WHT | 16 | 9.D6 | AF0185:COM | VIBRATION | 9.D6
AF0184:J | SC | * |  |  | 9.D6 | AF0185:P | VIBRATION | 9.D6
AF0184:SH | SC | IEG01102 | GRN | 14 | 9.D6 | IEG0110:2 | VIBRATION | 9.D7
AF0184:SH | SC | AU0180G | GRN | 14 | 9.D6 | AU0180:GND | VIBRATION | 9.C3
AF0184:V+ | SC | AF0184P | WHT | 16 | 9.D6 | AF0185:V+ | VIBRATION | 9.D6
AF0400:12 | SC | XT04001 | GRN | 16 | 19.B6 | XT0400:1 | VIBRATION | 19.C6
AF0410:32 | SC | XT04001 | GRN | 16 | 19.B5 | XT0400:1 | VIBRATION | 19.C6
AF0410:53 | SC | 0V | WHT | 16 | 19.B5 | XT0110:3 | VIBRATION | 19.A5
AF0410:54 | SC | AF0410N | WHT | 16 | 19.B5 | AF0420:53 | VIBRATION | 19.B5
AF0410:55 | SC | FU0113 | WHT | 16 | 19.B5 | FU0113:LD | VIBRATION | 19.A4
AF0410:56 | SC | AF0410P | WHT | 16 | 19.B5 | AF0420:55 | VIBRATION | 19.B5
AF0420:32 | SC | XT04001 | GRN | 16 | 19.B5 | XT0400:1 | VIBRATION | 19.C6
AF0420:54 | SC | AF0420N | WHT | 16 | 19.B5 | AF0440:53 | VIBRATION | 19.B4
AF0420:56 | SC | AF0420P | WHT | 16 | 19.B5 | AF0440:55 | VIBRATION | 19.B4
AF0440:32 | SC | XT04002 | GRN | 16 | 19.B4 | XT0400:2 | VIBRATION | 19.C3
AF0440:54 | SC | AF0440N | WHT | 16 | 19.B4 | AF0450:53 | VIBRATION | 19.B3
AF0440:56 | SC | AF0440P | WHT | 16 | 19.B4 | AF0450:55 | VIBRATION | 19.B3
AF0450:32 | SC | XT04002 | GRN | 16 | 19.B3 | XT0400:2 | VIBRATION | 19.C3
AU0180:COM | SC | 0V1 | WHT | 16 | 9.C3 | XT0180:1 | VIBRATION | 9.D2
AU0180:V+ | SC | FU0180 | WHT | 16 | 9.C3 | FU0180:LD | VIBRATION | 9.D3
XT9180:25 | SC | JP4 | VIO | 20 | 74.A5 | XT9180:24 | VIBRATION | 74.A5
XT9181:4 | SC | JP3 | VIO | 20 | 29.A5 | XT9181:3 | VIBRATION | 29.A5
FU0113:LI | SC | FU0332 | WHT | 14 | 19.A4 | XT0110:1 | VIBRATION | 19.A5
FU0180:LI | SC | FU0200LI | WHT | 14 | 9.D3 | FU0181:LI | VIBRATION | 9.D3
GR0110: | SC | GR0110 | GRN/YEL | 14 | 3.B4 | FRAME | VIBRATION | 3.B3
GR0180: | SC | GR0180 | GRN | 14 | 3.B5 | IEG0110:3 | VIBRATION | 3.B4
GR0181: | SC | GR0181 | GRN/YEL | 14 | 3.B5 | FRAME | VIBRATION | 3.B4
IEG0110:1 | SC | IEG01101 | GRN | 14 | 19.C6 | XT0400:3 | VIBRATION | 19.C6
KA0181:11 | SC | CC71741 | WHT | 20 | 74.C5 | XT9180:18 | VIBRATION | 74.C5
KA0181:14 | SC | CC71742 | WHT | 20 | 74.C5 | XT9180:19 | VIBRATION | 74.C5
KA0182:21 | SC | CC71751 | WHT | 20 | 74.C5 | XT9180:20 | VIBRATION | 74.C5
KA0182:24 | SC | CC71752 | WHT | 20 | 74.C5 | XT9180:21 | VIBRATION | 74.D5
KA0183:21 | SC | CC71761 | WHT | 20 | 74.D5 | XT9180:22 | VIBRATION | 74.D5
KA0183:24 | SC | CC71762 | WHT | 20 | 74.D5 | XT9180:23 | VIBRATION | 74.D5
KA2430:11 | SC | CC7514C | WHT | 20 | 30.A5 | XT3150:2 | VIBRATION | 30.A5
KA2430:12 | SC | CC7514NC | WHT | 20 | 30.B5 | XT3150:3 | VIBRATION | 30.A5
KA2430:14 | SC | CC7514 | WHT | 20 | 30.A5 | XT3150:1 | VIBRATION | 30.A5
AF0410:L2 | WC0041 | AF0410L2 | ENET | CABLE | 19.B5 | AF0420:L1 | VIBRATION | 19.B5
AF0420:L2 | WC0042 | AF0420L2 | ENET | CABLE | 19.B5 | AF0440:L1 | VIBRATION | 19.B4
AF0440:L2 | WC0044 | AF0440L2 | ENET | CABLE | 19.B4 | AF0450:L1 | VIBRATION | 19.B3
AF0450:L2 | WC0045 | AF0450L2 | ENET | CABLE | 19.B3 | AU0180:L1 | VIBRATION | 9.C3
AF0450:01 | WC1304 | UA47651 | RED | 20 | 55.D6 | XT9400:13 | VIBRATION | 55.D5
AF0450:02 | WC1304 | UA47652 | WHT | 20 | 55.D6 | XT9400:14 | VIBRATION | 55.D5
AF0450:04 | WC1304 | UA47653 | BLK | 20 | 55.D6 | XT9400:15 | VIBRATION | 55.D5
AF0450:19 | WC1304 | UA4765S | SH | 20 | 55.D6 | XT9400:16 | VIBRATION | 55.D5
AF0410:01 | WC1329 | UA12111 | RED | 20 | 54.B6 | XT9400:1 | VIBRATION | 54.B5
AF0410:02 | WC1329 | UA12112 | WHT | 20 | 54.B6 | XT9400:2 | VIBRATION | 54.B5
AF0410:04 | WC1329 | UA12113 | BLK | 20 | 54.B6 | XT9400:3 | VIBRATION | 54.B5
AF0410:19 | WC1329 | UA1211S | SH | 20 | 54.B6 | XT9400:4 | VIBRATION | 54.B5
AF0410:09 | WC1331 | UA12211 | RED | 20 | 54.C6 | XT9400:5 | VIBRATION | 54.C5
AF0410:10 | WC1331 | UA12212 | WHT | 20 | 54.C6 | XT9400:6 | VIBRATION | 54.C5
AF0410:12 | WC1331 | UA12213 | BLK | 20 | 54.C6 | XT9400:7 | VIBRATION | 54.C5
AF0410:27 | WC1331 | UA1221S | SH | 20 | 54.C6 | XT9400:8 | VIBRATION | 54.C5
AF0420:01 | WC1333 | UA12311 | RED | 20 | 54.C6 | XT9400:9 | VIBRATION | 54.C5
AF0420:02 | WC1333 | UA12312 | WHT | 20 | 54.C6 | XT9400:10 | VIBRATION | 54.C5
AF0420:04 | WC1333 | UA12313 | BLK | 20 | 54.C6 | XT9400:11 | VIBRATION | 54.C5
AF0420:19 | WC1333 | UA1231S | SH | 20 | 54.C6 | XT9400:12 | VIBRATION | 54.D5
AF0440:09 | WC2143 | UA42311 | RED | 20 | 59.B6 | XT9400:17 | VIBRATION | 59.B5
AF0440:10 | WC2143 | UA42312 | WHT | 20 | 59.B6 | XT9400:18 | VIBRATION | 59.B5
AF0440:12 | WC2143 | UA42313 | BLK | 20 | 59.B6 | XT9400:19 | VIBRATION | 59.B5
AF0440:27 | WC2143 | UA4231S | SH | 20 | 59.B6 | XT9400:20 | VIBRATION | 59.B5
AF0440:01 | WC2145 | UA42411 | RED | 20 | 59.B6 | XT9400:21 | VIBRATION | 59.B5
AF0440:02 | WC2145 | UA42412 | WHT | 20 | 59.B6 | XT9400:22 | VIBRATION | 59.B5
AF0440:04 | WC2145 | UA42413 | BLK | 20 | 59.B6 | XT9400:23 | VIBRATION | 59.B5
AF0440:19 | WC2145 | UA4241S | SH | 20 | 59.B6 | XT9400:24 | VIBRATION | 59.B5
AF0184:08 | WC7581 | CC75811 | RED | 20 | 25.C7 | XT9180:7 | VIBRATION | 25.C5
AF0184:09 | WC7581 | CC75812 | BLK | 20 | 25.C7 | XT9180:8 | VIBRATION | 25.C5
AF0184:56 | WC7581 | CC7581S | SH | 20 | 25.C7 | XT9180:9 | VIBRATION | 25.C5
AF0184:04 | WC7582 | CC75821 | RED | 20 | 25.D7 | XT9180:10 | VIBRATION | 25.D5
AF0184:05 | WC7582 | CC75822 | BLK | 20 | 25.D7 | XT9180:11 | VIBRATION | 25.D5
AF0184:52 | WC7582 | CC7582S | SH | 20 | 25.D7 | XT9180:12 | VIBRATION | 25.D5
AF0184:00 | WC7903 | LT70001 | RED | 20 | 75.D7 | XT9180:36 | VIBRATION | 75.D5
AF0184:01 | WC7903 | LT70002 | BLK | 20 | 75.D7 | XT9180:37 | VIBRATION | 75.D5
AF0184:48 | WC7903 | LT7000S | SH | 20 | 75.D7 | XT9180:38 | VIBRATION | 75.D5
AF0400:LBUS | WC8040 | AF0410RBUS | BUS | CABLE | 19.B6 | AF0410:RBUS | VIBRATION | 19.B5
AF0410:LBUS | WC8041 | AF0410LBUS | BUS | CABLE | 19.B5 | AF0420:RBUS | VIBRATION | 19.B5
AF0420:LBUS | WC8042 | AF0420LBUS | BUS | CABLE | 19.B5 | AF0440:RBUS | VIBRATION | 19.B4
AF0440:LBUS | WC8044 | AF0440LBUS | BUS | CABLE | 19.B4 | AF0450:RBUS | VIBRATION | 19.B3
IEG0110:0 | SC | IEG0110G | GRN | 8 | 3.B2 | IEG0010:2 | B PANEL | 3.B2
KA0182:A1 | SC | 007614 | WHT | 20 | 74.C5 | AF0076:14 | B PANEL | 74.C7
KA0182:A2 | SC | 007630 | WHT | 20 | 74.C5 | AF0076:30 | B PANEL | 74.C7
AF0410:L1 | WC0006 | AU0060L2 | ENET | CABLE | 19.B5 | AU0060:L2 | B PANEL | 8.C2
AF0184:44 | WC7000 | PT70001 | RED | 20 | 76.D7 | XT9071:20 | B PANEL | 76.D5
AF0184:12 | WC7000 | PT70002 | BLK | 20 | 76.D7 | XT9071:21 | B PANEL | 76.D5
AF0184:60 | WC7000 | PT7000S | SH | 20 | 76.D7 | XT9071:22 | B PANEL | 76.D5
AF0181:00 | SC | 018100 | WHT | 20 | 25.A7 | KA0180:A1 | GENERATOR PANEL | 25.A5
AF0181:10 | SC | 018110 | WHT | 20 | 25.B7 | KA0185:A1 | GENERATOR PANEL | 25.B5
AF0181:16 | SC | 018116 | WHT | 20 | 25.A7 | KA0180:A2 | GENERATOR PANEL | 25.A5
AF0181:26 | SC | 018126 | WHT | 20 | 25.B7 | KA0364:14 | GENERATOR PANEL | 25.B6
IEG0110:4 | SC | AT0140LS(S) | GRN | 14 | 72.C6 | XT0337:19 | GENERATOR PANEL | 72.C4
XT0110:1 | SC | FU0332 | WHT | 14 | 19.A5 | FU0335:LI | GENERATOR PANEL | 20.A3
XT0110:2 | SC | 0V | WHT | 14 | 19.A5 | XT0336:4 | GENERATOR PANEL | 20.D4
XT0130:1 | SC | FU0332 | WHT | 14 | 21.A5 | FU0120:LI | GENERATOR PANEL | 21.D1
XT0130:1 | SC | FU0332 | WHT | 14 | 21.A5 | FU0332:LD | GENERATOR PANEL | 20.B3
XT0130:2 | SC | 0V | WHT | 14 | 21.A5 | XT0120:1 | GENERATOR PANEL | 21.D1
XT0130:2 | SC | 0V | WHT | 14 | 21.A5 | XT0336:3 | GENERATOR PANEL | 20.C4
XT9180:1 | SC | CC75801 | WHT | 20 | 25.A5 | KA0180:24 | GENERATOR PANEL | 25.A5
XT9180:13 | SC | CC75803 | WHT | 20 | 25.A5 | KA0180:22 | GENERATOR PANEL | 25.A5
XT9180:2 | SC | CC75802 | WHT | 20 | 25.A5 | KA0180:21 | GENERATOR PANEL | 25.A5
AU0180:L2 | WC0018 | AU0180L2 | ENET | CABLE | 9.C3 | AU0120:L1 | GENERATOR PANEL | 21.C1
FU0180:LI | SC | FU0200LI | WHT | 14 | 9.D3 | FU0190:LI | PWR DISTRIBUTION RAIL | 9.C3
XT0180:1 | SC | 0V1 | WHT | 14 | 9.D2 | XT0562:2 | PWR DISTRIBUTION RAIL | 9.B2
SolarTools ver. 24.0.84.24712 (Jul 31, 2025)
Report date: 3/11/2026 8:17 AM

## Panel Errors
Panel Errors
Project # | J0960
Project Name | TITAN TIRE
Revision | A.2
Controls DE | A.DOMINGUEZ
Phone: | 0
Controls ME | N.CARPENTER
Phone:
From | [6 empty] | To
Device ID | Location | Cable (W) Conductor (SC) Jumper Clip (JC) | Wire ID | Wire No. | Gauge/Size | Page/Zone | Device ID | Location | Page/Zone
UA4231:VT | JB72 | WC2643 | RED | UA42311 | 20 | 59.B3 | XT0832:5 | JB72 | 59.B3
UA4231:OUTPUT | JB72 | WC2643 | CLR | UA42312 | 20 | 59.B3 | XT0832:6 | JB72 | 59.B3
UA4231:COM | JB72 | WC2643 | BLK | UA42313 | 20 | 59.B3 | XT0832:7 | JB72 | 59.B3
FLOATING | JB72 | WC2643 | SH | UA4231S | 20 | 59.B3 | XT0832:8 | JB72 | 59.B3
UA4241:VT | JB72 | WC4745 | RED | UA42411 | 20 | 59.B3 | XT0832:9 | JB72 | 59.B3
UA4241:OUTPUT | JB72 | WC4745 | CLR | UA42412 | 20 | 59.B3 | XT0832:10 | JB72 | 59.B3
UA4241:COM | JB72 | WC4745 | BLK | UA42413 | 20 | 59.B3 | XT0832:11 | JB72 | 59.B3
FLOATING | JB72 | WC4745 | SH | UA4241S | 20 | 59.B3 | XT0832:12 | JB72 | 59.B3
XT0370:5 | GENERATOR PANEL | WC8102 | SH | EXCS | 12 | 70.C4 | FW12:2 | PANEL | 70.C6
XT0360:4 | GENERATOR PANEL | WC8301 | SH | PMGS | 12 | 70.A5 | FW12:1 | PANEL | 70.A7
SolarTools ver. 24.0.84.24712 (Jul 31, 2025)
Report date: 3/11/2026 8:17 AM

## Cable Part Numbers
Cable Part Numbers |  |  | SolarTools ver. 24.0.84.24712 (Jul 31, 2025)
Project # | J0960
Report date: 3/11/2026 8:18 AM
Project Name | TITAN TIRE
Revision | A.2
Controls DE | A.DOMINGUEZ
Phone: | 0
Controls ME | N.CARPENTER
Phone:
Device ID |  | Part Number |  | Description
WC0001 |  | 1302073-36 |  | CABLE, ETHERNET - 36 INCHES
WC0003 |  | 1302073-36 |  | CABLE, ETHERNET - 36 INCHES
WC0006 |  | 1302073-36 |  | CABLE, ETHERNET - 36 INCHES
WC0007 |  | 1302073-36 |  | CABLE, ETHERNET - 36 INCHES
WC0008 |  | 1302073-36 |  | CABLE, ETHERNET - 36 INCHES
WC0009 |  | 1302073-36 |  | CABLE, ETHERNET - 36 INCHES
WC0012 |  | 1302073-36 |  | CABLE, ETHERNET - 36 INCHES
WC0014 |  | 1302073-36 |  | CABLE, ETHERNET - 36 INCHES
WC0018 |  | 1302073-36 |  | CABLE, ETHERNET - 36 INCHES
WC0041 |  | 1302073-36 |  | CABLE, COMMUNICATION CABLE - 36 INCHES
WC0042 |  | 1302073-36 |  | CABLE, COMMUNICATION CABLE - 36 INCHES
WC0044 |  | 1302073-36 |  | CABLE, COMMUNICATION CABLE - 36 INCHES
WC0045 |  | 1302073-36 |  | CABLE, ETHERNET - 36 INCHES
WC0190 |  | 1302073-36 |  | CABLE, ETHERNET - 36 INCHES
WC0680 |  | 1302073-36 |  | CABLE, COMMUNICATION CABLE - 36 INCHES
WC0681 |  | 1302073-36 |  | CABLE, ETHERNET - 36 INCHES
WC1304 |  | 1022941-13 |  | TPE, 1 TRIAD TWISTED SHIELDED
WC1329 |  | 1022941-13 |  | TPE, 1 TRIAD TWISTED SHIELDED
WC1331 |  | 1022941-13 |  | TPE, 1 TRIAD TWISTED SHIELDED
WC1333 |  | 1022941-13 |  | TPE, 1 TRIAD TWISTED SHIELDED
WC2100 |  | 1022941-13 |  | TPE, 1 TRIAD TWISTED SHIELDED
WC2111 |  | 1022941-12 |  | TPE, 1 PAIR TWISTED SHIELDED
WC2112 |  | 1022941-12 |  | TPE, 1 PAIR TWISTED SHIELDED
WC2113 |  | 1022941-12 |  | TPE, 1 PAIR TWISTED SHIELDED
WC2114 |  | 1022941-12 |  | TPE, 1 PAIR TWISTED SHIELDED
WC2115 |  | 1022941-12 |  | TPE, 1 PAIR TWISTED SHIELDED
WC2116 |  | 1022941-12 |  | TPE, 1 PAIR TWISTED SHIELDED
WC2126 |  | 1022941-13 |  | TPE, 1 TRIAD TWISTED SHIELDED
WC2127 |  | 1022941-13 |  | TPE, 1 TRIAD TWISTED SHIELDED
WC2143 |  | 1022941-13 |  | TPE, 1 TRIAD TWISTED SHIELDED
WC2145 |  | 1022941-13 |  | TPE, 1 TRIAD TWISTED SHIELDED
WC2154 |  | 1022941-13 |  | TPE, 1 TRIAD TWISTED SHIELDED
WC2170 |  | 1022941-13 |  | TPE, 1 TRIAD TWISTED SHIELDED
WC2180 |  | 1022941-13 |  | TPE, 1 TRIAD TWISTED SHIELDED
WC2229 |  | 1022941-13 |  | TPE, 1 TRIAD TWISTED SHIELDED
WC2250 |  | 1022941-13 |  | TPE, 1 TRIAD TWISTED SHIELDED
WC2251 |  | 1022941-13 |  | TPE, 1 TRIAD TWISTED SHIELDED
WC2252 |  | 1022941-13 |  | TPE, 1 TRIAD TWISTED SHIELDED
WC2370 |  | 1022941-13 |  | TPE, 1 TRIAD TWISTED SHIELDED
WC2470 |  | 1022941-13 |  | TPE, 1 TRIAD TWISTED SHIELDED
WC2570 |  | 1022941-13 |  | TPE, 1 TRIAD TWISTED SHIELDED
WC3270 |  | 1022941-13 |  | TPE, 1 TRIAD TWISTED SHIELDED
WC4112 |  | 1022941-12 |  | TPE, 1 PAIR TWISTED SHIELDED
WC4122 |  | 1022941-12 |  | TPE, 1 PAIR TWISTED SHIELDED
WC4123 |  | 1022941-12 |  | TPE, 1 PAIR TWISTED SHIELDED
WC4134 |  | 1022941-12 |  | TPE, 1 PAIR TWISTED SHIELDED
WC4135 |  | 1022941-12 |  | TPE, 1 PAIR TWISTED SHIELDED
WC4148 |  | 1022941-12 |  | TPE, 1 PAIR TWISTED SHIELDED
WC4187 |  | 1022941-12 |  | TPE, 1 PAIR TWISTED SHIELDED
WC4188 |  | 1022941-12 |  | TPE, 1 PAIR TWISTED SHIELDED
WC4193 |  | 1022941-12 |  | TPE, 1 PAIR TWISTED SHIELDED
WC4220 |  | 1022941-12 |  | TPE, 1 PAIR TWISTED SHIELDED
WC4226 |  | 1022941-12 |  | TPE, 1 PAIR TWISTED SHIELDED
WC4256 |  | 1022941-12 |  | TPE, 1 PAIR TWISTED SHIELDED
WC4293 |  | 1022941-12 |  | TPE, 1 PAIR TWISTED SHIELDED
WC4317 |  | 1022941-12 |  | TPE, 1 PAIR TWISTED SHIELDED
WC4321 |  | 1022941-12 |  | TPE, 1 PAIR TWISTED SHIELDED
WC4562 |  | 1022941-12 |  | TPE, 1 PAIR TWISTED SHIELDED
WC4619 |  | 1022941-12 |  | TPE, 1 PAIR TWISTED SHIELDED
WC4623 |  | 1022941-12 |  | TPE, 1 PAIR TWISTED SHIELDED
WC4681 |  | 1022941-12 |  | TPE, 1 PAIR TWISTED SHIELDED
WC4682 |  | 1022941-12 |  | TPE, 1 PAIR TWISTED SHIELDED
WC4724 |  | 1022941-12 |  | TPE, 1 PAIR TWISTED SHIELDED
WC4901 |  | 1022941-12 |  | TPE, 1 PAIR TWISTED SHIELDED
WC5540 |  | PART OF 1113568-200 |  | CABLE, 2 CONDUCTOR TRIMMED SHIELD PART OF HORN
WC7000 |  | 1022941-12 |  | TPE, 1 PAIR TWISTED SHIELDED
WC7280 |  | 1022941-12 |  | TPE, 1 PAIR TWISTED SHIELDED
WC7281 |  | 1022941-12 |  | TPE, 1 PAIR TWISTED SHIELDED
WC7300 |  | 1022941-12 |  | TPE, 1 PAIR TWISTED SHIELDED
WC7301 |  | 1022941-12 |  | TPE, 1 PAIR TWISTED SHIELDED
WC7581 |  | 1022941-12 |  | TPE, 1 PAIR TWISTED SHIELDED
WC7582 |  | 1022941-12 |  | TPE, 1 PAIR TWISTED SHIELDED
WC7583 |  | 1022941-12 |  | TPE, 1 PAIR TWISTED SHIELDED
WC7903 |  | 1022941-12 |  | TPE, 1 PAIR TWISTED SHIELDED
WC8009 |  | 1022941-22 |  | TPE, 1 PAIR TWISTED SHIELDED
WC8040 |  | 1322418-90 |  | CABLE, SYTSTEM FUNCTION
WC8041 |  | 1322418-90 |  | CABLE, SYTSTEM FUNCTION
WC8042 |  | 1322418-90 |  | CABLE, SYTSTEM FUNCTION
WC8044 |  | 1322418-90 |  | CABLE, SYTSTEM FUNCTION
WC8101 |  | 1022941-32 |  | TPE, 1 PAIR TWISTED SHIELDED
WC8102 |  | 1022941-32 |  | TPE, 1 PAIR TWISTED SHIELDED
WC8201 |  | 1022941-32 |  | TPE, 1 PAIR TWISTED SHIELDED
WC8301 |  | 1022941-32 |  | TPE, 1 PAIR TWISTED SHIELDED

## Part Number List
Part Number List |  | SolarTools ver. 24.0.84.24712 (Jul 31, 2025)
Project # | J0960
Report date: 3/11/2026 8:17 AM
Project Name | TITAN TIRE
Revision | A.2
Controls DE | A.DOMINGUEZ
Phone: | 0
Controls ME | N.CARPENTER
Phone:
Device ID | Part Number | Description | Location
AF0081 | 2684693-18,2684693-28 | 5094-IB16SXT, 16 DISCRETE INPUT, S | A PANEL
AF0082 | 2684693-17,2684693-23 | 5094-IB16XT, 16 DISCRETE INPUT | A PANEL
AF0083 | 2684693-19,2684693-33 | 5094-IY8XT, 8 ANALOG INPUT, TC/RTD/ I&V | A PANEL
AF0084 | 2684693-19,2684693-33 | 5094-IY8XT, 8 ANALOG INPUT, TC/RTD/ I&V | A PANEL
AF0085 | 2684693-18,2684693-56 | 5094-IF8IHXT, 8 ANALOG INPUT, ISOLATED | A PANEL
AF0086 | 2684693-18,2684693-56 | 5094-IF8IHXT, 8 ANALOG INPUT, ISOLATED | A PANEL
AF0087 | 2684693-17,2684693-23 | 5094-IB16XT, 16 DISCRETE INPUT | A PANEL
AF0091 | 2684693-17,2684693-23 | 5094-IB16XT, 16 DISCRETE INPUT | A PANEL
AF0092 | 2684693-17,2684693-24 | 5094-OB16XT, 16 DISCRETE OUTPUT | A PANEL
AF0093 | 2684693-17,2684693-24 | 5094-OB16XT, 16 DISCRETE OUTPUT | A PANEL
AF0094 | 2684693-19,2684693-33 | 5094-IY8XT, 8 ANALOG INPUT, TC/RTD/ I&V | A PANEL
AF0095 | 2684693-17,2684693-25 | 5094-OB8XT, 8 DISCRETE OUTPUT | A PANEL
AP0601 | [2]1089241-20 | MODULE, BLANK FILLER | A PANEL
AP0602 | 1089241-40 | 1756-EN2TRXT, ETHERNET | A PANEL
AP0603 | 1089241-40 | 1756-EN2TRXT, ETHERNET | A PANEL
AP0604 | 1089241-36 | 1756-EN2TXT, ETHERNET | A PANEL
AP0605 | 1089241-20 | MODULE, BLANK FILLER | A PANEL
AP0606 | 1089241-20 | MODULE, BLANK FILLER | A PANEL
AP0607 | 1089241-36 | 1756-EN2TXT, ETHERNET | A PANEL
AP0608 | 1089241-20 | MODULE, BLANK FILLER | A PANEL
AP0609 | 1089241-40 | 1756-EN2TRXT, ETHERNET | A PANEL
AR0600 | 1057900,1059465,1089241-42,1103759,19298R1,22652R1 | RACK CHASSIS, 1756-A10XT (10 SLOT) | A PANEL
AT0600 | 1089241-43 | CONTROLLER^GUARDLOGIX, 1756-CONTROLLER | A PANEL
AT0681 | 1144558-11 | ETHERNET, DH/RIO CONVERTER | A PANEL
AU0080 | 2684693-22 | 5094-AENTRXT, FLEX 5000 I/O | A PANEL
AU0090 | 2684693-22 | 5094-AENTRXT, FLEX 5000 I/O | A PANEL
F0200 | 1022716-1 | EMI/SURGE FILTER, 24VDC | A PANEL
FU0010 | 1043265-1,1043265-5 | FUSE, 10A | A PANEL
FU0011 | 1043265-1,1043265-9 | FUSE, 30A | A PANEL
FU0012 | 1043265-1,1043265-5 | FUSE, 10A | A PANEL
FU0013 | 1043265-1,1043265-5 | FUSE, 10A | A PANEL
FU0014 | 1043265-1,1043265-5 | FUSE, 10A | A PANEL
FU0015 | 1043265-1,1043265-5 | FUSE, 10A | A PANEL
FU0016 | 1043265-1,1043265-5 | FUSE, 10A | A PANEL
FU0017 | [2]1043265-1,[2]1043265-5 | FUSE, 10A | A PANEL
FU0080 | 1043265-1,1043265-5 | FUSE, 10A | A PANEL
FU0090 | 1043265-1,1043265-5 | FUSE, 10A | A PANEL
FU0091 | 1043265-1,1043265-5 | FUSE, 10A | A PANEL
FU0092 | 1043265-1,1043265-5 | FUSE, 10A | A PANEL
FU0093 | 1043265-1,1043265-5 | FUSE, 10A | A PANEL
FU0136 | 1043265-1,1043265-9 | FUSE, 30A | A PANEL
FU0137 | 1043265-1,1043265-7 | FUSE, 20A | A PANEL
FU0139 | 1043265-1,1043265-4 | FUSE, 5A | A PANEL
FU0681 | 1043265-1,1043265-4 | FUSE, 5A | A PANEL
GR0131 | 903849C1 | RAIL GROUND, DIN RAIL GROUNDING | A PANEL
GR0132 | 903849C1 | RAIL GROUND, DIN RAIL GROUNDING | A PANEL
GR0133 | 903849C1 | RAIL GROUND, DIN RAIL GROUNDING | A PANEL
GR0134 | 903849C1 | RAIL GROUND, DIN RAIL GROUNDING | A PANEL
KA0130 | 1061979-1 | RELAY, LOWSPEED/OPEN PROBE SETPOINT | A PANEL
KA0131 | 1061979-1 | RELAY, CONTROLLER ACTIVE | A PANEL
KA0132 | 1061979-1 | RELAY, CONTROLLER ACTIVE | A PANEL
KA0133 | 1061979-1 | RELAY, POST LUBE NOT REQUIRED | A PANEL
KA0134 | 1061979-1 | RELAY, BACKUP COMMAND OFF | A PANEL
KA0136 | 1061979-1 | RELAY, LUBE OIL HEADER PRESSURE HIGH | A PANEL
KA0137 | 1061979-1 | RELAY, LUBE PUMP INHIBIT | A PANEL
KA0138 | 1061979-1 | RELAY, BACKUP LUBE OIL PUMP OFF | A PANEL
KA0141 | 1061979-1 | RELAY, CONTROLLER ACTIVE | A PANEL
KA0144 | 1061979-1 | RELAY, AC PRE-POST PUMP | A PANEL
KA0221 | 1061979-1 | RELAY, PRIMARY GAS FUEL SHUTOFF VALVE | A PANEL
KA2160 | 1061979-1 | RELAY, SPARE RELAY | A PANEL
KA2161 | 1061979-1 | RELAY, SPARE RELAY | A PANEL
KT0140 | 2651077-1 | TIMER RELAY, BACKUP PUMP POST LUBE OFF CYCLE | A PANEL
KT0141 | 2651077-1 | TIMER RELAY, BACKUP POST LUBE CONTINUOUS | A PANEL
KT0142 | 2651077-1 | TIMER RELAY, TOTAL POST LUBE | A PANEL
KT0143 | 2651077-1 | TIMER RELAY, BACKUP PUMP POST LUBE ON CYCLE | A PANEL
KT0144 | 2651077-1 | TIMER RELAY, HEADER PRESSURE HIGH BACKUP PUMP OFF | A PANEL
KT0145 | 2651077-1 | TIMER RELAY, FIRE DETECTED ROLLDOWN LUBE | A PANEL
KT0146 | 2651077-3 | TIMER RELAY, WATCHDOG | A PANEL
PC0470 | 2271605-1 | TIMER/COUNTER, ENGINE HOUR / START COUNTER | A PANEL
PEG0130 | 232941-300 | BUS BAR, PANEL A - POWER EARTH GROUNDING | A PANEL
RR0851 | 981090C1 | RESISTOR, 3.01K OHM | A PANEL
RR0852 | 981089C1 | RESISTOR, 1.0K OHM | A PANEL
UV0600 | 1089241-28 | POWER SUPPLY, RSLOGIX CHASSIS | A PANEL
XT0011 | 1066730-16 | TERMINAL STRIP, 2 CONDUCTOR | A PANEL
XT0012 | 1066730-16 | TERMINAL STRIP, 2 CONDUCTOR | A PANEL
XT0013 | 1066730-16 | TERMINAL STRIP, 2 CONDUCTOR | A PANEL
XT0080 | 1066730-7,1066730-8,1067996-4 | TERMINAL BLOCK, SPRING, 4 CONDUCTOR,30-12 AWG (0.05-3.31 MM2),NON-IS | A PANEL
XT0081 | 1066730-7,1066730-8,1067996-4 | TERMINAL BLOCK, SPRING, 4 CONDUCTOR,30-12 AWG (0.05-3.31 MM2),NON-IS | A PANEL
XT0085 | 1066730-7,1066730-8,1067996-4 | TERMINAL BLOCK, SPRING, 4 CONDUCTOR,30-12 AWG (0.05-3.31 MM2),NON-IS | A PANEL
XT0134 | 1066730-16,1066730-17,1066730-18 | TERMINAL STRIP, 2 CONDUCTOR | A PANEL
XT0135 | 1066730-7,1066730-8,1067996-4 | TERMINAL BLOCK, SPRING, 4 CONDUCTOR,30-12 AWG (0.05-3.31 MM2),NON-IS | A PANEL
XT0136 | 1066730-7,1066730-8,1067996-82 | TERMINAL BLOCK, SPRING, 4 CONDUCTOR,30-12 AWG (0.05-3.31 MM2),NON-IS | A PANEL
XT0138 | 1066730-16,1066730-17,1066730-18 | TERMINAL STRIP, 2 CONDUCTOR | A PANEL
XT0139 | 1066730-7,1066730-8,1067996-4 | TERMINAL BLOCK, SPRING, 4 CONDUCTOR,30-12 AWG (0.05-3.31 MM2),NON-IS | A PANEL
XT9080 | 1066730-7 | TERMINAL BLOCK, SPRING, 4 CONDUCTOR,30-12 AWG (0.05-3.31 MM2),NON-IS | A PANEL
XT9081 | 1066730-7 | TERMINAL BLOCK, SPRING, 4 CONDUCTOR,30-12 AWG (0.05-3.31 MM2),NON-IS | A PANEL
XT9090 | 1066730-7 | TERMINAL BLOCK, SPRING, 4 CONDUCTOR,30-12 AWG (0.05-3.31 MM2),NON-IS | A PANEL
XT9990 | 1066730-20 | TERMINAL STRIP, 2 CONDUCTOR | A PANEL
AF0061 | 2684693-17,2684693-25 | 5094-OB8XT, 8 DISCRETE OUTPUT | B PANEL
AF0062 | 2684693-17,2684693-25 | 5094-OB8XT, 8 DISCRETE OUTPUT | B PANEL
AF0063 | 2684693-17,2684693-23 | 5094-IB16XT, 16 DISCRETE INPUT | B PANEL
AF0064 | 2684693-18,2684693-30 | 5094-IF4IHSXT, 4 ANALOG INPUT, S | B PANEL
AF0065 | 2684693-18,2684693-30 | 5094-IF4IHSXT, 4 ANALOG INPUT, S | B PANEL
AF0066 | 2684693-18,2684693-27 | 5094-OF8IHXT, 8 ANALOG OUTPUT, ISOLATED | B PANEL
AF0067 | 2684693-17,2684693-25 | 5094-OB8XT, 8 DISCRETE OUTPUT | B PANEL
AF0068 | 2684693-21,2684693-36 | 5094-IRT8SXT, 8 RTD/TC ANALOG INPUT, S | B PANEL
AF0071 | 2684693-18,2684693-32 | 5094-IJ2ISXT, 2 FAST COUNTER INPUT, S | B PANEL
AF0072 | 2684693-18,2684693-30 | 5094-IF4IHSXT, 4 ANALOG INPUT, S | B PANEL
AF0073 | 2684693-21,2684693-36 | 5094-IRT8SXT, 8 RTD/TC ANALOG INPUT, S | B PANEL
AF0074 | 2684693-18,2684693-56 | 5094-IF8IHXT, 8 ANALOG INPUT, ISOLATED | B PANEL
AF0075 | 2684693-18,2684693-30 | 5094-IF4IHSXT, 4 ANALOG INPUT, S | B PANEL
AF0076 | 2684693-18,2684693-55 | 5094-OB16SXT, 16 DISCRETE OUTPUT, S | B PANEL
AF0077 | 2684693-19,2684693-33 | 5094-IY8XT, 8 ANALOG INPUT, TC/RTD/ I&V | B PANEL
AU0060 | 2684693-22 | 5094-AENTRXT, FLEX 5000 I/O | B PANEL
AU0070 | 2684693-22 | 5094-AENTRXT, FLEX 5000 I/O | B PANEL
FU0060 | 1043265-1,1043265-5 | FUSE, 10A | B PANEL
FU0061 | 1043265-1,1043265-5 | FUSE, 10A | B PANEL
FU0062 | 1043265-1,1043265-5 | FUSE, 10A | B PANEL
FU0063 | 1043265-1,1043265-5 | FUSE, 10A | B PANEL
FU0064 | 1043265-1,1043265-5 | FUSE, 10A | B PANEL
FU0070 | 1043265-1,1043265-5 | FUSE, 10A | B PANEL
FU0071 | 1043265-1,1043265-5 | FUSE, 10A | B PANEL
FU0210 | 1043265-1,1043265-7 | FUSE, 20A | B PANEL
FU0211 | 1043265-1,1043265-4 | FUSE, 5A | B PANEL
FU0212 | 1043265-1,1043265-3 | FUSE, 2A | B PANEL
GR0231 | 903849C1 | RAIL GROUND, DIN RAIL GROUNDING | B PANEL
GR0232 | 903849C1 | RAIL GROUND, DIN RAIL GROUNDING | B PANEL
GR0233 | 903849C1 | RAIL GROUND, DIN RAIL GROUNDING | B PANEL
GR0234 | 903849C1 | RAIL GROUND, DIN RAIL GROUNDING | B PANEL
IEG0010 | 1099358-100 | BUS BAR, MARSHALLING INSTRUMENT EARTH GROUNDING | B PANEL
IEG0230 | 232941-300 | BUS BAR, PANEL B - INSTRUMENT EARTH GROUNDING | B PANEL
KA0214 | 1061979-1 | RELAY, PILOT GAS FUEL ACTUATOR ENABLE | B PANEL
KA0217 | 1061979-1 | RELAY, MAIN GAS FUEL ACTUATOR ENABLE | B PANEL
KA0222 | 1061979-1 | RELAY, SECONDARY GAS FUEL SHUTOFF VALVE | B PANEL
KA0231 | 1061979-1 | RELAY, CONTROLLER ACTIVE | B PANEL
KA0232 | 1061979-1 | RELAY, CONTROLLER ACTIVE | B PANEL
KA0233 | 1061979-1 | RELAY, CONTROLLER ACTIVE | B PANEL
KA0234 | 1061979-1 | RELAY, CONTROLLER ACTIVE | B PANEL
KA0235 | 1061979-1 | RELAY, NO EMERGENCY SHUTDOWN SUMMARY | B PANEL
KA0236 | 1061979-1 | RELAY, NO EMERGENCY SHUTDOWN SUMMARY | B PANEL
KA0237 | 1061979-1 | RELAY, NO EMERGENCY SHUTDOWN SUMMARY | B PANEL
KA0238 | 1061979-1 | RELAY, NO EMERGENCY SHUTDOWN SUMMARY | B PANEL
KA0239 | 1061979-1 | RELAY, NO EMERGENCY SHUTDOWN SUMMARY | B PANEL
KA0240 | 1061979-1 | RELAY, NO EMERGENCY SHUTDOWN SUMMARY | B PANEL
KA0241 | 1061979-1 | RELAY, BACKUP SYSTEM RESET | B PANEL
KA0242 | 1061979-1 | RELAY, BACKUP SYSTEM RESET | B PANEL
KA0243 | 1061979-1 | RELAY, NO FIRE DETECTED | B PANEL
KA0244 | 1061979-1 | RELAY, NO FIRE DETECTED | B PANEL
KA0245 | 1061979-1 | RELAY, NO GAS DETECTED | B PANEL
KA0246 | 1061979-1 | RELAY, NO FIRE DETECTED | B PANEL
KA0247 | 1061979-1 | RELAY, NO FIRE DETECTED | B PANEL
KA0248 | 1061979-1 | RELAY, NO EMERGENCY SHUTDOWN SUMMARY | B PANEL
KA0249 | 1061979-1 | RELAY, NO GAS DETECTED | B PANEL
KA0250 | 1061979-1 | RELAY, NO EMERGENCY SHUTDOWN SUMMARY | B PANEL
KA1020 | 1061979-1 | RELAY, IGNITION START | B PANEL
XT0060 | 1066730-7,1066730-8,1067996-4 | TERMINAL BLOCK, SPRING, 4 CONDUCTOR,30-12 AWG (0.05-3.31 MM2),NON-IS | B PANEL
XT0070 | 1066730-7,1066730-8,1067996-4 | TERMINAL BLOCK, SPRING, 4 CONDUCTOR,30-12 AWG (0.05-3.31 MM2),NON-IS | B PANEL
XT0071 | 1066730-7,1066730-8,1067996-4 | TERMINAL BLOCK, SPRING, 4 CONDUCTOR,30-12 AWG (0.05-3.31 MM2),NON-IS | B PANEL
XT0233 | 1066730-7,1066730-8,1067996-4 | TERMINAL BLOCK, SPRING, 4 CONDUCTOR,30-12 AWG (0.05-3.31 MM2),NON-IS | B PANEL
XT0235 | 1066730-7,1066730-8,1067996-4 | TERMINAL BLOCK, SPRING, 4 CONDUCTOR,30-12 AWG (0.05-3.31 MM2),NON-IS | B PANEL
XT0237 | 1066730-10,1066730-9,1067996-4 | DIODE TERMINAL STRIP, 4 CONDUCTOR | B PANEL
XT0240 | 1066730-7,1066730-8,1067996-4 | TERMINAL BLOCK, SPRING, 4 CONDUCTOR,30-12 AWG (0.05-3.31 MM2),NON-IS | B PANEL
XT9002 | 1066730-7 | TERMINAL BLOCK, SPRING, 4 CONDUCTOR,30-12 AWG (0.05-3.31 MM2),NON-IS | B PANEL
XT9017 | 1066730-7 | TERMINAL BLOCK, SPRING, 4 CONDUCTOR,30-12 AWG (0.05-3.31 MM2),NON-IS | B PANEL
XT9060 | 1066730-7 | TERMINAL BLOCK, SPRING, 4 CONDUCTOR,30-12 AWG (0.05-3.31 MM2),NON-IS | B PANEL
XT9061 | 1066730-7 | TERMINAL BLOCK, SPRING, 4 CONDUCTOR,30-12 AWG (0.05-3.31 MM2),NON-IS | B PANEL
XT9070 | 1066730-7 | TERMINAL BLOCK, SPRING, 4 CONDUCTOR,30-12 AWG (0.05-3.31 MM2),NON-IS | B PANEL
XT9071 | 1066730-7 | TERMINAL BLOCK, SPRING, 4 CONDUCTOR,30-12 AWG (0.05-3.31 MM2),NON-IS | B PANEL
XT9075 | 1066730-7 | TERMINAL BLOCK, SPRING, 4 CONDUCTOR,30-12 AWG (0.05-3.31 MM2),NON-IS | B PANEL
AT0190 | 1577354-5300 | WORKSTATION, PANEL COMPUTER, TT4000 | CONSOLE
AT0190K | 1068334 | KEYBOARD, TYPING INTERFACE | CONSOLE
EL0273 | 1015796,1022899,1024594-100 | LIGHT, CONSOLE FLUORESCENT, WHITE | CONSOLE
HA0273 | 1113568-200 | HORN, AUDIBLE ALARM | CONSOLE
ZS0273 | 1113474-1 | LIMIT SWITCH, CONSOLE DOOR OPEN | CONSOLE
AF0121 | 2684693-17,2684693-24 | 5094-OB16XT, 16 DISCRETE OUTPUT | GENERATOR PANEL
AF0122 | 2684693-17,2684693-23 | 5094-IB16XT, 16 DISCRETE INPUT | GENERATOR PANEL
AF0123 | 2684693-19,2684693-33 | 5094-IY8XT, 8 ANALOG INPUT, TC/RTD/ I&V | GENERATOR PANEL
AT0140 | 2769310-1,2769310-4 | MODULE, DECS-250 | GENERATOR PANEL
AU0120 | 2684693-22 | 5094-AENTRXT, FLEX 5000 I/O | GENERATOR PANEL
FU0120 | 1043265-1,1043265-5 | FUSE, 10A | GENERATOR PANEL
FU0121 | 1043265-1,1043265-5 | FUSE, 10A | GENERATOR PANEL
FU0313 | 1043265-1,1043265-7 | FUSE, 20A | GENERATOR PANEL
FU0314 | 1043265-1,1043265-7 | FUSE, 20A | GENERATOR PANEL
FU0332 | 1043265-1,1043265-7 | FUSE, 20A | GENERATOR PANEL
FU0333 | 1043265-1,1043265-4 | FUSE, 5A | GENERATOR PANEL
FU0334 | 1043265-1,1043265-4 | FUSE, 5A | GENERATOR PANEL
FU0335 | 1043265-1,1043265-4 | FUSE, 5A | GENERATOR PANEL
GR0120 | 903849C1 | RAIL GROUND, DIN RAIL GROUNDING | GENERATOR PANEL
GR0141 | 903849C1 | RAIL GROUND, DIN RAIL GROUNDING | GENERATOR PANEL
GR0142 | 903849C1 | RAIL GROUND, DIN RAIL GROUNDING | GENERATOR PANEL
KA0121 | 1061979-1 | RELAY, AUTOMATIC CLOSE CIRCUIT BREAKER | GENERATOR PANEL
KA0122 | 1061979-1 | RELAY, TIE CIRCUIT BREAKER CLOSE | GENERATOR PANEL
KA0123 | 1061979-1 | RELAY, CGCM #1 ENABLED | GENERATOR PANEL
KA0126 | 1061979-1 | RELAY, LSCR | GENERATOR PANEL
KA0127 | 1061979-1 | RELAY, LSCR-AA | GENERATOR PANEL
KA0128 | 1061979-1 | RELAY, GENERATOR TRIP SUMMARY CIRCUIT BREAKER | GENERATOR PANEL
KA0129 | 1061979-1 | RELAY, TIE TRIP SUMMARY CIRCUIT BREAKER | GENERATOR PANEL
KA0135 | 1061979-1 | RELAY, AC PRE/POST PUMP DRIVE | GENERATOR PANEL
KA0180 | 1061979-1 | RELAY, 90% SPEED | GENERATOR PANEL
KA0185 | 1061979-1 | RELAY, PERMISSIVE CLOSE CIRCUIT BREAKER | GENERATOR PANEL
KA0186 | 1061979-1 | RELAY, PERMISSIVE CLOSE TIE CIRCUIT BREAKER | GENERATOR PANEL
KA0310 | 1061979-1 | RELAY, CGCM #1 FAULT | GENERATOR PANEL
KA0313 | 1076251-1,1076251-2 | RELAY, PMG INPUT #1 | GENERATOR PANEL
KA0330 | 1061979-1 | RELAY, CLOSED CIRCUIT BREAKER | GENERATOR PANEL
KA0331 | 1061979-1 | RELAY, MAIN UTILITY BREAKER AUXILIARY CONTACT CLOSED | GENERATOR PANEL
KA0332 | 1061979-1 | RELAY, CLOSE CONTROL CIRCUIT BREAKER | GENERATOR PANEL
KA0333 | 1061979-1 | RELAY, TRIP CONTROL CIRCUIT BREAKER | GENERATOR PANEL
KA0335 | 1061979-1 | RELAY, NO EMERGENCY SHUTDOWN SUMMARY | GENERATOR PANEL
KA0336 | 1061979-1 | RELAY, CONTROLLER ACTIVE | GENERATOR PANEL
KA0342 | 1061979-1 | RELAY, TIE BREAKER CLOSE CONTROL | GENERATOR PANEL
KA0343 | 1061979-1 | RELAY, TRIP CONTROL TIE BREAKER | GENERATOR PANEL
KA0364 | 1031741-4 | RELAY, GENCB SYNCHRONIZATION CHECK | GENERATOR PANEL
KA0365 | 1031741-4 | RELAY, TIE SYNCHRONIZATION CHECK | GENERATOR PANEL
KA3103 | 1061979-1 | RELAY, LUBE OIL TANK HEATER | GENERATOR PANEL
KA4100 | 1061979-1 | RELAY, GENERATOR HEATER DISABLED | GENERATOR PANEL
KA4632 | [2]1076251-1,1076251-2 | RELAY, TIE CB SELECTED | GENERATOR PANEL
KA4633 | [2]1076251-1,1076251-2 | RELAY, TIE CB SELECTED | GENERATOR PANEL
KA4642 | [2]1076251-1,1076251-2 | RELAY, GEN CB SELECTED | GENERATOR PANEL
KA4643 | [2]1076251-1,1076251-2 | RELAY, GEN CB SELECTED | GENERATOR PANEL
KA6000 | 1061979-1 | RELAY, UTILITY BREAKER ON | GENERATOR PANEL
KA6001 | 1061979-1 | RELAY, UTILITY LOCAL REMOTE | GENERATOR PANEL
PEG0140 | 232941-200 | BUS BAR, GENERATOR - POWER EARTH GROUNDING | GENERATOR PANEL
XT0120 | 1066730-7,1066730-8,1067996-4 | TERMINAL BLOCK, SPRING, 4 CONDUCTOR,30-12 AWG (0.05-3.31 MM2),NON-IS | GENERATOR PANEL
XT0140G | 1066730-1 | TERMINAL STRIP, 4 CONDUCTOR | GENERATOR PANEL
XT0313 | 1066730-7 | TERMINAL BLOCK, SPRING, 4 CONDUCTOR,30-12 AWG (0.05-3.31 MM2),NON-IS | GENERATOR PANEL
XT0332 | 1066730-7,1067996-4 | TERMINAL BLOCK, SPRING, 4 CONDUCTOR,30-12 AWG (0.05-3.31 MM2),NON-IS | GENERATOR PANEL
XT0334 | 1066730-7,1067996-4 | TERMINAL BLOCK, SPRING, 4 CONDUCTOR,30-12 AWG (0.05-3.31 MM2),NON-IS | GENERATOR PANEL
XT0335 | 1066730-7,1066730-8,1067996-4 | TERMINAL BLOCK, SPRING, 4 CONDUCTOR,30-12 AWG (0.05-3.31 MM2),NON-IS | GENERATOR PANEL
XT0336 | 1066730-7,1066730-8,1067996-4 | TERMINAL BLOCK, SPRING, 4 CONDUCTOR,30-12 AWG (0.05-3.31 MM2),NON-IS | GENERATOR PANEL
XT0337 | 1066730-7,1066730-8,1067996-82 | TERMINAL BLOCK, SPRING, 4 CONDUCTOR,30-12 AWG (0.05-3.31 MM2),NON-IS | GENERATOR PANEL
XT0341 | 1066730-7,1066730-8,1067996-82 | TERMINAL BLOCK, SPRING, 4 CONDUCTOR,30-12 AWG (0.05-3.31 MM2),NON-IS | GENERATOR PANEL
XT0350 | 1066730-16,1067996-18 | TERMINAL STRIP, 2 CONDUCTOR | GENERATOR PANEL
XT0351 | 1066730-7,1066730-8,1067996-82 | TERMINAL BLOCK, SPRING, 4 CONDUCTOR,30-12 AWG (0.05-3.31 MM2),NON-IS | GENERATOR PANEL
XT0352 | 1066730-16,1066730-17,1066730-18 | TERMINAL STRIP, 2 CONDUCTOR | GENERATOR PANEL
XT0360 | 1066730-7,1066730-8,1067996-4 | TERMINAL BLOCK, SPRING, 4 CONDUCTOR,30-12 AWG (0.05-3.31 MM2),NON-IS | GENERATOR PANEL
XT0370 | 1066730-7,1066730-8,1067996-4 | TERMINAL BLOCK, SPRING, 4 CONDUCTOR,30-12 AWG (0.05-3.31 MM2),NON-IS | GENERATOR PANEL
XT0940 | 1066730-7 | TERMINAL BLOCK, SPRING, 4 CONDUCTOR,30-12 AWG (0.05-3.31 MM2),NON-IS | GENERATOR PANEL
XT1940 | 1066730-7 | TERMINAL BLOCK, SPRING, 4 CONDUCTOR,30-12 AWG (0.05-3.31 MM2),NON-IS | GENERATOR PANEL
XT9000 | 1066730-7 | TERMINAL BLOCK, SPRING, 4 CONDUCTOR,30-12 AWG (0.05-3.31 MM2),NON-IS | GENERATOR PANEL
XT9003 | 1066730-7 | TERMINAL BLOCK, SPRING, 4 CONDUCTOR,30-12 AWG (0.05-3.31 MM2),NON-IS | GENERATOR PANEL
XT9120 | 1066730-7 | TERMINAL BLOCK, SPRING, 4 CONDUCTOR,30-12 AWG (0.05-3.31 MM2),NON-IS | GENERATOR PANEL
UA4231 | DRIVEN COMMON | PROXIMITOR, GENERATOR BEARING^(DRIVEN END Y-AXIS) | JB72
UA4241 | DRIVEN COMMON | PROXIMITOR, GENERATOR BEARING^(EXCITER END Y-AXIS) | JB72
XT0831 | 1066730-7,1066730-8,1067996-11 | TERMINAL BLOCK, SPRING, 4 CONDUCTOR,30-12 AWG (0.05-3.31 MM2),NON-IS | JB72
XT0832 | 1066730-7,1066730-8,1067996-11 | TERMINAL BLOCK, SPRING, 4 CONDUCTOR,30-12 AWG (0.05-3.31 MM2),NON-IS | JB72
XT0833 | 1066730-16,1066730-17,1066730-18 | TERMINAL STRIP, 2 CONDUCTOR | JB72
XT0834 | 1066730-16,1066730-17,1066730-18 | TERMINAL STRIP, 2 CONDUCTOR | JB72
BUOSM | CUSTOMER DEFINED |  | PANEL
CC7514 | CUSTOMER DEFINED | CUSTOMER CONNECTION, RESET | PANEL
KA9985 | CUSTOMER DEFINED | ComponentDescription, GAS ALARM | PANEL
AT0680 | 1634974-100 | GATEWAY MODULE, TURBOTRONIC GATEWAY | PWR DISTRIBUTION RAIL
FU0190 | 1043265-1,1043265-5 | FUSE, 10A | PWR DISTRIBUTION RAIL
FU0200 | 1043265-1,1043265-5 | FUSE, 10A | PWR DISTRIBUTION RAIL
FU0201 | 1043265-1,1043265-5 | FUSE, 10A | PWR DISTRIBUTION RAIL
FU0273 | 1043265-1,1043265-4 | FUSE, 5A | PWR DISTRIBUTION RAIL
FU0560 | 1043265-1,1043265-7 | FUSE, 20A | PWR DISTRIBUTION RAIL
FU0680 | 1043265-1,1043265-4 | FUSE, 5A | PWR DISTRIBUTION RAIL
XT0560 | 1066730-16,1066730-17,1066730-18 | TERMINAL STRIP, 2 CONDUCTOR | PWR DISTRIBUTION RAIL
XT0561 | 1066730-53,1066730-7,1066730-8,1067996-4 | TERMINAL BLOCK, SPRING, 4 CONDUCTOR,30-12 AWG (0.05-3.31 MM2),NON-IS | PWR DISTRIBUTION RAIL
XT0562 | 1066730-53,1066730-7,1066730-8,1067996-4 | TERMINAL BLOCK, SPRING, 4 CONDUCTOR,30-12 AWG (0.05-3.31 MM2),NON-IS | PWR DISTRIBUTION RAIL
XT0563 | 1066730-7,1066730-8,1067996-4 | TERMINAL BLOCK, SPRING, 4 CONDUCTOR,30-12 AWG (0.05-3.31 MM2),NON-IS | PWR DISTRIBUTION RAIL
XT0680 | 1066730-7,1066730-8,1067996-4 | TERMINAL BLOCK, SPRING, 4 CONDUCTOR,30-12 AWG (0.05-3.31 MM2),NON-IS | PWR DISTRIBUTION RAIL
AF0201 | 2684693-48,2684693-51 | 5094-IB32XT, 32 DISCRETE INPUT | TCP
AF0202 | 2684693-49,2684693-52 | 5094-OB32XT, 32 DISCRETE OUTPUT | TCP
AU0200 | 1089240-32,2684693-22,PART OF TCP ASSEMBLY | 5094-AENTRXT, FLEX 5000 I/O | TCP
GR0200 | 903849C1 | RAIL GROUND, DIN RAIL GROUNDING | TCP
HL0400 | 1017510,1035040-21,964903C1,PART OF TCP ASSEMBLY | LIGHT, READY, GREEN | TCP
HL0401 | 1017509,1035040-22,964903C1,PART OF TCP ASSEMBLY | LIGHT, STARTING, WHITE | TCP
HL0402 | 1017509,1035040-23,964903C1,PART OF TCP ASSEMBLY | LIGHT, READY TO LOAD, WHITE | TCP
HL0403 | 1017509,1035040-24,964903C1,PART OF TCP ASSEMBLY | LIGHT, ON LOAD, WHITE | TCP
HL0404 | 1017509,964903C1,964971C1,PART OF TCP ASSEMBLY | LIGHT, LOCAL/AUXILIARY/CUSTOMER SELECT, WHITE | TCP
HL0405 | 1017509,1035040-853,964903C1,PART OF TCP ASSEMBLY | LIGHT, LOCAL/AUXILIARY/CUSTOMER SELECT, WHITE | TCP
HL0406 | 1017509,964903C1,964971C1,PART OF TCP ASSEMBLY | LIGHT, SPARE, WHITE | TCP
HL0407 | 1017509,1035040-26,964903C1,PART OF TCP ASSEMBLY | LIGHT, COOLDOWN, WHITE | TCP
HL0408 | 1017509,1035040-27,964903C1,PART OF TCP ASSEMBLY | LIGHT, STOPPING, WHITE | TCP
HL0409 | 1017501,1035040-28,964903C1,PART OF TCP ASSEMBLY | LIGHT, ALARM SUMMARY, AMBER | TCP
HL0410 | 1017501,1035040-30,964903C1,PART OF TCP ASSEMBLY | LIGHT, BACKUP ACTIVE, AMBER | TCP
HL0411 | 1010205,1017501,1035040-29,964903C1,PART OF TCP ASSEMBLY | LIGHT, SHUTDOWN SUMMARY, AMBER | TCP
SA0400 | 1139718-1,PART OF TCP ASSEMBLY | SELECTOR SWITCH, OFF/LOC/AUX/CUST. | TCP
SA0401 | 1015213,PART OF TCP ASSEMBLY | SELECTOR SWITCH, BACKUP SYSTEM RESET | TCP
SB0400 | 2380746-4,PART OF TCP ASSEMBLY | PUSHBUTTON SWITCH, EMERGENCY STOP | TCP
SB0401 | 1035040-15,964901C1,PART OF TCP ASSEMBLY | PUSHBUTTON SWITCH, HORN SILENCE | TCP
SB0402 | 1035040-12,964901C1,PART OF TCP ASSEMBLY | PUSHBUTTON SWITCH, ACKNOWLEDGE | TCP
SB0403 | 1035040-13,965112C1,PART OF TCP ASSEMBLY | PUSHBUTTON SWITCH, RESET | TCP
SB0404 | 1035040-14,964901C1,PART OF TCP ASSEMBLY | PUSHBUTTON SWITCH, LAMP TEST | TCP
SB0405 | 1035040-18,964901C1,PART OF TCP ASSEMBLY | PUSHBUTTON SWITCH, START | TCP
SB0406 | 1035040-34,964901C1,PART OF TCP ASSEMBLY | PUSHBUTTON SWITCH, NORMAL STOP | TCP
SB0407 | 1035040-19,964901C1,PART OF TCP ASSEMBLY | PUSHBUTTON SWITCH, SETPOINT DECREASE | TCP
SB0408 | 1035040-20,964901C1,PART OF TCP ASSEMBLY | PUSHBUTTON SWITCH, SETPOINT INCREASE | TCP
SH0401 | 1017509,1017511,964902C1,PART OF TCP ASSEMBLY | LIGHT, SPARE, WHITE | TCP
SH0404 | 1017509,1017511,964902C1,PART OF TCP ASSEMBLY | LIGHT, GEN CB SELECT, WHITE | TCP
SH0405 | 1017509,1017511,964902C1,PART OF TCP ASSEMBLY | LIGHT, GEN CB CLOSED, WHITE | TCP
SH0408 | 1017509,1017511,964902C1,PART OF TCP ASSEMBLY | LIGHT, SPARE, WHITE | TCP
SH0409 | 1017509,1017511,964902C1,PART OF TCP ASSEMBLY | LIGHT, TIE/BUS CIRCUIT BREAKER SELECT, WHITE | TCP
SH0410 | 1017509,1017511,964902C1,PART OF TCP ASSEMBLY | LIGHT, TIE CB CLOSED, WHITE | TCP
SH0411 | PART OF TCP ASSEMBLY | LIGHTED SWITCH, VOLTAGE DECREASE SELECT, WHITE | TCP
SH0412 | PART OF TCP ASSEMBLY | LIGHTED SWITCH, VOLTAGE INCREASE SELECT, WHITE | TCP
XT0564 | 1066730-10,1066730-68,1066730-9,PART OF TCP ASSEMBLY | TERMINAL STRIP, SYSTEM FUNCTION (USE) | TCP
AF0181 | 2684693-17,2684693-25 | 5094-OB8XT, 8 DISCRETE OUTPUT | VIBRATION
AF0182 | 2684693-17,2684693-23 | 5094-IB16XT, 16 DISCRETE INPUT | VIBRATION
AF0183 | 2684693-18,2684693-28 | 5094-IB16SXT, 16 DISCRETE INPUT, S | VIBRATION
AF0184 | 2684693-19,2684693-33 | 5094-IY8XT, 8 ANALOG INPUT, TC/RTD/ I&V | VIBRATION
AF0185 | 2684693-17,2684693-23 | 5094-IB16XT, 16 DISCRETE INPUT | VIBRATION
AF0400 | 1322418-31,1322418-40,1322418-72,1322418-73 | 1444-TSCX02-02RB, 2-CH TACHOMETER INPUT^DYNAMIX 1444 VIBRATION | VIBRATION
AF0410 | 1322418-11,1322418-20,1322418-70,1322418-71 | 1444-DYN04-01RA, 4-CH VIBRATION INPUT^DYNAMIX 1444 VIBRATION | VIBRATION
AF0420 | 1322418-11,1322418-20,1322418-70,1322418-71 | 1444-DYN04-01RA, 4-CH VIBRATION INPUT^DYNAMIX 1444 VIBRATION | VIBRATION
AF0440 | 1322418-11,1322418-20,1322418-70,1322418-71 | 1444-DYN04-01RA, 4-CH VIBRATION INPUT^DYNAMIX 1444 VIBRATION | VIBRATION
AF0450 | [4]1322418-11,1322418-20,1322418-70,1322418-71 | 1444-DYN04-01RA, 4-CH VIBRATION INPUT^DYNAMIX 1444 VIBRATION | VIBRATION
AU0180 | 2684693-22 | 5094-AENTRXT, FLEX 5000 I/O | VIBRATION
FU0113 | [2]1043265-1,[2]1043265-4 | FUSE, 5A | VIBRATION
FU0180 | 1043265-1,1043265-5 | FUSE, 10A | VIBRATION
FU0181 | 1043265-1,1043265-5 | FUSE, 10A | VIBRATION
GR0110 | 903849C1 | RAIL GROUND, DIN RAIL GROUNDING | VIBRATION
GR0180 | 903849C1 | RAIL GROUND, DIN RAIL GROUNDING | VIBRATION
GR0181 | 903849C1 | RAIL GROUND, DIN RAIL GROUNDING | VIBRATION
IEG0110 | 232941-200 | BUS BAR, ENGINE VIBRATION - INSTRUMENT EARTH GROUNDING | VIBRATION
KA0181 | 1061979-1 | RELAY, TURBINE RUNNING STATUS | VIBRATION
KA0182 | 1061979-1 | RELAY, WHRS PURGE FLOW ESTABLISHED | VIBRATION
KA0183 | 1061979-1 | RELAY, WASTE HEAT READY | VIBRATION
KA2430 | 1061979-1 | RELAY, RESET | VIBRATION
XT0110 | [2]1066730-7,[2]1066730-8,[2]1067996-4 | TERMINAL BLOCK, SPRING, 4 CONDUCTOR,30-12 AWG (0.05-3.31 MM2),NON-IS | VIBRATION
XT0130 | 1066730-7,1066730-8,1067996-4 | TERMINAL BLOCK, SPRING, 4 CONDUCTOR,30-12 AWG (0.05-3.31 MM2),NON-IS | VIBRATION
XT0180 | 1066730-7,1066730-8,1067996-4 | TERMINAL BLOCK, SPRING, 4 CONDUCTOR,30-12 AWG (0.05-3.31 MM2),NON-IS | VIBRATION
XT0400 | 1066730-1,1066730-2,1066730-67,1066730-7,1066730-8,1067996-4 | TERMINAL STRIP, 4 CONDUCTOR | VIBRATION
XT3150 | 1066730-7 | TERMINAL BLOCK, SPRING, 4 CONDUCTOR,30-12 AWG (0.05-3.31 MM2),NON-IS | VIBRATION
XT9180 | 1066730-7 | TERMINAL BLOCK, SPRING, 4 CONDUCTOR,30-12 AWG (0.05-3.31 MM2),NON-IS | VIBRATION
XT9181 | 1066730-7 | TERMINAL BLOCK, SPRING, 4 CONDUCTOR,30-12 AWG (0.05-3.31 MM2),NON-IS | VIBRATION
XT9400 | 1066730-7 | TERMINAL BLOCK, SPRING, 4 CONDUCTOR,30-12 AWG (0.05-3.31 MM2),NON-IS | VIBRATION