## Blue Labels
(SHT 1) TURBINE BOX^DOOR^JB70 | (SHT 2) TURBINE BOX^LEFT RAIL^JB70 | (SHT 3) TURBINE BOX^RIGHT RAIL^JB70 | (SHT 4) TURBINE PANEL A | (SHT 5) TURBINE PANEL B | (SHT 6) BOP PANEL^JB74 | (SHT 7) HPC PROXIMITORS
AT1100 | FU0120 | PC0470 | AR0600 | XT0520 | IEG0257 | UA4473
SB0471 | FU0121 | XT0137 | AP0606 | XT0130 | FU0180 | UA4461
SB0473 | AU1200 | UV0291 | AP0605 | FU0130 | FU0181 | UA4460
SB0474 | AF1201 | XT0291 | AP0604 | FU0131 | FU0184 | UA4471
SH0470 | AF1202 | FU0290 | AP0602 | XT0500 | XT0180 | UA4470
SH0472 | AF1203 | FU1101 | AP0601 | AF0510 | AU0180 | GR4460
SA0473 | AF1204 | FU1100 | AT0600 | AF0500 | AF0181
SA0474 | AF1205 | BA1100 | UV0600 | XT0110 | AF0182
HA0472 | AF1206 | XT0001 | AP0603 | FU0113 | AF0183
SH0471 | AF1207 | FU0001 | XT0134 | XT0400 | AF0184
SA0471 | AF1208 | FU0003 | FU0090 | AF0410 | AF0185
SB0472 | GR1101 | BA0001 | FU0091 | XT0236 | GR0180
|  | BA0003 | FU0092 | XT0237 | FU0140
|  | FU0680 | FU0093 | FU0070 | FU0141
|  | XT0680 | XT0090 | FU0071 | FU0142
|  | AT0680 | AU0090 | XT0070 | FU0143
|  | GR1100 | AF0091 | AU0070 | FU0570
|  | FU0272 | AF0092 | AF0071 | XT0140
|  | UV0271 | AF0093 | AF0072 | XT0570
|  | UAI4473 | AF0094 | AF0073 | KA0535
|  | UAI4461 | AF0095 | AF0074 | KA0536
|  | UAI4460 | AF0096 | AF0075 | KA0531
|  | UAI4471 | KA0194 | AF0076 | KA0532
|  | UAI4470 | KA0135 | AF0077 | KA0533
|  | GR0128 | KA3103 | GR0233 | KA0534
|  |  | GR0133 | FU0291 | KA0537
|  |  | XT0135 | XT0190 | KA0542
|  |  | XT0233 | XT0136 | KA0540
|  |  | XT0235 | XT0240 | KA0550
|  |  | FU0139 | XT0121 | KA0552
|  |  | FU0210 | KA0120 | KA0541
|  |  | FU0080 | KA0190 | KA0551
|  |  | FU0081 | KA0191 | KA0553
|  |  | FU0082 | KA0192 | KA0554
|  |  | XT0080 | KA0193 | KA0555
|  |  | XT0085 | KA4401 | KT0571
|  |  | AU0080 | KA2160 | KT0572
|  |  | AF0081 | KA2161 | KT0573
|  |  | AF0082 | KA0235 | XT0572
|  |  | AF0083 | KA0236 | XT0573
|  |  | AF0084 | KA0237 | GR0257
|  |  | AF0085 | KA0238 | AU0140
|  |  | AF0086 | KA0239 | AF0141
|  |  | AF0087 | KA0240 | AF0142
|  |  | AF0088 | KA0248 | AF0143
|  |  | GR0134 | KA0250 | AF0144
|  |  | FU0010 | KA0241 | AF0145
|  |  | FU0137 | KA0242 | AF0146
|  |  | FU0136 | KA0243 | GR0140
|  |  | XT0139 | KA0244
|  |  | XT0138 | KA0246
|  |  | XT0011 | KA0249
|  |  | FU0012 | KA0247
|  |  | FU0013 | KA0245
|  |  | FU0014 | KA0231
|  |  | FU0015 | KA0232
|  |  | FU0016 | KA0233
|  |  | XT0012 | KA0234
|  |  | XT0200N | KA0130
|  |  | XT0200V | KA0131
|  |  | GR0131 | KA0132
|  |  | FU0031 | KA0141
|  |  | FU0032 | KA0133
|  |  | XT0033 | KA0134
|  |  | GR0132 | KA0144
|  |  | F0201 | KA0136
|  |  | F0200 | KA0137
|  |  | PEG0130 | KA0138
KA1020
KA0217
KA0221
KA0222
KT0140
KT0141
KT0142
KT0143
KT0144
KT0145
KT0146
GR0232
FU0211
FU0212
FU0060
FU0061
FU0062
FU0063
XT0061
XT0060
AF0068
AF0067
AF0066
AF0065
AF0064
AF0063
AF0062
AF0061
AU0060
GR0231
UA1200
IEG0130
IEG0230

## White Labels
(SHT 6) BOP PANEL^JB74 | (SHT 1) TURBINE BOX^DOOR^JB70 - (SHT 4) TURBINE PANEL A | (SHT 2) TURBINE BOX^LEFT RAIL^JB70 | (SHT 2) TURBINE BOX^LEFT RAIL^JB70 - (SHT 5) TURBINE PANEL B | (SHT 3) TURBINE BOX^RIGHT RAIL^JB70 - (SHT 5) TURBINE PANEL B | (SHT 4) TURBINE PANEL A | (SHT 4) TURBINE PANEL A - (SHT 5) TURBINE PANEL B | (SHT 5) TURBINE PANEL B - JB70 | (SHT 5) TURBINE PANEL B
AF0143G | PEG01304 | AF1203G | IEG01303 | IEG01308 | AF0083G | IEG02301 | IEG02309 | AF0064G
AF0144G |  | AF1204G | IEG023013 | IEG023014 | AF0084G | IEG02302 |  | AF0065G
AU0140G |  | AF1205G |  |  | AF0085G | IEG02303 |  | AF0066G
AU0180G |  | AF1206G |  |  | AF0086G | IEG02306 |  | AF0071G
IEG02571 |  | AU1200G |  |  | AF0094G | IEG02307 |  | AF0072G
IEG02572 |  |  |  |  | AU0080G |  |  | AF0073G
IEG02573 |  |  |  |  | AU0090G |  |  | AF0074G
IEG02574 |  |  |  |  | PEG01301 |  |  | AF0075G
[5 empty] | PEG01302 |  |  | AU0060G
[5 empty] | UV0600G |  |  | AU0070G
IEG01304
IEG023010
IEG023012
IEG02304
IEG02305
IEG02308
XT04001
XT05001

## Heat Shrink Labels
(SHT 3) TURBINE BOX^RIGHT RAIL^JB70 - (SHT 5) TURBINE PANEL B | (SHT 5) TURBINE PANEL B
WC1352 | WC4524
WC1353
WC1354
WC1355
WC1356

## BOP PANEL^JB74
BOP PANEL^JB74
Project # | J0970
Project Name | EPROD BECKVILLE
Revision | A.3
Controls DE | R.BARRAZA
Phone:
Controls ME | A. PUENTES
Phone:
From | [5 empty] | To
Device ID | Cable (W) Conductor (SC) Jumper Clip (JC) | Wire No. | Wire ID | Gauge/Size | Page/Zone | Device ID | Location | Page/Zone
XT0140:3 | JC | 0V | CLIP | --- | 18.A5 | XT0140:2 | BOP PANEL^JB74 | 18.A5
XT0140:4 | JC | 0V | CLIP | --- | 18.A5 | XT0140:3 | BOP PANEL^JB74 | 18.A5
XT0180:1 | JC | 0V | CLIP | --- | 18.D1 | XT0180:2 | BOP PANEL^JB74 | 18.D1
AF0141:00 | SC | KA053121 | WHT | 20 | 57.A7 | KA0531:21 | BOP PANEL^JB74 | 57.A6
AF0141:02 | SC | 014102 | WHT | 20 | 57.B7 | KA0552:14 | BOP PANEL^JB74 | 57.C6
AF0141:04 | SC | KA053211 | WHT | 20 | 58.A7 | KA0532:11 | BOP PANEL^JB74 | 58.A6
AF0141:06 | SC | 014106 | WHT | 20 | 58.C7 | KA0553:14 | BOP PANEL^JB74 | 58.C6
AF0141:08 | SC | 014108 | WHT | 20 | 59.A7 | KA0555:11 | BOP PANEL^JB74 | 59.A6
AF0141:10 | SC | XT0573B2 | WHT | 20 | 56.B7 | XT0573:4 B2 | BOP PANEL^JB74 | 56.B5
AF0141:12 | SC | 014112 | WHT | 20 | 59.B7 | KA0554:11 | BOP PANEL^JB74 | 59.B6
AF0141:14 | SC | KA053111 | WHT | 20 | 56.A7 | KA0531:11 | BOP PANEL^JB74 | 56.A5
AF0141:16 | SC | SV76212 | WHT | 20 | 57.A7 | XT0572:4 | BOP PANEL^JB74 | 57.A5
AF0141:20 | SC | SV76412 | WHT | 20 | 58.A7 | XT0572:5 | BOP PANEL^JB74 | 58.A5
AF0141:32 | SC | KA055014 | WHT | 20 | 57.A7 | KA0550:14 | BOP PANEL^JB74 | 57.A6
AF0141:36 | SC | KA055111 | WHT | 20 | 58.A7 | KA0551:11 | BOP PANEL^JB74 | 58.A6
AF0141:COM | SC | 0V | WHT | 16 | 18.B2 | XT0140:3 | BOP PANEL^JB74 | 18.A5
AF0141:V+ | SC | FU0141 | WHT | 16 | 18.B2 | FU0141:LD | BOP PANEL^JB74 | 18.C1
AF0142:07 | SC | ZSC76112 | WHT | 20 | 56.B7 | XT0572:1 | BOP PANEL^JB74 | 56.B5
AF0142:23 | SC | KT0571A2 | WHT | 20 | 56.B7 | KT0571:A2 | BOP PANEL^JB74 | 56.B6
AF0142:COM | SC | AF0142N | WHT | 16 | 18.B3 | AF0143:COM | BOP PANEL^JB74 | 18.B3
AF0142:COM | SC | AU0140N | WHT | 16 | 18.B3 | AU0140:COM | BOP PANEL^JB74 | 18.B1
AF0142:V+ | SC | AF0142P | WHT | 16 | 18.B3 | AF0143:V+ | BOP PANEL^JB74 | 18.B3
AF0142:V+ | SC | AU0140P | WHT | 16 | 18.B3 | AU0140:V+ | BOP PANEL^JB74 | 18.B1
AF0143:COM | SC | AF0143N | WHT | 16 | 18.B3 | AF0144:COM | BOP PANEL^JB74 | 18.B4
AF0143:SH | SC | AF0143G | GRN | 14 | 18.B3 | AF0144:SH | BOP PANEL^JB74 | 18.B4
AF0143:SH | SC | AU0140G | GRN | 14 | 18.B3 | AU0140:GND | BOP PANEL^JB74 | 18.B1
AF0143:V+ | SC | AF0143P | WHT | 16 | 18.B3 | AF0144:V+ | BOP PANEL^JB74 | 18.B4
AF0144:COM | SC | AF0144N | WHT | 16 | 18.B4 | AF0145:COM | BOP PANEL^JB74 | 18.B5
AF0144:SH | SC | AF0144G | GRN | 14 | 18.B4 | AF0145:SH | BOP PANEL^JB74 | 18.B5
AF0144:V+ | SC | AF0144P | WHT | 16 | 18.B4 | AF0145:V+ | BOP PANEL^JB74 | 18.B5
AF0145:SH | SC | IEG02571 | GRN | 14 | 18.B5 | IEG0257:1 | BOP PANEL^JB74 | 18.C5
AF0146:COM | SC | 0V | WHT | 16 | 18.B6 | XT0140:3 | BOP PANEL^JB74 | 18.A5
AF0146:V+ | SC | FU0142 | WHT | 16 | 18.B6 | FU0142:LD | BOP PANEL^JB74 | 18.C1
AF0181:COM | SC | 0V | WHT | 16 | 18.D2 | XT0180:2 | BOP PANEL^JB74 | 18.D1
AF0181:V+ | SC | FU0181 | WHT | 16 | 18.D2 | FU0181:LD | BOP PANEL^JB74 | 18.D1
AF0182:COM | SC | AF0182N | WHT | 16 | 18.D3 | AF0183:COM | BOP PANEL^JB74 | 18.C3
AF0182:COM | SC | AU0180N | WHT | 16 | 18.D3 | AU0180:COM | BOP PANEL^JB74 | 18.C1
AF0182:V+ | SC | AF0182P | WHT | 16 | 18.D3 | AF0183:V+ | BOP PANEL^JB74 | 18.C3
AF0182:V+ | SC | AU0180P | WHT | 16 | 18.D3 | AU0180:V+ | BOP PANEL^JB74 | 18.C1
AF0183:04 | SC | ZSC76212 | WHT | 20 | 57.B7 | XT0572:2 | BOP PANEL^JB74 | 57.B5
AF0183:05 | SC | ZSC76412 | WHT | 20 | 58.B7 | XT0572:3 | BOP PANEL^JB74 | 58.B5
AF0183:20 | SC | KT0572A2 | WHT | 20 | 57.B7 | KT0572:A2 | BOP PANEL^JB74 | 57.B6
AF0183:21 | SC | KT0573A2 | WHT | 20 | 58.B7 | KT0573:A2 | BOP PANEL^JB74 | 58.B6
AF0183:COM | SC | AF0183N | WHT | 16 | 18.C3 | AF0185:COM | BOP PANEL^JB74 | 18.D5
AF0183:V+ | SC | AF0183P | WHT | 16 | 18.C3 | AF0185:V+ | BOP PANEL^JB74 | 18.D5
AF0184:00 | SC | 018400 | WHT | 20 | 57.D7 | KA0550:A1 | BOP PANEL^JB74 | 57.D6
AF0184:01 | SC | 018401 | WHT | 20 | 57.D7 | KA0552:A1 | BOP PANEL^JB74 | 57.D6
AF0184:02 | SC | 018402 | WHT | 20 | 58.C7 | KA0551:A1 | BOP PANEL^JB74 | 58.C6
AF0184:03 | SC | 018403 | WHT | 20 | 58.D7 | KA0553:A1 | BOP PANEL^JB74 | 58.D6
AF0184:04 | SC | 018404 | WHT | 20 | 59.C7 | KA0555:A1 | BOP PANEL^JB74 | 59.C6
AF0184:05 | SC | 018405 | WHT | 20 | 59.C7 | KA0554:A1 | BOP PANEL^JB74 | 59.C6
AF0184:16 | SC | 018416 | WHT | 20 | 57.D7 | KA0550:A2 | BOP PANEL^JB74 | 57.D6
AF0184:17 | SC | 018417 | WHT | 20 | 57.D7 | KA0552:A2 | BOP PANEL^JB74 | 57.D6
AF0184:18 | SC | 018418 | WHT | 20 | 58.C7 | KA0551:A2 | BOP PANEL^JB74 | 58.C6
AF0184:19 | SC | 018419 | WHT | 20 | 58.D7 | KA0553:A2 | BOP PANEL^JB74 | 58.D6
AF0184:20 | SC | 018420 | WHT | 20 | 59.C7 | KA0555:A2 | BOP PANEL^JB74 | 59.C6
AF0184:21 | SC | 018421 | WHT | 20 | 59.C7 | KA0554:A2 | BOP PANEL^JB74 | 59.C6
AF0184:COM | SC | 0V | WHT | 16 | 18.C4 | XT0180:1 | BOP PANEL^JB74 | 18.D1
AF0184:V+ | SC | FU0184 | WHT | 16 | 18.C4 | FU0184:LD | BOP PANEL^JB74 | 18.D1
AF0185:SH | SC | IEG02572 | GRN | 14 | 18.D5 | IEG0257:2 | BOP PANEL^JB74 | 18.D5
AF0185:SH | SC | AU0180G | GRN | 14 | 18.D5 | AU0180:GND | BOP PANEL^JB74 | 18.C1
AU0140:COM | SC | 0V | WHT | 16 | 18.B1 | XT0140:2 | BOP PANEL^JB74 | 18.A5
AU0140:V+ | SC | FU0140 | WHT | 16 | 18.B1 | FU0140:LD | BOP PANEL^JB74 | 18.B1
AU0180:COM | SC | 0V | WHT | 16 | 18.C1 | XT0180:1 | BOP PANEL^JB74 | 18.D1
AU0180:V+ | SC | FU0180 | WHT | 16 | 18.C1 | FU0180:LD | BOP PANEL^JB74 | 18.D1
FU0140:LI | SC | FU0570 | WHT | 14 | 18.B1 | FU0570:LD | BOP PANEL^JB74 | 18.A4
FU0140:LI | SC | FU0570 | WHT | 14 | 18.B1 | FU0141:LI | BOP PANEL^JB74 | 18.C1
FU0141:LI | SC | FU0570 | WHT | 14 | 18.C1 | FU0142:LI | BOP PANEL^JB74 | 18.C1
FU0142:LI | SC | FU0570 | WHT | 14 | 18.C1 | FU0143:LI | BOP PANEL^JB74 | 18.C1
FU0143:LD | SC | FU0143 | WHT | 14 | 18.C1 | XT0140:7 | BOP PANEL^JB74 | 19.C1
FU0143:LI | SC | FU0570 | WHT | 14 | 18.C1 | FU0180:LI | BOP PANEL^JB74 | 18.D1
FU0180:LI | SC | FU0570 | WHT | 14 | 18.D1 | FU0181:LI | BOP PANEL^JB74 | 18.D1
FU0181:LI | SC | FU0570 | WHT | 14 | 18.D1 | FU0184:LI | BOP PANEL^JB74 | 18.D1
FU0570:LI | SC | FU0136 | WHT | 12 | 18.A4 | XT0140:1 | BOP PANEL^JB74 | 18.A5
GR0140: | SC | IEG02574 | GRN | 14 | 4.B4 | IEG0257:4 | BOP PANEL^JB74 | 4.B3
GR0180: | SC | IEG02573 | GRN | 14 | 4.B3 | IEG0257:3 | BOP PANEL^JB74 | 4.B3
GR0257: | SC | GR0257 | GRN/YEL | 14 | 4.B3 | FRAME | BOP PANEL^JB74 | 4.B3
KA0531:24 | SC | KA053124 | WHT | 20 | 57.A6 | KA0540:A1 | BOP PANEL^JB74 | 57.A5
KA0531:A1 | SC | ESTOP | WHT | 20 | 19.A3 | KA0532:A1 | BOP PANEL^JB74 | 19.A3
KA0531:A1 | SC | ESTOP | WHT | 20 | 19.A3 | XT0140:6 | BOP PANEL^JB74 | 19.A2
KA0531:A2 | SC | 0V | WHT | 20 | 19.A3 | KA0532:A2 | BOP PANEL^JB74 | 19.A3
KA0531:A2 | SC | 0V | WHT | 20 | 19.A3 | KA0536:A2 | BOP PANEL^JB74 | 19.A3
KA0532:14 | SC | KA053214 | WHT | 20 | 58.A6 | KA0541:A1 | BOP PANEL^JB74 | 58.A5
KA0532:A1 | SC | ESTOP | WHT | 20 | 19.A3 | KA0533:A1 | BOP PANEL^JB74 | 19.B3
KA0532:A2 | SC | 0V | WHT | 20 | 19.A3 | KA0533:A2 | BOP PANEL^JB74 | 19.B3
KA0533:11 | SC | FU0143 | WHT | 14 | 19.C2 | XT0140:7 | BOP PANEL^JB74 | 19.C1
KA0533:12 | SC | KA053312 | WHT | 20 | 19.C2 | XT0140:8 | BOP PANEL^JB74 | 19.C2
KA0533:A1 | SC | ESTOP | WHT | 20 | 19.B3 | KA0534:A1 | BOP PANEL^JB74 | 19.B3
KA0533:A2 | SC | 0V | WHT | 20 | 19.B3 | KA0534:A2 | BOP PANEL^JB74 | 19.B3
KA0534:A1 | SC | ESTOP | WHT | 20 | 19.B3 | KA0537:A1 | BOP PANEL^JB74 | 19.B3
KA0534:A2 | SC | 0V | WHT | 20 | 19.B3 | KA0537:A2 | BOP PANEL^JB74 | 19.B3
KA0535:11 | SC | KA053511 | WHT | 20 | 59.B5 | KA0554:14 | BOP PANEL^JB74 | 59.B6
KA0535:14 | SC | KA053514 | WHT | 20 | 59.B5 | XT0573:1 B2 | BOP PANEL^JB74 | 59.B5
KA0535:21 | SC | KA054214 | WHT | 20 | 19.D4 | KA0542:14 | BOP PANEL^JB74 | 19.D3
KA0535:22 | SC | KA053522 | WHT | 20 | 19.D4 | XT0573:6 T1 | BOP PANEL^JB74 | 59.A5
KA0535:A1 | SC | KA0231A1 | WHT | 20 | 19.A3 | KA0536:A1 | BOP PANEL^JB74 | 19.A3
KA0535:A1 | SC | KA0231A1 | WHT | 20 | 19.A3 | XT0140:5 | BOP PANEL^JB74 | 19.A2
KA0535:A2 | SC | 0V | WHT | 20 | 19.A3 | KA0536:A2 | BOP PANEL^JB74 | 19.A3
KA0535:A2 | SC | 0V | WHT | 20 | 19.A3 | XT0140:4 | BOP PANEL^JB74 | 18.A5
KA0536:11 | SC | XT05732B1 | WHT | 20 | 59.B5 | XT0573:2 B1 | BOP PANEL^JB74 | 59.B5
KA0536:12 | SC | KA053612 | WHT | 20 | 59.B5 | XT0573:1 T1 | BOP PANEL^JB74 | 59.B5
KA0536:21 | SC | KA053621 | WHT | 20 | 59.A5 | KA0555:14 | BOP PANEL^JB74 | 59.A6
KA0536:24 | SC | XT05736B2 | WHT | 20 | 59.A5 | XT0573:6 B2 | BOP PANEL^JB74 | 59.A5
KA0537:A2 | SC | 0V | WHT | 20 | 19.B3 | KA0542:A2 | BOP PANEL^JB74 | 19.C3
KA0540:11 | SC | KA054011 | WHT | 20 | 57.A6 | KA0550:11 | BOP PANEL^JB74 | 57.A6
KA0540:21 | SC | ZSC76212 | WHT | 20 | 57.B5 | XT0572:2 | BOP PANEL^JB74 | 57.B5
KA0540:22 | SC | KA054012 | WHT | 20 | 57.B5 | KT0572:A1 | BOP PANEL^JB74 | 57.B6
KA0540:A2 | SC | SV76212 | WHT | 20 | 57.A5 | XT0572:4 | BOP PANEL^JB74 | 57.A5
KA0541:11 | SC | KA054111 | WHT | 20 | 58.A6 | KA0551:14 | BOP PANEL^JB74 | 58.A6
KA0541:21 | SC | ZSC76412 | WHT | 20 | 58.B5 | XT0572:3 | BOP PANEL^JB74 | 58.B5
KA0541:22 | SC | KA054112 | WHT | 20 | 58.B5 | KT0573:A1 | BOP PANEL^JB74 | 58.B6
KA0541:A2 | SC | SV76412 | WHT | 20 | 58.A5 | XT0572:5 | BOP PANEL^JB74 | 58.A5
KA0542:11 | SC | KT057218 | WHT | 20 | 19.D3 | KT0572:18 | BOP PANEL^JB74 | 19.D3
KA0542:A1 | SC | KT057318 | WHT | 20 | 19.C3 | KT0573:18 | BOP PANEL^JB74 | 19.C3
KA0552:11 | SC | KA055211 | WHT | 20 | 57.C6 | XT0573:5 B2 | BOP PANEL^JB74 | 57.C5
KA0553:11 | SC | KA055311 | WHT | 20 | 58.C6 | XT0573:3 B2 | BOP PANEL^JB74 | 58.C5
KT0571:15 | SC | KA053312 | WHT | 20 | 19.D3 | KT0572:15 | BOP PANEL^JB74 | 19.D3
KT0571:16 | SC | KT057116 | WHT | 20 | 19.D3 | XT0573:4 T2 | BOP PANEL^JB74 | 56.B5
KT0571:A1 | SC | ZSC76112 | WHT | 20 | 56.B6 | XT0572:1 | BOP PANEL^JB74 | 56.B5
KT0572:15 | SC | KA053312 | WHT | 20 | 19.D3 | KT0573:15 | BOP PANEL^JB74 | 19.C3
KT0572:16 | SC | KT057216 | WHT | 20 | 19.D3 | XT0573:2 B2 | BOP PANEL^JB74 | 59.B5
KT0572:16 | SC | KT057216 | WHT | 20 | 19.D3 | XT0573:5 T2 | BOP PANEL^JB74 | 57.C5
KT0573:15 | SC | KA053312 | WHT | 20 | 19.C3 | XT0140:8 | BOP PANEL^JB74 | 19.C2
KT0573:16 | SC | KT057316 | WHT | 20 | 19.C3 | XT0573:2 T2 | BOP PANEL^JB74 | 59.B5
KT0573:16 | SC | KT057316 | WHT | 20 | 19.C3 | XT0573:3 T2 | BOP PANEL^JB74 | 58.C5
XT0140:1 | SC | FU0136 | WHT | 12 | 18.A5 | XT0570:1 | BOP PANEL^JB74 | 18.A5
XT0140:2 | SC | 0V | WHT | 14 | 18.A5 | XT0570:2 | BOP PANEL^JB74 | 18.A5
XT0180:1 | SC | 0V | WHT | 16 | 18.D1 | XT0140:4 | BOP PANEL^JB74 | 18.A5
AU0140:L2 | WC0014 | AU0140L2 | ENET | CABLE | 2.B2 | AU0180:L1 | BOP PANEL^JB74 | 2.B3
AF0145:J | WC8059 | AF0145J | CABLE | CABLE | 18.B5 | AF0146:P | BOP PANEL^JB74 | 18.B6
SolarTools ver. 24.0.84.24712 (Jul 31, 2025)
Report date: 3/20/2026 3:39 PM

## HPC PROXIMITORS
HPC PROXIMITORS
Project # | J0970
Project Name | EPROD BECKVILLE
Revision | A.3
Controls DE | R.BARRAZA
Phone:
Controls ME | A. PUENTES
Phone:
From | [5 empty] | To
Device ID | Cable (W) Conductor (SC) Jumper Clip (JC) | Wire No. | Wire ID | Gauge/Size | Page/Zone | Device ID | Location | Page/Zone
GR4460: | SC | GR4460 | GRN/YEL | 14 | 47.D4 | FRAME | HPC PROXIMITORS | 47.D4
Report date: 3/20/2026 3:39 PM |  |  |  |  | SolarTools ver. 24.0.84.24712 (Jul 31, 2025)

## TURBINE BOX^DOOR^JB70
TURBINE BOX^DOOR^JB70
Project # | J0970
Project Name | EPROD BECKVILLE
Revision | A.3
Controls DE | R.BARRAZA
Phone:
Controls ME | A. PUENTES
Phone:
From | [5 empty] | To
Device ID | Cable (W) Conductor (SC) Jumper Clip (JC) | Wire No. | Wire ID | Gauge/Size | Page/Zone | Device ID | Location | Page/Zone
AT1100:POS | SC | FU1100 | WHT | 14 | 22.D3 | FU1100:LD | TURBINE BOX^RIGHT RAIL^JB70 | 22.D3
SB0472:B1-11 | SC | ESTOPA | WHT | 20 | 21.B1 | XT0137:1 | TURBINE BOX^RIGHT RAIL^JB70 | 21.B5
SB0472:B1-12 | SC | ESTOP | WHT | 20 | 21.B1 | XT0137:2 | TURBINE BOX^RIGHT RAIL^JB70 | 21.B5
SH0470:13 | SC | SH047013 | WHT | 20 | 20.B1 | XT0137:5 | TURBINE BOX^RIGHT RAIL^JB70 | 20.B5
SH0470:14 | SC | SH047014 | WHT | 20 | 20.B1 | XT0137:6 | TURBINE BOX^RIGHT RAIL^JB70 | 20.B5
SH0471:11 | SC | SH047111 | WHT | 20 | 20.A1 | XT0137:3 | TURBINE BOX^RIGHT RAIL^JB70 | 20.A5
SH0471:12 | SC | SH047112 | WHT | 20 | 20.A1 | XT0137:4 | TURBINE BOX^RIGHT RAIL^JB70 | 20.A5
AT1100:L1 | WC0101 | BA1100DEVICE | ENET | CABLE | 22.D3 | BA1100:DEVICE | TURBINE BOX^RIGHT RAIL^JB70 | 22.D1
AT1100:GND | SC | PEG01304 | GRN/YEL | 14 | 22.D3 | PEG0130:4 | TURBINE PANEL A | 22.D6
AT1100:NEG | SC | 0V | WHT | 14 | 22.D3 | XT0134:3 | TURBINE PANEL A | 12.B3
SA0471:B1-13 | SC | SA0471B113 | WHT | 20 | 21.B1 | AF0087:40 | TURBINE PANEL A | 21.B7
SA0471:B1-14 | SC | SA0471B114 | WHT | 20 | 21.B1 | AF0087:08 | TURBINE PANEL A | 21.B7
SA0471:B2-13 | SC | SA0471B213 | WHT | 20 | 21.A1 | AF0087:39 | TURBINE PANEL A | 21.A7
SA0471:B2-14 | SC | SA0471B214 | WHT | 20 | 21.A1 | AF0087:07 | TURBINE PANEL A | 21.A7
SA0473:11 | SC | SA047311 | WHT | 20 | 21.D1 | AF0087:37 | TURBINE PANEL A | 21.D7
SA0473:12 | SC | SA047312 | WHT | 20 | 21.D1 | AF0087:05 | TURBINE PANEL A | 21.D7
SA0473:13 | SC | SA047313 | WHT | 20 | 21.D1 | AF0087:38 | TURBINE PANEL A | 21.D7
SA0473:14 | SC | SA047314 | WHT | 20 | 21.D1 | AF0087:06 | TURBINE PANEL A | 21.D7
SA0474:B1-13 | SC | SA0474B113 | WHT | 20 | 21.C1 | AF0087:44 | TURBINE PANEL A | 21.C7
SA0474:B1-14 | SC | SA0474B114 | WHT | 20 | 21.C1 | AF0087:12 | TURBINE PANEL A | 21.C7
SA0474:B2-13 | SC | SA0474B213 | WHT | 20 | 21.C1 | AF0087:42 | TURBINE PANEL A | 21.C7
SA0474:B2-14 | SC | SA0474B214 | WHT | 20 | 21.C1 | AF0087:10 | TURBINE PANEL A | 21.C7
SB0471:11 | SC | SB047111 | WHT | 20 | 20.D1 | AF0087:34 | TURBINE PANEL A | 20.D7
SB0471:12 | SC | SB047112 | WHT | 20 | 20.D1 | AF0087:02 | TURBINE PANEL A | 20.D7
SB0472:B2-11 | SC | SB0472B211 | WHT | 20 | 21.B1 | AF0081:36 | TURBINE PANEL A | 21.B7
SB0472:B2-12 | SC | SB0472B212 | WHT | 20 | 21.B1 | AF0081:04 | TURBINE PANEL A | 21.B7
SB0473:13 | SC | SB047313 | WHT | 20 | 20.D1 | AF0087:35 | TURBINE PANEL A | 20.D7
SB0473:14 | SC | SB047314 | WHT | 20 | 20.D1 | AF0087:03 | TURBINE PANEL A | 20.D7
SB0474:13 | SC | SB047413 | WHT | 20 | 21.A1 | AF0087:36 | TURBINE PANEL A | 21.A7
SB0474:14 | SC | SB047414 | WHT | 20 | 21.A1 | AF0087:04 | TURBINE PANEL A | 21.A7
SH0470:11 | SC | SH047011 | WHT | 20 | 20.B1 | AF0087:33 | TURBINE PANEL A | 20.B7
SH0470:12 | SC | SH047012 | WHT | 20 | 20.B1 | AF0087:01 | TURBINE PANEL A | 20.B7
SH0470:X1 | SC | SH0470X1 | WHT | 20 | 20.B1 | AF0093:22 | TURBINE PANEL A | 20.B7
SH0470:X2 | SC | SH0470X2 | WHT | 20 | 20.B1 | AF0093:06 | TURBINE PANEL A | 20.B7
SH0471:13 | SC | SH047113 | WHT | 20 | 20.A1 | AF0087:32 | TURBINE PANEL A | 20.A7
SH0471:14 | SC | SH047114 | WHT | 20 | 20.A1 | AF0087:00 | TURBINE PANEL A | 20.A7
SH0471:X1 | SC | SH0471X1 | WHT | 20 | 20.A1 | AF0093:31 | TURBINE PANEL A | 20.A7
SH0471:X2 | SC | SH0471X2 | WHT | 20 | 20.A1 | AF0093:15 | TURBINE PANEL A | 20.A7
HA0472:BLK-1 | WC5072 | HA04721 | 1 | 18 | 20.C1 | AF0092:28 | TURBINE PANEL A | 20.C7
HA0472:BLK-2 | WC5072 | HA04722 | 2 | 18 | 20.C1 | AF0092:12 | TURBINE PANEL A | 20.C7
SH0472:11 | SC | SH047211 | WHT | 20 | 20.C1 | XT0236:4 | TURBINE PANEL B | 20.C5
SH0472:12 | SC | SH047212 | WHT | 20 | 20.C1 | XT0236:5 | TURBINE PANEL B | 20.C5
SH0472:13 | SC | FU0139 | WHT | 20 | 20.B1 | XT0236:1 | TURBINE PANEL B | 20.B5
SH0472:14 | SC | KA0241A1 | WHT | 20 | 20.B1 | XT0236:2 | TURBINE PANEL B | 20.B5
SH0472:X1 | SC | 0V | WHT | 20 | 20.C1 | XT0236:3 | TURBINE PANEL B | 20.C5
SH0472:X2 | SC | SH0472X2 | WHT | 20 | 20.C1 | XT0237:2 B1 | TURBINE PANEL B | 20.C5
SolarTools ver. 24.0.84.24712 (Jul 31, 2025)
Report date: 3/20/2026 3:39 PM

## TURBINE BOX^LEFT RAIL^JB70
TURBINE BOX^LEFT RAIL^JB70
Project # | J0970
Project Name | EPROD BECKVILLE
Revision | A.3M1
Controls DE | R.BARRAZA
Phone:
Controls ME | A. PUENTES
Phone:
From | [5 empty] | To
Device ID | Cable (W) Conductor (SC) Jumper Clip (JC) | Wire No. | Wire ID | Gauge/Size | Page/Zone | Device ID | Location | Page/Zone
AF1201:J | SC | * |  |  | 17.D2 | AF1202:P | TURBINE BOX^LEFT RAIL^JB70 | 17.D3
AF1201:V+ | SC | FU0121 | WHT | 14 | 17.D2 | FU0121:LD | TURBINE BOX^LEFT RAIL^JB70 | 17.D1
AF1202:COM | SC | AF1202N | WHT | 20 | 17.D3 | AF1203:COM | TURBINE BOX^LEFT RAIL^JB70 | 17.D3
AF1202:COM | SC | AU1200N | WHT | 20 | 17.D3 | AU1200:COM | TURBINE BOX^LEFT RAIL^JB70 | 17.C1
AF1202:J | SC | * |  |  | 17.D3 | AF1203:P | TURBINE BOX^LEFT RAIL^JB70 | 17.D3
AF1202:V+ | SC | AF1202P | WHT | 20 | 17.D3 | AF1203:V+ | TURBINE BOX^LEFT RAIL^JB70 | 17.D3
AF1202:V+ | SC | AU1200P | WHT | 20 | 17.D3 | AU1200:V+ | TURBINE BOX^LEFT RAIL^JB70 | 17.C1
AF1203:COM | SC | AF1203N | WHT | 20 | 17.D3 | AF1204:COM | TURBINE BOX^LEFT RAIL^JB70 | 17.C4
AF1203:J | SC | * |  |  | 17.D3 | AF1204:P | TURBINE BOX^LEFT RAIL^JB70 | 17.C4
AF1203:SH | SC | AF1203G | GRN | 14 | 17.D3 | AF1204:SH | TURBINE BOX^LEFT RAIL^JB70 | 17.C4
AF1203:SH | SC | AU1200G | GRN | 14 | 17.D3 | AU1200:GND | TURBINE BOX^LEFT RAIL^JB70 | 17.C1
AF1203:V+ | SC | AF1203P | WHT | 20 | 17.D3 | AF1204:V+ | TURBINE BOX^LEFT RAIL^JB70 | 17.C4
AF1204:COM | SC | AF1204N | WHT | 20 | 17.C4 | AF1205:COM | TURBINE BOX^LEFT RAIL^JB70 | 17.C4
AF1204:J | SC | * |  |  | 17.C4 | AF1205:P | TURBINE BOX^LEFT RAIL^JB70 | 17.C4
AF1204:SH | SC | AF1204G | GRN | 14 | 17.C4 | AF1205:SH | TURBINE BOX^LEFT RAIL^JB70 | 17.C4
AF1204:V+ | SC | AF1204P | WHT | 20 | 17.C4 | AF1205:V+ | TURBINE BOX^LEFT RAIL^JB70 | 17.C4
AF1205:COM | SC | AF1205N | WHT | 20 | 17.C4 | AF1206:COM | TURBINE BOX^LEFT RAIL^JB70 | 17.D5
AF1205:J | SC | * |  |  | 17.C4 | AF1206:P | TURBINE BOX^LEFT RAIL^JB70 | 17.D5
AF1205:SH | SC | AF1205G | GRN | 14 | 17.C4 | AF1206:SH | TURBINE BOX^LEFT RAIL^JB70 | 17.D5
AF1205:V+ | SC | AF1205P | WHT | 20 | 17.C4 | AF1206:V+ | TURBINE BOX^LEFT RAIL^JB70 | 17.D5
AF1206:COM | SC | AF1206N | WHT | 20 | 17.D5 | AF1207:COM | TURBINE BOX^LEFT RAIL^JB70 | 17.C6
AF1206:J | SC | * |  |  | 17.D5 | AF1207:P | TURBINE BOX^LEFT RAIL^JB70 | 17.C6
AF1206:SH | SC | AF1206G | GRN | 14 | 17.D5 | AF1208:SH | TURBINE BOX^LEFT RAIL^JB70 | 17.D6
AF1206:V+ | SC | AF1206P | WHT | 20 | 17.D5 | AF1207:V+ | TURBINE BOX^LEFT RAIL^JB70 | 17.C6
AF1207:COM | SC | AF1207N | WHT | 20 | 17.C6 | AF1208:COM | TURBINE BOX^LEFT RAIL^JB70 | 17.D6
AF1207:J | SC | * |  |  | 17.C6 | AF1208:P | TURBINE BOX^LEFT RAIL^JB70 | 17.D6
AF1207:V+ | SC | AF1207P | WHT | 20 | 17.C6 | AF1208:V+ | TURBINE BOX^LEFT RAIL^JB70 | 17.D6
AU1200:V+ | SC | FU0120 | WHT | 14 | 17.C1 | FU0120:LD | TURBINE BOX^LEFT RAIL^JB70 | 17.D1
FU0120:LI | SC | FU0130 | WHT | 16 | 17.D1 | FU0121:LI | TURBINE BOX^LEFT RAIL^JB70 | 17.D1
AF1201:24 | SC | 120124 | WHT | 20 | 51.A7 | KA0194:A2 | TURBINE PANEL A | 51.B6
AF1201:08 | SC | 120108 | WHT | 20 | 51.A7 | KA0193:14 | TURBINE PANEL B | 51.B6
AF1201:COM | SC | 0V | WHT | 14 | 17.D2 | XT0130:3 | TURBINE PANEL B | 17.A5
AF1207:02 | SC | 120702 | WHT | 20 | 49.A7 | KA4401:14 | TURBINE PANEL B | 49.A6
AF1207:18 | SC | 120718 | WHT | 20 | 49.A7 | KA4401:A2 | TURBINE PANEL B | 49.A6
AF1207:34 | SC | PS44012 | WHT | 20 | 49.A7 | KA4401:11 | TURBINE PANEL B | 49.A6
AF1208:SH | SC | IEG01303 | GRN | 14 | 17.D6 | IEG0130:3 | TURBINE PANEL B | 17.D7
AU1200:COM | SC | 0V | WHT | 16 | 17.C1 | XT0130:4 | TURBINE PANEL B | 17.A5
FU0120:LI | SC | FU0130 | WHT | 16 | 17.D1 | FU0131:LI | TURBINE PANEL B | 17.C1
FU0121:LI | SC | FU0130 | WHT | 16 | 17.D1 | FU0291:LI | TURBINE PANEL B | 53.A6
GR1101: | SC | IEG023013 | GRN | 14 | 4.A6 | IEG0230:13 | TURBINE PANEL B | 4.A5 | A.3M1 Changed from GRN/YEL to GRN (D73895)
SolarTools ver. 24.0.84.24712 (Jul 31, 2025)
Report date: 3/20/2026 3:39 PM

## TURBINE BOX^RIGHT RAIL^JB70
TURBINE BOX^RIGHT RAIL^JB70
Project # | J0970
Project Name | EPROD BECKVILLE
Revision | A.3
Controls DE | R.BARRAZA
Phone:
Controls ME | A. PUENTES
Phone:
From | [5 empty] | To
Device ID | Cable (W) Conductor (SC) Jumper Clip (JC) | Wire No. | Wire ID | Gauge/Size | Page/Zone | Device ID | Location | Page/Zone
XT0001:1 | JC | FU0210 | CLIP | --- | 5.A5 | XT0001:2 | TURBINE BOX^RIGHT RAIL^JB70 | 5.C5
XT0001:3 | JC | 0V | CLIP | --- | 5.A6 | XT0001:4 | TURBINE BOX^RIGHT RAIL^JB70 | 5.C6
XT0291:1 | JC | UV0291P | CLIP | --- | 22.B5 | XT0291:2 | TURBINE BOX^RIGHT RAIL^JB70 | 22.B5
XT0291:3 | JC | UV0291N | CLIP | --- | 22.B5 | XT0291:4 | TURBINE BOX^RIGHT RAIL^JB70 | 22.B5
AT0680:NEG | SC | 0V | WHT | 20 | 6.C3 | XT0680:2 | TURBINE BOX^RIGHT RAIL^JB70 | 6.D3
AT0680:POS | SC | AT0680POS | WHT | 14 | 6.C3 | XT0680:1 | TURBINE BOX^RIGHT RAIL^JB70 | 6.D3
BA0001:V1(-) | SC | 0V | WHT | 14 | 5.A7 | XT0001:3 | TURBINE BOX^RIGHT RAIL^JB70 | 5.A6
BA0001:V1(+) | SC | FU0001 | WHT | 16 | 5.A7 | FU0001:LD | TURBINE BOX^RIGHT RAIL^JB70 | 5.A6
BA0003:V1(-) | SC | 0V | WHT | 14 | 5.C7 | XT0001:4 | TURBINE BOX^RIGHT RAIL^JB70 | 5.C6
BA0003:V1(+) | SC | FU0003 | WHT | 16 | 5.C7 | FU0003:LD | TURBINE BOX^RIGHT RAIL^JB70 | 5.C6
BA1100:NEG | SC | UV0291N | WHT | 16 | 22.D1 | XT0291:3 | TURBINE BOX^RIGHT RAIL^JB70 | 22.B5
BA1100:POS | SC | FU1101LD | WHT | 16 | 22.D1 | FU1101:LD | TURBINE BOX^RIGHT RAIL^JB70 | 22.C2
FU0001:LI | SC | FU0210 | WHT | 16 | 5.A6 | XT0001:1 | TURBINE BOX^RIGHT RAIL^JB70 | 5.A5
FU0003:LI | SC | FU0210 | WHT | 16 | 5.C6 | XT0001:2 | TURBINE BOX^RIGHT RAIL^JB70 | 5.C5
FU0272:LD | SC | UV0271P | WHT | 14 | 47.D6 | UV0271:8+ | TURBINE BOX^RIGHT RAIL^JB70 | 47.D5
FU0290:LD | SC | FU0290 | WHT | 16 | 22.C4 | UV0291:24V(+) | TURBINE BOX^RIGHT RAIL^JB70 | 22.C5
FU0680:LD | SC | AT0680POS | WHT | 14 | 6.D2 | XT0680:1 | TURBINE BOX^RIGHT RAIL^JB70 | 6.D3
FU1101:LI | SC | UV0291P | WHT | 16 | 22.C2 | XT0291:1 | TURBINE BOX^RIGHT RAIL^JB70 | 22.B5
GR0128: | SC | GR0128 | GRN/YEL | 14 | 4.B4 | FRAME | TURBINE BOX^RIGHT RAIL^JB70 | 4.B3
PC0470:INP_A | SC | 009312 | WHT | 20 | 22.A5 | PC0470:INP_B | TURBINE BOX^RIGHT RAIL^JB70 | 22.A5
UV0291:OUT1(-) | SC | UV0291N | WHT | 16 | 22.C5 | XT0291:3 | TURBINE BOX^RIGHT RAIL^JB70 | 22.B5
UV0291:OUT1(+) | SC | UV0291P | WHT | 16 | 22.C5 | XT0291:1 | TURBINE BOX^RIGHT RAIL^JB70 | 22.B5
AT0680:LAN4 | WC0684 | BA0003E | ENET | CABLE | 5.C6 | BA0003:RJ45 | TURBINE BOX^RIGHT RAIL^JB70 | 5.C7
FU1100:LD | SC | FU1100 | WHT | 14 | 22.D3 | AT1100:POS | TURBINE BOX^DOOR^JB70 | 22.D3
XT0137:1 | SC | ESTOPA | WHT | 20 | 21.B5 | SB0472:B1-11 | TURBINE BOX^DOOR^JB70 | 21.B1
XT0137:2 | SC | ESTOP | WHT | 20 | 21.B5 | SB0472:B1-12 | TURBINE BOX^DOOR^JB70 | 21.B1
XT0137:3 | SC | SH047111 | WHT | 20 | 20.A5 | SH0471:11 | TURBINE BOX^DOOR^JB70 | 20.A1
XT0137:4 | SC | SH047112 | WHT | 20 | 20.A5 | SH0471:12 | TURBINE BOX^DOOR^JB70 | 20.A1
XT0137:5 | SC | SH047013 | WHT | 20 | 20.B5 | SH0470:13 | TURBINE BOX^DOOR^JB70 | 20.B1
XT0137:6 | SC | SH047014 | WHT | 20 | 20.B5 | SH0470:14 | TURBINE BOX^DOOR^JB70 | 20.B1
BA1100:DEVICE | WC0101 | BA1100DEVICE | ENET | CABLE | 22.D1 | AT1100:L1 | TURBINE BOX^DOOR^JB70 | 22.D3
FU0290:LI | SC | FU0136 | WHT | 14 | 22.C4 | XT0138:3 | TURBINE PANEL A | 12.A3
FU0680:LI | SC | FU0210 | WHT | 14 | 6.D2 | XT0233:3 | TURBINE PANEL A | 12.C4
FU1100:LI | SC | FU0136 | WHT | 14 | 22.D3 | XT0138:3 | TURBINE PANEL A | 12.A3
PC0470:+PWR | SC | 009344 | WHT | 20 | 22.A5 | AF0093:44 | TURBINE PANEL A | 22.A7
PC0470:INP_A | SC | 009312 | WHT | 20 | 22.A5 | AF0093:12 | TURBINE PANEL A | 22.A7
PC0470:-PWR | SC | 009328 | WHT | 20 | 22.A5 | AF0093:28 | TURBINE PANEL A | 22.A7
UV0291:24V(-) | SC | 0V | WHT | 20 | 22.C5 | XT0134:3 | TURBINE PANEL A | 12.B3
XT0001:1 | SC | FU0210 | WHT | 16 | 5.A5 | XT0233:3 | TURBINE PANEL A | 12.C4
XT0001:3 | SC | 0V | WHT | 16 | 5.A6 | XT0235:3 | TURBINE PANEL A | 12.D4
XT0680:2 | SC | 0V | WHT | 20 | 6.D3 | XT0235:3 | TURBINE PANEL A | 12.D4
BA0001:RJ45 | WC0601 | AP0601E | ENET | CABLE | 5.A7 | AP0601:L1 | TURBINE PANEL A | 8.D4
AT0680:LAN1 | WC0680 | AP0606L1 | ENET | CABLE | 6.A2 | AP0606:L1 | TURBINE PANEL A | 6.A1
FU0272:LI | SC | FU0136 | WHT | 16 | 47.D6 | XT0130:1 | TURBINE PANEL B | 17.A5
GR1100: | SC | IEG023014 | GRN | 14 | 4.A5 | IEG0230:14 | TURBINE PANEL B | 4.A4
UV0271:9- | SC | 0V | WHT | 16 | 47.D5 | XT0130:4 | TURBINE PANEL B | 17.A5
UV0271:IE | SC | IEG01308 | GRN | 14 | 47.D5 | IEG0130:8 | TURBINE PANEL B | 47.D5
XT0137:1 | SC | ESTOPA | WHT | 20 | 21.B5 | XT0240:3 | TURBINE PANEL B | 14.A3
XT0137:2 | SC | ESTOP | WHT | 20 | 21.B5 | XT0240:4 | TURBINE PANEL B | 14.A3
BA1100:L1 | WC0041 | AF0410L2 | ENET | CABLE | 2.A3 | AF0410:L2 | TURBINE PANEL B | 2.A2
UAI4473:7 | WC1352 | UAI44737 | RED | 20 | 47.A5 | AF0500:02 | TURBINE PANEL B | 47.A6
UAI4473:8 | WC1352 | UAI44738 | BLK | 20 | 47.A5 | AF0500:03 | TURBINE PANEL B | 47.A6
FLOATING | WC1352 | UAI4473S | SH | 20 | 47.A6 | AF0500:07 | TURBINE PANEL B | 47.A6
UAI4461:7 | WC1353 | UAI44617 | RED | 20 | 47.B5 | AF0510:02 | TURBINE PANEL B | 47.B6
UAI4461:8 | WC1353 | UAI44618 | BLK | 20 | 47.B5 | AF0510:04 | TURBINE PANEL B | 47.B6
FLOATING | WC1353 | UAI4461S | SH | 20 | 47.B6 | AF0510:19 | TURBINE PANEL B | 47.B6
UAI4460:7 | WC1354 | UAI44607 | RED | 20 | 47.B5 | AF0510:06 | TURBINE PANEL B | 47.B6
UAI4460:8 | WC1354 | UAI44608 | BLK | 20 | 47.B5 | AF0510:08 | TURBINE PANEL B | 47.B6
FLOATING | WC1354 | UAI4460S | SH | 20 | 47.B6 | AF0510:23 | TURBINE PANEL B | 47.B6
UAI4471:7 | WC1355 | UAI44717 | RED | 20 | 47.C5 | AF0510:10 | TURBINE PANEL B | 47.C6
UAI4471:8 | WC1355 | UAI44718 | BLK | 20 | 47.C5 | AF0510:12 | TURBINE PANEL B | 47.C6
FLOATING | WC1355 | UAI4471S | SH | 20 | 47.C6 | AF0510:27 | TURBINE PANEL B | 47.C6
UAI4470:7 | WC1356 | UAI44707 | RED | 20 | 47.C5 | AF0510:14 | TURBINE PANEL B | 47.C6
UAI4470:8 | WC1356 | UAI44708 | BLK | 20 | 47.C5 | AF0510:16 | TURBINE PANEL B | 47.C6
FLOATING | WC1356 | UAI4470S | SH | 20 | 47.C6 | AF0510:31 | TURBINE PANEL B | 47.C6
SolarTools ver. 24.0.84.24712 (Jul 31, 2025)
Report date: 3/20/2026 3:39 PM

## TURBINE PANEL A
TURBINE PANEL A
Project # | J0970
Project Name | EPROD BECKVILLE
Revision | A.3
Controls DE | R.BARRAZA
Phone:
Controls ME | A. PUENTES
Phone:
From | [5 empty] | To
Device ID | Cable (W) Conductor (SC) Jumper Clip (JC) | Wire No. | Wire ID | Gauge/Size | Page/Zone | Device ID | Location | Page/Zone
XT0011:1 | JC | 0V | CLIP | --- | 11.D6 | XT0011:2 | TURBINE PANEL A | 11.D6
XT0011:2 | JC | 0V | CLIP | --- | 11.D6 | XT0011:3 | TURBINE PANEL A | 11.D6
XT0011:3 | JC | 0V | CLIP | --- | 11.D6 | XT0011:4 | TURBINE PANEL A | 11.D6
XT0012:2 | JC | 24V | CLIP | --- | 11.B6 | XT0012:1 | TURBINE PANEL A | 11.C6
XT0012:3 | JC | 0V | CLIP | --- | 11.C6 | XT0012:4 | TURBINE PANEL A | 11.C6
XT0033:1 | JC | FU0011LI | CLIP | --- | 11.B2 | XT0033:2 | TURBINE PANEL A | 11.B2
XT0033:3 | JC | 521NEG | CLIP | --- | 11.B2 | XT0033:4 | TURBINE PANEL A | 11.B2
XT0080:1 | JC | 0V | CLIP | --- | 9.D1 | XT0080:2 | TURBINE PANEL A | 9.D1
XT0080:2 | JC | 0V | CLIP | --- | 9.D1 | XT0080:3 | TURBINE PANEL A | 9.D1
XT0090:1 | JC | 0V | CLIP | --- | 9.B1 | XT0090:2 | TURBINE PANEL A | 9.B1
XT0134:1 | JC | 0V | CLIP | --- | 12.B3 | XT0134:2 | TURBINE PANEL A | 12.B3
XT0134:2 | JC | 0V | CLIP | --- | 12.B3 | XT0134:3 | TURBINE PANEL A | 12.B3
XT0134:3 | JC | 0V | CLIP | --- | 12.B3 | XT0134:4 | TURBINE PANEL A | 12.B3
XT0135:1 | JC | 0V | CLIP | --- | 12.B4 | XT0135:2 | TURBINE PANEL A | 12.B4
XT0135:2 | JC | 0V | CLIP | --- | 12.B4 | XT0135:3 | TURBINE PANEL A | 12.B4
XT0138:1 | JC | FU0136 | CLIP | --- | 12.A3 | XT0138:2 | TURBINE PANEL A | 12.A3
XT0138:2 | JC | FU0136 | CLIP | --- | 12.A3 | XT0138:3 | TURBINE PANEL A | 12.A3
XT0138:3 | JC | FU0136 | CLIP | --- | 12.A3 | XT0138:4 | TURBINE PANEL A | 12.B3
XT0139:1 | JC | FU0137 | CLIP | --- | 12.A4 | XT0139:2 | TURBINE PANEL A | 12.A4
XT0139:2 | JC | FU0137 | CLIP | --- | 12.A4 | XT0139:3 | TURBINE PANEL A | 12.B4
XT0200N:1 | JC | 0V | CLIP | --- | 11.B4 | XT0200N:2 | TURBINE PANEL A | 11.B4
XT0200V:1 | JC | F0200 | CLIP | --- | 11.A5 | XT0200V:2 | TURBINE PANEL A | 11.B5
XT0200V:3 | JC | F0201 | CLIP | --- | 11.B4 | XT0200V:4 | TURBINE PANEL A | 11.C4
XT0233:1 | JC | FU0210 | CLIP | --- | 12.C4 | XT0233:2 | TURBINE PANEL A | 12.C4
XT0233:2 | JC | FU0210 | CLIP | --- | 12.C4 | XT0233:3 | TURBINE PANEL A | 12.C4
XT0235:1 | JC | 0V | CLIP | --- | 12.D4 | XT0235:2 | TURBINE PANEL A | 12.D4
XT0235:2 | JC | 0V | CLIP | --- | 12.D4 | XT0235:3 | TURBINE PANEL A | 12.D4
AF0081:07 | SC | JP2 | VIO | 20 | 23.D7 | AF0081:39 | TURBINE PANEL A | 23.D7
AF0091:01 | SC | JP4 | VIO | 20 | 23.A7 | AF0091:33 | TURBINE PANEL A | 23.A7
AF0081:COM | SC | AU0080N | WHT | 20 | 9.C2 | AU0080:COM | TURBINE PANEL A | 9.C2
AF0081:V+ | SC | AU0080P | WHT | 20 | 9.C2 | AU0080:V+ | TURBINE PANEL A | 9.C2
AF0082:COM | SC | 0V | WHT | 14 | 9.D3 | XT0080:2 | TURBINE PANEL A | 9.D1
AF0082:COM | SC | AF0082N | WHT | 20 | 9.D3 | AF0083:COM | TURBINE PANEL A | 9.D3
AF0082:V+ | SC | FU0081 | WHT | 14 | 9.D3 | FU0081:LD | TURBINE PANEL A | 9.D1
AF0082:V+ | SC | AF0082P | WHT | 20 | 9.D3 | AF0083:V+ | TURBINE PANEL A | 9.D3
AF0083:02 | SC | 008302 | WHT | 20 | 11.B7 | XT0085:5 | TURBINE PANEL A | 11.B6
AF0083:03 | SC | 0V | WHT | 20 | 11.B7 | XT0085:6 | TURBINE PANEL A | 11.B5
AF0083:COM | SC | AF0083N | WHT | 20 | 9.D3 | AF0084:COM | TURBINE PANEL A | 9.D4
AF0083:SH | SC | AF0083G | GRN | 14 | 9.D3 | AF0084:SH | TURBINE PANEL A | 9.D4
AF0083:SH | SC | AU0080G | GRN | 14 | 9.D3 | AU0080:GND | TURBINE PANEL A | 9.C2
AF0083:V+ | SC | AF0083P | WHT | 20 | 9.D3 | AF0084:V+ | TURBINE PANEL A | 9.D4
AF0084:COM | SC | AF0084N | WHT | 20 | 9.D4 | AF0085:COM | TURBINE PANEL A | 9.D5
AF0084:SH | SC | AF0084G | GRN | 14 | 9.D4 | AF0085:SH | TURBINE PANEL A | 9.D5
AF0084:V+ | SC | AF0084P | WHT | 20 | 9.D4 | AF0085:V+ | TURBINE PANEL A | 9.D5
AF0085:COM | SC | AF0085N | WHT | 20 | 9.D5 | AF0086:COM | TURBINE PANEL A | 9.D5
AF0085:SH | SC | AF0085G | GRN | 14 | 9.D5 | AF0086:SH | TURBINE PANEL A | 9.D5
AF0085:V+ | SC | AF0085P | WHT | 20 | 9.D5 | AF0086:V+ | TURBINE PANEL A | 9.D5
AF0086:COM | SC | AF0086N | WHT | 20 | 9.D5 | AF0087:COM | TURBINE PANEL A | 9.D6
AF0086:SH | SC | AF0086G | GRN | 14 | 9.D5 | AF0088:SH | TURBINE PANEL A | 9.D6
AF0086:V+ | SC | AF0086P | WHT | 20 | 9.D5 | AF0087:V+ | TURBINE PANEL A | 9.D6
AF0087:COM | SC | AF0087N | WHT | 20 | 9.D6 | AF0088:COM | TURBINE PANEL A | 9.D6
AF0087:V+ | SC | AF0087P | WHT | 20 | 9.D6 | AF0088:V+ | TURBINE PANEL A | 9.D6
AF0091:COM | SC | AF0091N | WHT | 20 | 9.B2 | AF0094:COM | TURBINE PANEL A | 9.B4
AF0091:COM | SC | AU0090N | WHT | 20 | 9.B2 | AU0090:COM | TURBINE PANEL A | 9.A2
AF0091:V+ | SC | AF0091P | WHT | 20 | 9.B2 | AF0094:V+ | TURBINE PANEL A | 9.B4
AF0091:V+ | SC | AU0090P | WHT | 20 | 9.B2 | AU0090:V+ | TURBINE PANEL A | 9.A2
AF0092:08 | SC | 009208 | WHT | 20 | 45.A7 | KA3103:A1 | TURBINE PANEL A | 45.A5
AF0092:24 | SC | 009224 | WHT | 20 | 45.A7 | KA3103:A2 | TURBINE PANEL A | 45.A5
AF0092:COM | SC | 0V | WHT | 14 | 9.B3 | XT0090:2 | TURBINE PANEL A | 9.B1
AF0092:V+ | SC | FU0091 | WHT | 14 | 9.B3 | FU0091:LD | TURBINE PANEL A | 9.B1
AF0093:COM | SC | 0V | WHT | 14 | 9.B3 | XT0090:2 | TURBINE PANEL A | 9.B1
AF0093:V+ | SC | FU0092 | WHT | 14 | 9.B3 | FU0092:LD | TURBINE PANEL A | 9.B1
AF0094:00 | SC | 009400 | WHT | 20 | 11.A7 | XT0085:2 | TURBINE PANEL A | 11.A6
AF0094:01 | SC | 0V | WHT | 20 | 11.A7 | XT0085:3 | TURBINE PANEL A | 11.B5
AF0094:COM | SC | AF0094N | WHT | 20 | 9.B4 | AF0096:COM | TURBINE PANEL A | 9.B5
AF0094:SH | SC | AF0094G | GRN | 14 | 9.B4 | AF0096:SH | TURBINE PANEL A | 9.B5
AF0094:SH | SC | AU0090G | GRN | 14 | 9.B4 | AU0090:GND | TURBINE PANEL A | 9.A2
AF0094:V+ | SC | AF0094P | WHT | 20 | 9.B4 | AF0096:V+ | TURBINE PANEL A | 9.B5
AF0095:COM | SC | 0V | WHT | 14 | 9.B5 | XT0090:2 | TURBINE PANEL A | 9.B1
AF0095:V+ | SC | FU0093 | WHT | 14 | 9.B5 | FU0093:LD | TURBINE PANEL A | 9.B1
AR0600:IE1 | SC | UV0600G | GRN | 14 | 8.A1 | UV0600:GND | TURBINE PANEL A | 8.B2
AU0080:COM | SC | 0V | WHT | 14 | 9.C2 | XT0080:1 | TURBINE PANEL A | 9.D1
AU0080:V+ | SC | FU0080 | WHT | 14 | 9.C2 | FU0080:LD | TURBINE PANEL A | 9.D1
AU0090:COM | SC | 0V | WHT | 14 | 9.A2 | XT0090:1 | TURBINE PANEL A | 9.B1
AU0090:V+ | SC | FU0090 | WHT | 14 | 9.A2 | FU0090:LD | TURBINE PANEL A | 9.B1
F0200:GND | SC | PEG01301 | GRN/YEL | 14 | 11.A4 | PEG0130:1 | TURBINE PANEL A | 11.B3
F0200:LD - | SC | 0V | WHT | 10 | 11.A4 | XT0200N:1 | TURBINE PANEL A | 11.B4
F0200:LD + | SC | F0200 | WHT | 10 | 11.A4 | XT0200V:1 | TURBINE PANEL A | 11.A5
F0200:LI - | SC | 521NEG | WHT | 10 | 11.A4 | XT0033:3 | TURBINE PANEL A | 11.B2
F0200:LI + | SC | FU0032 | WHT | 10 | 11.A4 | FU0032:LD | TURBINE PANEL A | 11.A3
F0201:GND | SC | PEG01302 | GRN/YEL | 14 | 11.B3 | PEG0130:2 | TURBINE PANEL A | 11.B3
F0201:LD - | SC | 0V | WHT | 10 | 11.B3 | XT0012:4 | TURBINE PANEL A | 11.C6
F0201:LD + | SC | F0201 | WHT | 10 | 11.B3 | XT0200V:3 | TURBINE PANEL A | 11.B4
F0201:LI - | SC | 521NEG | WHT | 10 | 11.B3 | XT0033:4 | TURBINE PANEL A | 11.B2
F0201:LI + | SC | FU0031 | WHT | 10 | 11.B3 | FU0031:LD | TURBINE PANEL A | 11.B3
FU0010:LD | SC | FU0010 | WHT | 14 | 12.A5 | UV0600:(+) | TURBINE PANEL A | 8.B2
FU0010:LI | SC | FU0137 | WHT | 14 | 12.A5 | XT0139:1 | TURBINE PANEL A | 12.A4
FU0012:LI | SC | 24V | WHT | 12 | 11.C6 | FU0013:LI | TURBINE PANEL A | 11.C6
FU0012:LI | SC | 24V | WHT | 12 | 11.C6 | XT0012:2 | TURBINE PANEL A | 11.B6
FU0013:LI | SC | 24V | WHT | 12 | 11.C6 | FU0014:LI | TURBINE PANEL A | 11.C6
FU0014:LI | SC | 24V | WHT | 12 | 11.C6 | FU0015:LI | TURBINE PANEL A | 11.C6
FU0015:LI | SC | 24V | WHT | 12 | 11.C6 | FU0016:LI | TURBINE PANEL A | 11.C6
FU0031:LI | SC | FU0011LI | WHT | 10 | 11.B3 | XT0033:2 | TURBINE PANEL A | 11.B2
FU0032:LI | SC | FU0011LI | WHT | 10 | 11.A3 | XT0033:1 | TURBINE PANEL A | 11.B2
FU0080:LI | SC | FU0137 | WHT | 14 | 9.D1 | FU0081:LI | TURBINE PANEL A | 9.D1
FU0080:LI | SC | FU0137 | WHT | 14 | 9.D1 | XT0139:2 | TURBINE PANEL A | 12.A4
FU0081:LI | SC | FU0137 | WHT | 14 | 9.D1 | FU0082:LI | TURBINE PANEL A | 9.D1
FU0090:LI | SC | FU0137 | WHT | 14 | 9.B1 | XT0139:2 | TURBINE PANEL A | 12.A4
FU0090:LI | SC | FU0137 | WHT | 14 | 9.B1 | FU0091:LI | TURBINE PANEL A | 9.B1
FU0091:LI | SC | FU0137 | WHT | 14 | 9.B1 | FU0092:LI | TURBINE PANEL A | 9.B1
FU0092:LI | SC | FU0137 | WHT | 14 | 9.B1 | FU0093:LI | TURBINE PANEL A | 9.B1
FU0136:LD | SC | FU0136 | WHT | 10 | 12.A3 | XT0138:1 | TURBINE PANEL A | 12.A3
FU0136:LI | SC | 24V | WHT | 10 | 12.A3 | XT0012:1 | TURBINE PANEL A | 11.C6
FU0137:LD | SC | FU0137 | WHT | 12 | 12.A4 | XT0139:1 | TURBINE PANEL A | 12.A4
FU0137:LI | SC | FU0136 | WHT | 12 | 12.A4 | XT0138:1 | TURBINE PANEL A | 12.A3
FU0139:LI | SC | FU0137 | WHT | 14 | 12.A5 | XT0139:1 | TURBINE PANEL A | 12.A4
FU0210:LD | SC | FU0210 | WHT | 12 | 12.C4 | XT0233:1 | TURBINE PANEL A | 12.C4
FU0210:LI | SC | FU0136 | WHT | 12 | 12.C4 | XT0138:4 | TURBINE PANEL A | 12.B3
GR0131: | SC | GR0131 | GRN/YEL | 14 | 4.A3 | FRAME | TURBINE PANEL A | 4.A3
GR0132: | SC | GR0132 | GRN/YEL | 14 | 4.A3 | FRAME | TURBINE PANEL A | 4.A3
RR0851: -3.01K OHM | SC | 009400 | LEAD | --- | 11.A5 | XT0085:2 | TURBINE PANEL A | 11.A6
RR0851: -3.01K OHM | SC | F0200 | LEAD | --- | 11.A5 | XT0085:1 | TURBINE PANEL A | 11.A5
RR0852: -1.0K OHM | SC | 0V | LEAD | --- | 11.B5 | XT0085:3 | TURBINE PANEL A | 11.B5
RR0852: -1.0K OHM | SC | 009400 | LEAD | --- | 11.B5 | XT0085:2 | TURBINE PANEL A | 11.A6
RR0855: -3.01K OHM | SC | 008302 | LEAD | --- | 11.B5 | XT0085:5 | TURBINE PANEL A | 11.B6
RR0855: -3.01K OHM | SC | F0201 | LEAD | --- | 11.B5 | XT0085:4 | TURBINE PANEL A | 11.B5
RR0856: -1.0K OHM | SC | 0V | LEAD | --- | 11.B5 | XT0085:6 | TURBINE PANEL A | 11.B5
RR0856: -1.0K OHM | SC | 008302 | LEAD | --- | 11.B5 | XT0085:5 | TURBINE PANEL A | 11.B6
UV0600:(-) | SC | 0V | WHT | 16 | 8.B2 | XT0135:1 | TURBINE PANEL A | 12.B4
VD7634:1 | SC | F0200 | LEAD | --- | 11.B5 | XT0200V:2 | TURBINE PANEL A | 11.B5
VD7634:2 | SC | 24V | LEAD | --- | 11.B5 | XT0012:2 | TURBINE PANEL A | 11.B6
VD7634:3 | SC | F0201 | LEAD | --- | 11.B5 | XT0200V:4 | TURBINE PANEL A | 11.C4
VD7634:4 | SC | 24V | LEAD | --- | 11.B5 | XT0012:1 | TURBINE PANEL A | 11.C6
XT0012:4 | SC | 0V | WHT | 14 | 11.C6 | XT0011:1 | TURBINE PANEL A | 11.D6
XT0090:1 | SC | 0V | WHT | 14 | 9.B1 | XT0135:2 | TURBINE PANEL A | 12.B4
XT0134:1 | SC | 0V | WHT | 14 | 12.B3 | XT0012:3 | TURBINE PANEL A | 11.C6
XT0134:4 | SC | 0V | WHT | 14 | 12.B3 | XT0235:1 | TURBINE PANEL A | 12.D4
XT0135:1 | SC | 0V | WHT | 14 | 12.B4 | XT0134:1 | TURBINE PANEL A | 12.B3
XT0135:2 | SC | 0V | WHT | 14 | 12.B4 | XT0080:1 | TURBINE PANEL A | 9.D1
XT0200N:1 | SC | 0V | WHT | 12 | 11.B4 | XT0085:3 | TURBINE PANEL A | 11.B5
XT0200N:2 | SC | 0V | WHT | 10 | 11.B4 | XT0012:3 | TURBINE PANEL A | 11.C6
XT0200N:2 | SC | 0V | WHT | 12 | 11.B4 | XT0085:6 | TURBINE PANEL A | 11.B5
XT0200V:1 | SC | F0200 | WHT | 14 | 11.A5 | XT0085:1 | TURBINE PANEL A | 11.A5
XT0200V:3 | SC | F0201 | WHT | 14 | 11.B4 | XT0085:4 | TURBINE PANEL A | 11.B5
XT0235:2 | SC | 0V | WHT | 20 | 12.D4 | XT0235:4 | TURBINE PANEL A | 15.D5
AP0602:L2 | WC0001 | AP0602L2 | ENET | CABLE | 2.A2 | AP0603:L1 | TURBINE PANEL A | 2.A3
AP0603:L2 | WC0003 | AP0603L2 | ENET | CABLE | 2.A3 | AU0090:L1 | TURBINE PANEL A | 2.A4
AU0080:L1 | WC0009 | AU0090L2 | ENET | CABLE | 2.A4 | AU0090:L2 | TURBINE PANEL A | 2.A4
AF0081:04 | SC | SB0472B212 | WHT | 20 | 21.B7 | SB0472:B2-12 | TURBINE BOX^DOOR^JB70 | 21.B1
AF0081:36 | SC | SB0472B211 | WHT | 20 | 21.B7 | SB0472:B2-11 | TURBINE BOX^DOOR^JB70 | 21.B1
AF0087:00 | SC | SH047114 | WHT | 20 | 20.A7 | SH0471:14 | TURBINE BOX^DOOR^JB70 | 20.A1
AF0087:01 | SC | SH047012 | WHT | 20 | 20.B7 | SH0470:12 | TURBINE BOX^DOOR^JB70 | 20.B1
AF0087:02 | SC | SB047112 | WHT | 20 | 20.D7 | SB0471:12 | TURBINE BOX^DOOR^JB70 | 20.D1
AF0087:03 | SC | SB047314 | WHT | 20 | 20.D7 | SB0473:14 | TURBINE BOX^DOOR^JB70 | 20.D1
AF0087:04 | SC | SB047414 | WHT | 20 | 21.A7 | SB0474:14 | TURBINE BOX^DOOR^JB70 | 21.A1
AF0087:05 | SC | SA047312 | WHT | 20 | 21.D7 | SA0473:12 | TURBINE BOX^DOOR^JB70 | 21.D1
AF0087:06 | SC | SA047314 | WHT | 20 | 21.D7 | SA0473:14 | TURBINE BOX^DOOR^JB70 | 21.D1
AF0087:07 | SC | SA0471B214 | WHT | 20 | 21.A7 | SA0471:B2-14 | TURBINE BOX^DOOR^JB70 | 21.A1
AF0087:08 | SC | SA0471B114 | WHT | 20 | 21.B7 | SA0471:B1-14 | TURBINE BOX^DOOR^JB70 | 21.B1
AF0087:10 | SC | SA0474B214 | WHT | 20 | 21.C7 | SA0474:B2-14 | TURBINE BOX^DOOR^JB70 | 21.C1
AF0087:12 | SC | SA0474B114 | WHT | 20 | 21.C7 | SA0474:B1-14 | TURBINE BOX^DOOR^JB70 | 21.C1
AF0087:32 | SC | SH047113 | WHT | 20 | 20.A7 | SH0471:13 | TURBINE BOX^DOOR^JB70 | 20.A1
AF0087:33 | SC | SH047011 | WHT | 20 | 20.B7 | SH0470:11 | TURBINE BOX^DOOR^JB70 | 20.B1
AF0087:34 | SC | SB047111 | WHT | 20 | 20.D7 | SB0471:11 | TURBINE BOX^DOOR^JB70 | 20.D1
AF0087:35 | SC | SB047313 | WHT | 20 | 20.D7 | SB0473:13 | TURBINE BOX^DOOR^JB70 | 20.D1
AF0087:36 | SC | SB047413 | WHT | 20 | 21.A7 | SB0474:13 | TURBINE BOX^DOOR^JB70 | 21.A1
AF0087:37 | SC | SA047311 | WHT | 20 | 21.D7 | SA0473:11 | TURBINE BOX^DOOR^JB70 | 21.D1
AF0087:38 | SC | SA047313 | WHT | 20 | 21.D7 | SA0473:13 | TURBINE BOX^DOOR^JB70 | 21.D1
AF0087:39 | SC | SA0471B213 | WHT | 20 | 21.A7 | SA0471:B2-13 | TURBINE BOX^DOOR^JB70 | 21.A1
AF0087:40 | SC | SA0471B113 | WHT | 20 | 21.B7 | SA0471:B1-13 | TURBINE BOX^DOOR^JB70 | 21.B1
AF0087:42 | SC | SA0474B213 | WHT | 20 | 21.C7 | SA0474:B2-13 | TURBINE BOX^DOOR^JB70 | 21.C1
AF0087:44 | SC | SA0474B113 | WHT | 20 | 21.C7 | SA0474:B1-13 | TURBINE BOX^DOOR^JB70 | 21.C1
AF0093:06 | SC | SH0470X2 | WHT | 20 | 20.B7 | SH0470:X2 | TURBINE BOX^DOOR^JB70 | 20.B1
AF0093:15 | SC | SH0471X2 | WHT | 20 | 20.A7 | SH0471:X2 | TURBINE BOX^DOOR^JB70 | 20.A1
AF0093:22 | SC | SH0470X1 | WHT | 20 | 20.B7 | SH0470:X1 | TURBINE BOX^DOOR^JB70 | 20.B1
AF0093:31 | SC | SH0471X1 | WHT | 20 | 20.A7 | SH0471:X1 | TURBINE BOX^DOOR^JB70 | 20.A1
PEG0130:4 | SC | PEG01304 | GRN/YEL | 14 | 22.D6 | AT1100:GND | TURBINE BOX^DOOR^JB70 | 22.D3
XT0134:3 | SC | 0V | WHT | 14 | 12.B3 | AT1100:NEG | TURBINE BOX^DOOR^JB70 | 22.D3
AF0092:28 | WC5072 | HA04721 | 1 | 18 | 20.C7 | HA0472:BLK-1 | TURBINE BOX^DOOR^JB70 | 20.C1
AF0092:12 | WC5072 | HA04722 | 2 | 18 | 20.C7 | HA0472:BLK-2 | TURBINE BOX^DOOR^JB70 | 20.C1
KA0194:A2 | SC | 120124 | WHT | 20 | 51.B6 | AF1201:24 | TURBINE BOX^LEFT RAIL^JB70 | 51.A7
AF0093:12 | SC | 009312 | WHT | 20 | 22.A7 | PC0470:INP_A | TURBINE BOX^RIGHT RAIL^JB70 | 22.A5
AF0093:28 | SC | 009328 | WHT | 20 | 22.A7 | PC0470:-PWR | TURBINE BOX^RIGHT RAIL^JB70 | 22.A5
AF0093:44 | SC | 009344 | WHT | 20 | 22.A7 | PC0470:+PWR | TURBINE BOX^RIGHT RAIL^JB70 | 22.A5
XT0134:3 | SC | 0V | WHT | 20 | 12.B3 | UV0291:24V(-) | TURBINE BOX^RIGHT RAIL^JB70 | 22.C5
XT0138:3 | SC | FU0136 | WHT | 14 | 12.A3 | FU0290:LI | TURBINE BOX^RIGHT RAIL^JB70 | 22.C4
XT0138:3 | SC | FU0136 | WHT | 14 | 12.A3 | FU1100:LI | TURBINE BOX^RIGHT RAIL^JB70 | 22.D3
XT0233:3 | SC | FU0210 | WHT | 14 | 12.C4 | FU0680:LI | TURBINE BOX^RIGHT RAIL^JB70 | 6.D2
XT0233:3 | SC | FU0210 | WHT | 16 | 12.C4 | XT0001:1 | TURBINE BOX^RIGHT RAIL^JB70 | 5.A5
XT0235:3 | SC | 0V | WHT | 16 | 12.D4 | XT0001:3 | TURBINE BOX^RIGHT RAIL^JB70 | 5.A6
XT0235:3 | SC | 0V | WHT | 20 | 12.D4 | XT0680:2 | TURBINE BOX^RIGHT RAIL^JB70 | 6.D3
AP0601:L1 | WC0601 | AP0601E | ENET | CABLE | 8.D4 | BA0001:RJ45 | TURBINE BOX^RIGHT RAIL^JB70 | 5.A7
AP0606:L1 | WC0680 | AP0606L1 | ENET | CABLE | 6.A1 | AT0680:LAN1 | TURBINE BOX^RIGHT RAIL^JB70 | 6.A2
AF0081:00 | SC | UA1200J21 | WHT | 20 | 14.A7 | KA0241:11 | TURBINE PANEL B | 14.A5
AF0081:01 | SC | KA024314 | WHT | 20 | 14.B7 | KA0243:14 | TURBINE PANEL B | 14.B6
AF0081:02 | SC | KA024524 | WHT | 20 | 14.B7 | KA0245:24 | TURBINE PANEL B | 14.B6
AF0081:03 | SC | 008103 | WHT | 20 | 15.C7 | KA0130:14 | TURBINE PANEL B | 15.D6
AF0081:08 | SC | KA024214 | WHT | 20 | 14.C7 | KA0242:14 | TURBINE PANEL B | 14.C6
AF0081:09 | SC | KA023924 | WHT | 20 | 14.A7 | KA0239:24 | TURBINE PANEL B | 14.B6
AF0081:19 | SC | UA1200J27 | WHT | 20 | 15.C7 | UA1200:J2-7 | TURBINE PANEL B | 15.B3
AF0081:33 | SC | KA024311 | WHT | 20 | 14.B7 | KA0243:11 | TURBINE PANEL B | 14.B6
AF0081:34 | SC | KA024521 | WHT | 20 | 14.B7 | KA0245:21 | TURBINE PANEL B | 14.B6
AF0081:35 | SC | 008135 | WHT | 20 | 15.C7 | KA0130:A1 | TURBINE PANEL B | 15.C5
AF0081:41 | SC | KA023921 | WHT | 20 | 14.A7 | KA0239:21 | TURBINE PANEL B | 14.B6
AF0082:01 | SC | KA0134A1 | WHT | 20 | 43.C7 | KA0134:A1 | TURBINE PANEL B | 13.C6
AF0087:09 | SC | KA013112 | WHT | 20 | 13.C4 | KA0137:24 | TURBINE PANEL B | 13.D3
AF0087:11 | SC | KA013624 | WHT | 20 | 13.B4 | KA0136:24 | TURBINE PANEL B | 13.B3
AF0087:43 | SC | KA013621 | WHT | 20 | 13.B4 | KA0136:21 | TURBINE PANEL B | 13.B3
AF0088:SH | SC | IEG02302 | GRN | 14 | 9.D6 | IEG0230:2 | TURBINE PANEL B | 9.D6
AF0091:07 | SC | KA014114 | WHT | 20 | 13.C2 | KA0141:14 | TURBINE PANEL B | 13.C2
AF0091:39 | SC | KA014111 | WHT | 20 | 13.C2 | KA0141:11 | TURBINE PANEL B | 13.C2
AF0092:02 | SC | KA0133A1 | WHT | 20 | 41.A7 | KA0133:A1 | TURBINE PANEL B | 13.C6
AF0092:04 | SC | 009204 | WHT | 20 | 25.A6 | KA2160:A1 | TURBINE PANEL B | 25.A5
AF0092:07 | SC | 009207 | WHT | 20 | 25.A6 | KA2161:A1 | TURBINE PANEL B | 25.B5
AF0092:13 | SC | XT02372 | WHT | 20 | 20.C7 | XT0237:2 T2 | TURBINE PANEL B | 20.C5
AF0092:20 | SC | 009220 | WHT | 20 | 25.A6 | KA2160:A2 | TURBINE PANEL B | 25.A5
AF0092:23 | SC | 009223 | WHT | 20 | 25.A6 | KA2161:A2 | TURBINE PANEL B | 25.B5
AF0095:02 | SC | 009502 | WHT | 20 | 34.A7 | KA0221:14 | TURBINE PANEL B | 34.A6
AF0095:08 | SC | 009508 | WHT | 20 | 53.C6 | XT0190:4 | TURBINE PANEL B | 53.D6
AF0095:10 | SC | KA0134A1 | WHT | 20 | 43.D7 | KA0134:A1 | TURBINE PANEL B | 13.C6
AF0095:18 | SC | SV21202 | WHT | 20 | 34.A7 | XT0060:4 | TURBINE PANEL B | 34.A5
AF0095:24 | SC | SV54302 | WHT | 20 | 53.C6 | XT0190:5 | TURBINE PANEL B | 53.D6
AF0096:SH | SC | IEG02307 | GRN | 14 | 9.B5 | IEG0230:7 | TURBINE PANEL B | 9.B6
AR0600:IE2 | SC | IEG02301 | GRN | 12 | 8.A1 | IEG0230:1 | TURBINE PANEL B | 8.B4
FU0016:LD | SC | FU0016 | WHT | 14 | 11.C6 | KA0237:14 | TURBINE PANEL B | 32.D6
FU0139:LD | SC | FU0139 | WHT | 14 | 12.A5 | XT0136:1 | TURBINE PANEL B | 13.A2
GR0133: | SC | IEG02303 | GRN | 14 | 4.A3 | IEG0230:3 | TURBINE PANEL B | 4.A3
GR0134: | SC | IEG02306 | GRN | 14 | 4.A3 | IEG0230:6 | TURBINE PANEL B | 4.A3
KA0135:11 | SC | SV31501 | WHT | 16 | 41.B5 | XT0136:8 | TURBINE PANEL B | 41.B5
KA0135:14 | SC | FU0139 | WHT | 20 | 41.B5 | XT0136:2 | TURBINE PANEL B | 13.A2
KA0135:A1 | SC | KA0135A1 | WHT | 20 | 13.D6 | KA0144:A1 | TURBINE PANEL B | 13.C6
KA0135:A1 | SC | KA0135A1 | WHT | 20 | 13.D6 | KA0131:11 | TURBINE PANEL B | 13.D4
KA0135:A2 | SC | 0V | WHT | 20 | 13.D6 | KA0136:A2 | TURBINE PANEL B | 13.D6
KA0135:A2 | SC | 0V | WHT | 20 | 13.D6 | KA0144:A2 | TURBINE PANEL B | 13.C6
KA0194:A1 | SC | 019311 | WHT | 20 | 51.B6 | KA0193:11 | TURBINE PANEL B | 51.B6
XT0134:4 | SC | 0V | WHT | 14 | 12.B3 | XT0110:2 | TURBINE PANEL B | 16.A5
XT0135:1 | SC | 0V | WHT | 20 | 12.B4 | XT0136:3 | TURBINE PANEL B | 13.A2
XT0135:1 | SC | 0V | WHT | 20 | 12.B4 | KA1020:24 | TURBINE PANEL B | 27.A5
XT0138:4 | SC | FU0136 | WHT | 14 | 12.B3 | XT0110:1 | TURBINE PANEL B | 16.A5
XT0139:3 | SC | FU0137 | WHT | 12 | 12.B4 | FU0211:LI | TURBINE PANEL B | 12.B4
XT0139:4 | SC | KA0231A1 | WHT | 14 | 14.D6 | XT0110:3 | TURBINE PANEL B | 16.B5
XT0139:4 | SC | KA0231A1 | WHT | 20 | 14.D6 | KA0234:A1 | TURBINE PANEL B | 14.D6
XT0233:1 | SC | FU0210 | WHT | 14 | 12.C4 | FU0212:LI | TURBINE PANEL B | 12.C5
XT0233:1 | SC | FU0210 | WHT | 14 | 12.C4 | FU0060:LI | TURBINE PANEL B | 10.C1
XT0233:2 | SC | FU0210 | WHT | 14 | 12.C4 | FU0070:LI | TURBINE PANEL B | 10.B1
XT0233:4 | SC | FU0212 | WHT | 16 | 15.D5 | FU0212:LD | TURBINE PANEL B | 12.C5
XT0233:4 | SC | FU0212 | WHT | 20 | 15.D5 | UA1200:J1-10 | TURBINE PANEL B | 15.B3
XT0233:4 | SC | FU0212 | WHT | 20 | 15.D5 | UA1200:J2-2 | TURBINE PANEL B | 15.B3
XT0235:1 | SC | 0V | WHT | 14 | 12.D4 | XT0060:1 | TURBINE PANEL B | 10.C1
XT0235:1 | SC | 0V | WHT | 14 | 12.D4 | XT0070:1 | TURBINE PANEL B | 10.B1
XT0235:4 | SC | 0V | WHT | 20 | 15.D5 | UA1200:J1-9 | TURBINE PANEL B | 15.B3
AU0080:L2 | WC0008 | AU0080L2 | ENET | CABLE | 2.A4 | AU0070:L1 | TURBINE PANEL B | 2.A5
SolarTools ver. 24.0.84.24712 (Jul 31, 2025)
Report date: 3/20/2026 3:39 PM

## TURBINE PANEL B
TURBINE PANEL B
Project # | J0970
Project Name | EPROD BECKVILLE
Revision | A.3M1
Controls DE | R.BARRAZA
Phone:
Controls ME | A. PUENTES
Phone:
From | [5 empty] | To
Device ID | Cable (W) Conductor (SC) Jumper Clip (JC) | Wire No. | Wire ID | Gauge/Size | Page/Zone | Device ID | Location | Page/Zone
XT0060:1 | JC | 0V | CLIP | --- | 10.C1 | XT0060:2 | TURBINE PANEL B | 10.C1
XT0070:1 | JC | 0V | CLIP | --- | 10.B1 | XT0070:2 | TURBINE PANEL B | 10.B1
XT0130:3 | JC | 0V | CLIP | --- | 17.A5 | XT0130:2 | TURBINE PANEL B | 17.A5
XT0130:4 | JC | 0V | CLIP | --- | 17.A5 | XT0130:3 | TURBINE PANEL B | 17.A5
XT0136:1 | JC | FU0139 | CLIP | --- | 13.A2 | XT0136:2 | TURBINE PANEL B | 13.A2
XT0240:11 | JC | FU0139 | CLIP | --- | 14.C4 | XT0240:12 | TURBINE PANEL B | 14.C4
XT0240:9 | JC | 0V | CLIP | --- | 14.D3 | XT0240:10 | TURBINE PANEL B | 14.D3
AF0061:06 | SC | 006106 | WHT | 20 | 26.A7 | KA0240:14 | TURBINE PANEL B | 26.A5
AF0061:12 | SC | AF006112 | WHT | 20 | 41.A7 | KA0131:14 | TURBINE PANEL B | 13.D4
AF0061:22 | SC | SV13512 | WHT | 20 | 26.A7 | XT0061:2 | TURBINE PANEL B | 26.A5
AF0061:COM | SC | 0V | WHT | 14 | 10.C2 | XT0060:2 | TURBINE PANEL B | 10.C1
AF0061:V+ | SC | FU0061 | WHT | 14 | 10.C2 | FU0061:LD | TURBINE PANEL B | 10.C1
AF0062:00 | SC | 006200 | WHT | 20 | 34.B7 | KA0222:14 | TURBINE PANEL B | 34.B6
AF0062:16 | SC | SV21242 | WHT | 20 | 34.B7 | XT0060:6 | TURBINE PANEL B | 34.C5
AF0062:COM | SC | 0V | WHT | 14 | 10.C3 | XT0060:2 | TURBINE PANEL B | 10.C1
AF0062:V+ | SC | FU0062 | WHT | 14 | 10.C3 | FU0062:LD | TURBINE PANEL B | 10.C1
AF0063:COM | SC | AF0063N | WHT | 20 | 10.C3 | AF0064:COM | TURBINE PANEL B | 10.B4
AF0063:COM | SC | AU0060N | WHT | 20 | 10.C3 | AU0060:COM | TURBINE PANEL B | 10.B2
AF0063:V+ | SC | AF0063P | WHT | 20 | 10.C3 | AF0064:V+ | TURBINE PANEL B | 10.B4
AF0063:V+ | SC | AU0060P | WHT | 20 | 10.C3 | AU0060:V+ | TURBINE PANEL B | 10.B2
AF0064:COM | SC | AF0064N | WHT | 20 | 10.B4 | AF0065:COM | TURBINE PANEL B | 10.B5
AF0064:SH | SC | AF0064G | GRN | 14 | 10.B4 | AF0065:SH | TURBINE PANEL B | 10.B5
AF0064:SH | SC | AU0060G | GRN | 14 | 10.B4 | AU0060:GND | TURBINE PANEL B | 10.B2
AF0064:V+ | SC | AF0064P | WHT | 20 | 10.B4 | AF0065:V+ | TURBINE PANEL B | 10.B5
AF0065:COM | SC | AF0065N | WHT | 20 | 10.B5 | AF0066:COM | TURBINE PANEL B | 10.D5
AF0065:SH | SC | AF0065G | GRN | 14 | 10.B5 | AF0066:SH | TURBINE PANEL B | 10.D5
AF0065:V+ | SC | AF0065P | WHT | 20 | 10.B5 | AF0066:V+ | TURBINE PANEL B | 10.D5
AF0066:SH | SC | AF0066G | GRN | 14 | 10.D5 | AF0068:SH | TURBINE PANEL B | 10.D6
AF0067:COM | SC | 0V | WHT | 14 | 10.D6 | XT0060:2 | TURBINE PANEL B | 10.C1
AF0067:COM | SC | AF0067N | WHT | 20 | 10.D6 | AF0068:COM | TURBINE PANEL B | 10.D6
AF0067:V+ | SC | FU0063 | WHT | 14 | 10.D6 | FU0063:LD | TURBINE PANEL B | 10.D1
AF0067:V+ | SC | AF0067P | WHT | 20 | 10.D6 | AF0068:V+ | TURBINE PANEL B | 10.D6
AF0068:SH | SC | IEG02304 | GRN | 14 | 10.D6 | IEG0230:4 | TURBINE PANEL B | 10.D7
AF0071:COM | SC | AF0071N | WHT | 20 | 10.B2 | AF0072:COM | TURBINE PANEL B | 10.A3
AF0071:COM | SC | AU0070N | WHT | 20 | 10.B2 | AU0070:COM | TURBINE PANEL B | 10.A2
AF0071:SH | SC | AF0071G | GRN | 14 | 10.B2 | AF0072:SH | TURBINE PANEL B | 10.A3
AF0071:SH | SC | AU0070G | GRN | 14 | 10.B2 | AU0070:GND | TURBINE PANEL B | 10.A2
AF0071:V+ | SC | AF0071P | WHT | 20 | 10.B2 | AF0072:V+ | TURBINE PANEL B | 10.A3
AF0071:V+ | SC | AU0070P | WHT | 20 | 10.B2 | AU0070:V+ | TURBINE PANEL B | 10.A2
AF0072:COM | SC | AF0072N | WHT | 20 | 10.A3 | AF0073:COM | TURBINE PANEL B | 10.B3
AF0072:SH | SC | AF0072G | GRN | 14 | 10.A3 | AF0073:SH | TURBINE PANEL B | 10.B3
AF0072:V+ | SC | AF0072P | WHT | 20 | 10.A3 | AF0073:V+ | TURBINE PANEL B | 10.B3
AF0073:COM | SC | AF0073N | WHT | 20 | 10.B3 | AF0074:COM | TURBINE PANEL B | 10.B4
AF0073:SH | SC | AF0073G | GRN | 14 | 10.B3 | AF0074:SH | TURBINE PANEL B | 10.B4
AF0073:V+ | SC | AF0073P | WHT | 20 | 10.B3 | AF0074:V+ | TURBINE PANEL B | 10.B4
AF0074:COM | SC | AF0074N | WHT | 20 | 10.B4 | AF0075:COM | TURBINE PANEL B | 10.A5
AF0074:SH | SC | AF0074G | GRN | 14 | 10.B4 | AF0075:SH | TURBINE PANEL B | 10.A5
AF0074:V+ | SC | AF0074P | WHT | 20 | 10.B4 | AF0075:V+ | TURBINE PANEL B | 10.A5
AF0075:COM | SC | AF0075N | WHT | 20 | 10.A5 | AF0077:COM | TURBINE PANEL B | 10.B6
AF0075:SH | SC | AF0075G | GRN | 14 | 10.A5 | AF0077:SH | TURBINE PANEL B | 10.B6
AF0075:V+ | SC | AF0075P | WHT | 20 | 10.A5 | AF0077:V+ | TURBINE PANEL B | 10.B6
AF0076:00 | SC | 007600 | WHT | 20 | 32.C7 | KA0217:A1 | TURBINE PANEL B | 32.C5
AF0076:02 | SC | 007602 | WHT | 16 | 34.A7 | KA0221:A1 | TURBINE PANEL B | 34.A6
AF0076:04 | SC | 007604 | WHT | 16 | 34.B7 | KA0222:A1 | TURBINE PANEL B | 34.B6
AF0076:08 | SC | 007608 | WHT | 20 | 22.A7 | KA1020:A1 | TURBINE PANEL B | 22.A5
AF0076:10 | SC | KT014615 | WHT | 20 | 14.C7 | KT0146:15 | TURBINE PANEL B | 14.C6
AF0076:11 | SC | UA1200J14 | WHT | 20 | 15.C7 | UA1200:J1-4 | TURBINE PANEL B | 15.B3
AF0076:12 | SC | 007612 | WHT | 20 | 15.C7 | XT0237:1 B2 | TURBINE PANEL B | 15.C5
AF0076:13 | SC | KT0146B1 | WHT | 20 | 13.B2 | KT0146:B1 | TURBINE PANEL B | 13.B2
AF0076:16 | SC | 007616 | WHT | 20 | 32.C7 | KA0217:A2 | TURBINE PANEL B | 32.C5
AF0076:18 | SC | 007618 | WHT | 20 | 34.A7 | KA0221:A2 | TURBINE PANEL B | 34.A6
AF0076:20 | SC | 007620 | WHT | 20 | 34.B7 | KA0222:A2 | TURBINE PANEL B | 34.B6
AF0076:24 | SC | 007624 | WHT | 20 | 22.A7 | KA1020:A2 | TURBINE PANEL B | 22.A5
AF0076:26 | SC | KA0231A2 | WHT | 20 | 14.C7 | KA0231:A2 | TURBINE PANEL B | 14.C6
AF0076:29 | SC | KT0146A2 | WHT | 20 | 13.B2 | KT0146:A2 | TURBINE PANEL B | 13.B2
AF0076:COM | SC | 0V | WHT | 14 | 10.A5 | XT0070:2 | TURBINE PANEL B | 10.B1
AF0076:V+ | SC | FU0071 | WHT | 14 | 10.A5 | FU0071:LD | TURBINE PANEL B | 10.B1
AF0077:SH | SC | IEG02305 | GRN | 14 | 10.B6 | IEG0230:5 | TURBINE PANEL B | 10.B7
XT0240:3 | SC | JW1 | CLIP | -- | 14.A3 | XT0240:2 | TURBINE PANEL B | 14.A3
XT0240:2 | SC | JP0 | VIO | 20 | 14.A3 | XT0240:1 | TURBINE PANEL B | 14.A3
AF0410:32 | SC | XT04001 | GRN | 16 | 16.B5 | XT0400:1 | TURBINE PANEL B | 16.C6
AF0410:53 | SC | 0V | WHT | 20 | 16.B5 | XT0110:2 | TURBINE PANEL B | 16.A5
AF0410:55 | SC | FU0113 | WHT | 16 | 16.B5 | FU0113:LD | TURBINE PANEL B | 16.A4
AF0500:12 | SC | XT05001 | GRN | 16 | 17.B3 | XT0500:1 | TURBINE PANEL B | 17.C2
AF0510:32 | SC | XT05001 | GRN | 16 | 17.B2 | XT0500:1 | TURBINE PANEL B | 17.C2
AF0510:53 | SC | 0V | WHT | 16 | 17.B2 | XT0130:2 | TURBINE PANEL B | 17.A5
AF0510:55 | SC | FU0131 | WHT | 16 | 17.B2 | FU0131:LD | TURBINE PANEL B | 17.C1
AU0060:COM | SC | 0V | WHT | 14 | 10.B2 | XT0060:1 | TURBINE PANEL B | 10.C1
AU0060:V+ | SC | FU0060 | WHT | 14 | 10.B2 | FU0060:LD | TURBINE PANEL B | 10.C1
AU0070:COM | SC | 0V | WHT | 14 | 10.A2 | XT0070:1 | TURBINE PANEL B | 10.B1
AU0070:V+ | SC | FU0070 | WHT | 14 | 10.A2 | FU0070:LD | TURBINE PANEL B | 10.B1
FU0060:LI | SC | FU0210 | WHT | 14 | 10.C1 | FU0061:LI | TURBINE PANEL B | 10.C1
FU0061:LI | SC | FU0210 | WHT | 14 | 10.C1 | FU0062:LI | TURBINE PANEL B | 10.C1
FU0062:LI | SC | FU0210 | WHT | 14 | 10.C1 | FU0063:LI | TURBINE PANEL B | 10.D1
FU0070:LI | SC | FU0210 | WHT | 14 | 10.B1 | FU0071:LI | TURBINE PANEL B | 10.B1
FU0113:LI | SC | FU0136 | WHT | 14 | 16.A4 | XT0110:1 | TURBINE PANEL B | 16.A5
FU0130:LD | SC | FU0130 | WHT | 16 | 17.A4 | FU0131:LI | TURBINE PANEL B | 17.C1
FU0130:LI | SC | FU0136 | WHT | 14 | 17.A4 | XT0130:1 | TURBINE PANEL B | 17.A5
FU0211:LD | SC | FU0211 | WHT | 14 | 12.B4 | KA1020:14 | TURBINE PANEL B | 27.A5
FU0212:LD | SC | FU0212 | WHT | 16 | 12.C5 | KA0248:21 | TURBINE PANEL B | 15.C6
FU0291:LD | SC | FU0291 | WHT | 16 | 53.A6 | XT0190:3 | TURBINE PANEL B | 53.A6
GR0231: | SC | IEG02308 | GRN | 14 | 4.A4 | IEG0230:8 | TURBINE PANEL B | 4.A4
GR0232: | SC | GR0232 | GRN/YEL | 14 | 4.A4 | FRAME | TURBINE PANEL B | 4.A4
GR0233: | SC | IEG023012 | GRN | 14 | 4.A4 | IEG0230:12 | TURBINE PANEL B | 4.A4
IEG0130:4 | SC | IEG01304 | GRN | 14 | 17.C3 | XT0500:2 | TURBINE PANEL B | 17.C3
IEG0230:10 | SC | IEG023010 | GRN | 16 | 15.D6 | UA1200:J3-4 | TURBINE PANEL B | 15.B3
KA0120:A1 | SC | KA0231A1 | WHT | 20 | 17.B5 | XT0130:6 | TURBINE PANEL B | 17.B5
KA0120:A2 | SC | 0V | WHT | 16 | 17.B5 | XT0130:7 | TURBINE PANEL B | 17.B5
KA0130:A1 | SC | 008135 | WHT | 20 | 15.C5 | KA0130:11 | TURBINE PANEL B | 15.D6
KA0130:A2 | SC | UA1200J26 | WHT | 20 | 15.C5 | UA1200:J2-6 | TURBINE PANEL B | 15.B3
KA0131:12 | SC | KA013112 | WHT | 20 | 13.D4 | KA0137:24 | TURBINE PANEL B | 13.D3
KA0131:A1 | SC | KA0231A1 | WHT | 20 | 13.B6 | KA0132:A1 | TURBINE PANEL B | 13.B6
KA0131:A1 | SC | KA0231A1 | WHT | 20 | 13.B6 | XT0136:6 | TURBINE PANEL B | 13.B5
KA0131:A2 | SC | 0V | WHT | 20 | 13.B6 | KA0132:A2 | TURBINE PANEL B | 13.B6
KA0131:A2 | SC | 0V | WHT | 20 | 13.B6 | KT0145:A2 | TURBINE PANEL B | 13.B6
KA0132:11 | SC | FU0139 | WHT | 20 | 13.A3 | KA0133:11 | TURBINE PANEL B | 13.A3
KA0132:11 | SC | FU0139 | WHT | 20 | 13.A3 | KT0145:15 | TURBINE PANEL B | 13.D2
KA0132:12 | SC | KT0141A1 | WHT | 20 | 13.A3 | KT0142:A1 | TURBINE PANEL B | 13.A6
KA0132:12 | SC | KT0141A1 | WHT | 20 | 13.A3 | KA0133:12 | TURBINE PANEL B | 13.A3
KA0132:21 | SC | KA0138A1 | WHT | 20 | 13.D4 | KA0138:A1 | TURBINE PANEL B | 13.D6
KA0132:22 | SC | KA013222 | WHT | 20 | 13.D4 | KA0137:14 | TURBINE PANEL B | 13.D3
KA0132:22 | SC | KA013222 | WHT | 20 | 13.D4 | KT0141:18 | TURBINE PANEL B | 13.D2
KA0132:24 | SC | KA013224 | WHT | 20 | 13.D4 | KA0134:14 | TURBINE PANEL B | 13.D3
KA0132:A1 | SC | KA0231A1 | WHT | 20 | 13.B6 | KA0141:A1 | TURBINE PANEL B | 13.C6
KA0132:A2 | SC | 0V | WHT | 20 | 13.B6 | KA0141:A2 | TURBINE PANEL B | 13.C6
KA0133:11 | SC | FU0139 | WHT | 20 | 13.A3 | KA0134:11 | TURBINE PANEL B | 13.D3
KA0133:A2 | SC | 0V | WHT | 20 | 13.C6 | KA0134:A2 | TURBINE PANEL B | 13.C6
KA0133:A2 | SC | 0V | WHT | 20 | 13.C6 | KA0141:A2 | TURBINE PANEL B | 13.C6
KA0134:11 | SC | FU0139 | WHT | 20 | 13.D3 | KA0136:11 | TURBINE PANEL B | 13.B4
KA0134:A2 | SC | 0V | WHT | 20 | 13.C6 | KA0144:A2 | TURBINE PANEL B | 13.C6
KA0136:11 | SC | FU0139 | WHT | 20 | 13.B4 | KA0137:21 | TURBINE PANEL B | 13.D3
KA0136:A1 | SC | PS32002 | WHT | 20 | 13.D6 | XT0136:5 | TURBINE PANEL B | 40.D5
KA0136:A2 | SC | 0V | WHT | 20 | 13.D6 | KA0137:A2 | TURBINE PANEL B | 13.D6
KA0137:11 | SC | FU0139 | WHT | 20 | 13.D3 | KA0137:21 | TURBINE PANEL B | 13.D3
KA0137:A1 | SC | KA0137A1 | WHT | 20 | 13.D6 | KT0142:18 | TURBINE PANEL B | 13.D2
KA0137:A2 | SC | 0V | WHT | 20 | 13.D6 | KA0138:A2 | TURBINE PANEL B | 13.D6
KA0138:21 | SC | KA013821 | WHT | 20 | 13.B5 | KA0136:14 | TURBINE PANEL B | 13.B4
KA0138:21 | SC | KM3170EP | WHT | 20 | 43.C5 | XT0136:10 | TURBINE PANEL B | 43.C5
KA0138:22 | SC | FU0139 | WHT | 20 | 43.C5 | XT0136:9 | TURBINE PANEL B | 43.C6
KA0138:24 | SC | KT0144B1 | WHT | 20 | 13.B5 | KT0144:B1 | TURBINE PANEL B | 13.B6
KA0141:21 | SC | KT0146A1 | WHT | 20 | 13.B2 | KT0146:A1 | TURBINE PANEL B | 13.B2
KA0141:21 | SC | KT0146A1 | WHT | 20 | 13.B2 | KA0241:21 | TURBINE PANEL B | 13.B2
KA0141:24 | SC | FU0139 | WHT | 20 | 13.B2 | KA0241:24 | TURBINE PANEL B | 13.B2
KA0141:24 | SC | FU0139 | WHT | 20 | 13.B2 | XT0136:2 | TURBINE PANEL B | 13.A2
KA0190:12 | SC | 019012 | WHT | 20 | 53.C5 | XT0190:1 | TURBINE PANEL B | 53.A6
KA0190:14 | SC | 009508 | WHT | 20 | 53.D5 | XT0190:4 | TURBINE PANEL B | 53.D6
KA0190:A1 | SC | KA0231A1 | WHT | 20 | 17.A7 | KA0191:A1 | TURBINE PANEL B | 17.A7
KA0190:A1 | SC | KA0231A1 | WHT | 20 | 17.A7 | XT0130:6 | TURBINE PANEL B | 17.B5
KA0190:A2 | SC | 0V | WHT | 20 | 17.A7 | KA0191:A2 | TURBINE PANEL B | 17.A7
KA0190:A2 | SC | 0V | WHT | 20 | 17.A7 | XT0130:7 | TURBINE PANEL B | 17.B5
KA0191:A1 | SC | KA0231A1 | WHT | 20 | 17.A7 | KA0192:A1 | TURBINE PANEL B | 17.A7
KA0191:A2 | SC | 0V | WHT | 20 | 17.A7 | KA0192:A2 | TURBINE PANEL B | 17.A7
KA0192:A1 | SC | KA0231A1 | WHT | 20 | 17.A7 | KA0193:A1 | TURBINE PANEL B | 17.A7
KA0192:A2 | SC | 0V | WHT | 20 | 17.A7 | KA0193:A2 | TURBINE PANEL B | 17.A7
KA0193:12 | SC | KA019312 | WHT | 20 | 51.A6 | KA4401:22 | TURBINE PANEL B | 53.A5
KA0217:11 | SC | FCE213019 | WHT | 14 | 32.D5 | XT0236:8 | TURBINE PANEL B | 32.D5
KA0217:14 | SC | KA021714 | WHT | 16 | 32.D5 | KA0237:11 | TURBINE PANEL B | 32.D6
KA0221:11 | SC | 022111 | WHT | 20 | 34.A6 | KA0235:24 | TURBINE PANEL B | 34.A5
KA0222:11 | SC | 022211 | WHT | 20 | 34.B6 | KA0236:24 | TURBINE PANEL B | 34.B5
KA0231:11 | SC | KA0231A1 | WHT | 20 | 14.C6 | KA0231:A1 | TURBINE PANEL B | 14.C6
KA0231:11 | SC | KA0231A1 | WHT | 20 | 14.C6 | KA0242:11 | TURBINE PANEL B | 14.C6
KA0231:14 | SC | KA024214 | WHT | 20 | 14.C6 | KA0242:14 | TURBINE PANEL B | 14.C6
KA0231:14 | SC | KA024214 | WHT | 20 | 14.C6 | KT0146:18 | TURBINE PANEL B | 14.C6
KA0231:21 | SC | KA023121 | WHT | 20 | 14.A4 | KA0245:14 | TURBINE PANEL B | 14.A4
KA0231:A1 | SC | KA0231A1 | WHT | 20 | 14.C6 | KA0232:A1 | TURBINE PANEL B | 14.D6
KA0231:A2 | SC | KA0231A2 | WHT | 20 | 14.C6 | KA0232:A2 | TURBINE PANEL B | 14.D6
KA0232:A1 | SC | KA0231A1 | WHT | 20 | 14.D6 | KA0233:A1 | TURBINE PANEL B | 14.D6
KA0232:A2 | SC | KA0231A2 | WHT | 20 | 14.D6 | KA0233:A2 | TURBINE PANEL B | 14.D6
KA0233:A1 | SC | KA0231A1 | WHT | 20 | 14.D6 | KA0234:A1 | TURBINE PANEL B | 14.D6
KA0233:A2 | SC | KA0231A2 | WHT | 20 | 14.D6 | KA0234:A2 | TURBINE PANEL B | 14.D6
KA0235:11 | SC | UA1200J21 | WHT | 20 | 14.A5 | XT0060:3 | TURBINE PANEL B | 15.D5
KA0235:11 | SC | UA1200J21 | WHT | 20 | 14.A5 | KA0241:11 | TURBINE PANEL B | 14.A5
KA0235:14 | SC | KA024114 | WHT | 20 | 14.A5 | KA0241:14 | TURBINE PANEL B | 14.A5
KA0235:A1 | SC | ESTOP | WHT | 20 | 14.A2 | XT0240:4 | TURBINE PANEL B | 14.A3
KA0235:A1 | SC | ESTOP | WHT | 20 | 14.A2 | KA0236:A1 | TURBINE PANEL B | 14.B2
KA0236:11 | SC | FU0139 | WHT | 20 | 14.D4 | KA0244:11 | TURBINE PANEL B | 14.D4
KA0236:11 | SC | FU0139 | WHT | 20 | 14.D4 | XT0240:12 | TURBINE PANEL B | 14.C4
KA0236:12 | SC | KA023612 | WHT | 20 | 14.D4 | XT0240:13 | TURBINE PANEL B | 14.D4
KA0236:A1 | SC | ESTOP | WHT | 20 | 14.B2 | KA0237:A1 | TURBINE PANEL B | 14.B2
KA0236:A2 | SC | 0V | WHT | 20 | 14.B2 | KA0235:A2 | TURBINE PANEL B | 14.A2
KA0236:A2 | SC | 0V | WHT | 20 | 14.B2 | KA0237:A2 | TURBINE PANEL B | 14.B2
KA0237:A1 | SC | ESTOP | WHT | 20 | 14.B2 | KA0238:A1 | TURBINE PANEL B | 14.B2
KA0237:A2 | SC | 0V | WHT | 20 | 14.B2 | KA0238:A2 | TURBINE PANEL B | 14.B2
KA0238:A1 | SC | ESTOP | WHT | 20 | 14.B2 | KA0239:A1 | TURBINE PANEL B | 14.B2
KA0238:A2 | SC | 0V | WHT | 20 | 14.B2 | KA0239:A2 | TURBINE PANEL B | 14.B2
KA0239:A1 | SC | ESTOP | WHT | 20 | 14.B2 | KA0240:A1 | TURBINE PANEL B | 14.B2
KA0239:A2 | SC | 0V | WHT | 20 | 14.B2 | KA0240:A2 | TURBINE PANEL B | 14.B2
KA0240:11 | SC | SV13511 | WHT | 20 | 26.A5 | XT0061:1 | TURBINE PANEL B | 26.A5
KA0240:A1 | SC | ESTOP | WHT | 20 | 14.B2 | KA0248:A1 | TURBINE PANEL B | 14.C2
KA0240:A2 | SC | 0V | WHT | 20 | 14.B2 | KA0248:A2 | TURBINE PANEL B | 14.C2
KA0241:14 | SC | KA024114 | WHT | 20 | 14.A5 | KA0231:24 | TURBINE PANEL B | 14.A4
KA0241:A1 | SC | KA0241A1 | WHT | 20 | 14.C2 | KA0242:A1 | TURBINE PANEL B | 14.C2
KA0241:A1 | SC | KA0241A1 | WHT | 20 | 14.C2 | XT0240:6 | TURBINE PANEL B | 14.C3
KA0241:A2 | SC | 0V | WHT | 20 | 14.C2 | KA0242:A2 | TURBINE PANEL B | 14.C2
KA0241:A2 | SC | 0V | WHT | 20 | 14.C2 | KA0250:A2 | TURBINE PANEL B | 14.C2
KA0242:11 | SC | KA0231A1 | WHT | 20 | 14.C6 | XT0136:6 | TURBINE PANEL B | 13.B5
KA0242:21 | SC | 024221 | WHT | 20 | 15.C6 | XT0237:1 T2 | TURBINE PANEL B | 15.C5
KA0242:24 | SC | KA024822 | WHT | 20 | 15.C6 | KA0248:22 | TURBINE PANEL B | 15.C6
KA0242:A2 | SC | 0V | WHT | 20 | 14.C2 | KA0243:A2 | TURBINE PANEL B | 14.C2
KA0243:21 | SC | ESTOPC | WHT | 20 | 14.A3 | XT0240:1 | TURBINE PANEL B | 14.A3
KA0243:24 | SC | KA024511 | WHT | 20 | 14.A3 | KA0245:11 | TURBINE PANEL B | 14.A4
KA0243:A1 | SC | KA0243A1 | WHT | 20 | 14.C2 | KA0244:A1 | TURBINE PANEL B | 14.D2
KA0243:A1 | SC | KA0243A1 | WHT | 20 | 14.C2 | XT0240:7 | TURBINE PANEL B | 14.C3
KA0243:A2 | SC | 0V | WHT | 20 | 14.C2 | KA0244:A2 | TURBINE PANEL B | 14.D2
KA0244:12 | SC | KA024412 | WHT | 20 | 14.D4 | KT0145:A1 | TURBINE PANEL B | 13.B6
KA0244:A1 | SC | KA0243A1 | WHT | 20 | 14.D2 | KA0246:A1 | TURBINE PANEL B | 14.D2
KA0244:A2 | SC | 0V | WHT | 20 | 14.D2 | KA0246:A2 | TURBINE PANEL B | 14.D2
KA0245:A1 | SC | KA0245A1 | WHT | 20 | 14.D2 | KA0249:A1 | TURBINE PANEL B | 14.D2
KA0245:A1 | SC | KA0245A1 | WHT | 20 | 14.D2 | XT0240:8 | TURBINE PANEL B | 14.D3
KA0245:A2 | SC | 0V | WHT | 20 | 14.D2 | KA0249:A2 | TURBINE PANEL B | 14.D2
KA0245:A2 | SC | 0V | WHT | 20 | 14.D2 | KA0247:A2 | TURBINE PANEL B | 14.D2
KA0246:A1 | SC | KA0243A1 | WHT | 20 | 14.D2 | KA0247:A1 | TURBINE PANEL B | 14.D2
KA0246:A2 | SC | 0V | WHT | 20 | 14.D2 | KA0247:A2 | TURBINE PANEL B | 14.D2
KA0248:A1 | SC | ESTOP | WHT | 20 | 14.C2 | KA0250:A1 | TURBINE PANEL B | 14.C2
KA0248:A2 | SC | 0V | WHT | 20 | 14.C2 | KA0250:A2 | TURBINE PANEL B | 14.C2
KA0249:A2 | SC | 0V | WHT | 20 | 14.D2 | XT0240:10 | TURBINE PANEL B | 14.D3
KA4401:11 | SC | PS44012 | WHT | 20 | 49.A6 | XT0121:1 | TURBINE PANEL B | 49.A5
KA4401:21 | SC | FU0291 | WHT | 16 | 53.A5 | XT0190:3 | TURBINE PANEL B | 53.A6
KA4401:24 | SC | 019012 | WHT | 20 | 53.A5 | XT0190:1 | TURBINE PANEL B | 53.A6
KA4401:A1 | SC | PS44013 | WHT | 20 | 49.A6 | XT0121:2 | TURBINE PANEL B | 49.A5
KT0140:15 | SC | FU0139 | WHT | 20 | 13.D1 | KT0142:15 | TURBINE PANEL B | 13.D2
KT0140:15 | SC | FU0139 | WHT | 20 | 13.A2 | XT0136:2 | TURBINE PANEL B | 13.A2
KT0140:16 | SC | KT014115 | WHT | 20 | 13.D1 | KT0141:15 | TURBINE PANEL B | 13.D2
KT0140:18 | SC | KT0143A1 | WHT | 20 | 13.A2 | KT0143:A1 | TURBINE PANEL B | 13.A6
KT0140:A1 | SC | KT0140A1 | WHT | 20 | 13.A6 | KT0143:16 | TURBINE PANEL B | 13.A5
KT0140:A2 | SC | 0V | WHT | 20 | 13.A6 | KT0141:A2 | TURBINE PANEL B | 13.A6
KT0140:A2 | SC | 0V | WHT | 20 | 13.A6 | XT0136:3 | TURBINE PANEL B | 13.A2
KT0141:18 | SC | KA013222 | WHT | 20 | 13.D2 | KT0144:18 | TURBINE PANEL B | 13.D2
KT0141:A1 | SC | KT0141A1 | WHT | 20 | 13.A6 | KT0143:15 | TURBINE PANEL B | 13.A5
KT0141:A1 | SC | KT0141A1 | WHT | 20 | 13.A6 | KT0142:A1 | TURBINE PANEL B | 13.A6
KT0141:A2 | SC | 0V | WHT | 20 | 13.A6 | KT0142:A2 | TURBINE PANEL B | 13.A6
KT0142:15 | SC | FU0139 | WHT | 20 | 13.D2 | KT0144:A1 | TURBINE PANEL B | 13.B6
KT0142:18 | SC | KA0137A1 | WHT | 20 | 13.D2 | KT0145:18 | TURBINE PANEL B | 13.D2
KT0142:A2 | SC | 0V | WHT | 20 | 13.A6 | KT0143:A2 | TURBINE PANEL B | 13.A6
KT0143:A2 | SC | 0V | WHT | 20 | 13.A6 | KT0144:A2 | TURBINE PANEL B | 13.B6
KT0144:15 | SC | FU0139 | WHT | 20 | 13.D2 | KT0145:15 | TURBINE PANEL B | 13.D2
KT0144:15 | SC | FU0139 | WHT | 20 | 13.D2 | KT0144:A1 | TURBINE PANEL B | 13.B6
KT0144:A2 | SC | 0V | WHT | 20 | 13.B6 | KT0145:A2 | TURBINE PANEL B | 13.B6
UA1200:J1-5 | SC | UA1200J15 | WHT | 20 | 15.B3 | XT0237:1 B1 | TURBINE PANEL B | 15.C5
UA1200:J1-8 | SC | UA1200J | WHT | 20 | 38.B6 | UA1200:J3-5 | TURBINE PANEL B | 38.B6
UA1200:J2-1 | SC | UA1200J21 | WHT | 20 | 15.B3 | XT0060:3 | TURBINE PANEL B | 15.D5
XT0110:1 | SC | FU0136 | WHT | 16 | 16.A5 | XT0130:1 | TURBINE PANEL B | 17.A5
XT0110:2 | SC | 0V | BLU | 14 | 16.A5 | XT0130:3 | TURBINE PANEL B | 17.A5
XT0110:3 | SC | KA0231A1 | WHT | 20 | 16.B5 | XT0130:5 | TURBINE PANEL B | 17.A5
XT0130:1 | SC | FU0136 | WHT | 16 | 17.A5 | XT0520:1 | TURBINE PANEL B | 17.A5
XT0130:3 | SC | 0V | WHT | 20 | 17.A5 | XT0130:7 | TURBINE PANEL B | 17.B5
XT0130:4 | SC | 0V | WHT | 14 | 17.A5 | XT0520:2 | TURBINE PANEL B | 17.A5
XT0130:5 | SC | KA0231A1 | WHT | 14 | 17.A5 | XT0130:6 | TURBINE PANEL B | 17.B5
XT0136:1 | SC | FU0139 | WHT | 20 | 13.A2 | XT0136:9 | TURBINE PANEL B | 43.C6
XT0136:1 | SC | FU0139 | WHT | 20 | 13.A2 | XT0240:12 | TURBINE PANEL B | 14.C4
XT0136:3 | SC | 0V | WHT | 20 | 13.A2 | XT0240:10 | TURBINE PANEL B | 14.D3
XT0136:4 | SC | FU0139 | WHT | 20 | 40.D5 | XT0136:1 | TURBINE PANEL B | 13.A2
XT0136:7 | SC | 0V | WHT | 20 | 43.C6 | XT0136:3 | TURBINE PANEL B | 13.A2
XT0240:11 | SC | FU0139 | WHT | 20 | 14.C4 | XT0236:1 | TURBINE PANEL B | 20.B5
XT0240:13 | SC | KA023612 | WHT | 20 | 14.D4 | XT0237:2 B2 | TURBINE PANEL B | 20.C5
XT0240:6 | SC | KA0241A1 | WHT | 20 | 14.C3 | XT0236:2 | TURBINE PANEL B | 20.B5
XT0240:9 | SC | 0V | WHT | 20 | 14.D3 | XT0236:3 | TURBINE PANEL B | 20.C5
XT0520:3 | SC | KA0231A1 | WHT | 14 | 17.B5 | XT0130:5 | TURBINE PANEL B | 17.A5
AF0410:L1 | WC0006 | AU0060L2 | ENET | CABLE | 2.A2 | AU0060:L2 | TURBINE PANEL B | 2.A6
AU0060:L1 | WC0007 | AU0070L2 | ENET | CABLE | 2.A6 | AU0070:L2 | TURBINE PANEL B | 2.A5
AF0065:J | WC0060 | AF0065J | CABLE | CABLE | 10.B5 | AF0066:P | TURBINE PANEL B | 10.D5
AF0065:12 | WC4524 | UA1200J13 | CLR | 20 | 15.B7 | UA1200:J1-3 | TURBINE PANEL B | 15.B3
AF0065:28 | WC4524 | UA1200J11 | BLK | 20 | 15.B7 | UA1200:J1-1 | TURBINE PANEL B | 15.B3
AF0065:60 | WC4524 | UA1200S | SH | 20 | 15.B7 | FLOATING | TURBINE PANEL B | 15.B3
AF0500:LBUS | WC8050 | AF0510RBUS | BUS | CABLE | 17.B3 | AF0510:RBUS | TURBINE PANEL B | 17.B2
IEG0230:9 | SC | IEG02309 | GRN | 14 | 16.C6 | XT0400:3 | JB70 | 16.C6
XT0121:1 | SC | PS44012 | WHT | 18 | 49.A5 | XT4875:2 | JB75 | 49.A2
XT0121:2 | SC | PS44013 | WHT | 18 | 49.A5 | XT4875:3 | JB75 | 49.A2
XT0236:1 | SC | FU0139 | WHT | 20 | 20.B5 | SH0472:13 | TURBINE BOX^DOOR^JB70 | 20.B1
XT0236:2 | SC | KA0241A1 | WHT | 20 | 20.B5 | SH0472:14 | TURBINE BOX^DOOR^JB70 | 20.B1
XT0236:3 | SC | 0V | WHT | 20 | 20.C5 | SH0472:X1 | TURBINE BOX^DOOR^JB70 | 20.C1
XT0236:4 | SC | SH047211 | WHT | 20 | 20.C5 | SH0472:11 | TURBINE BOX^DOOR^JB70 | 20.C1
XT0236:5 | SC | SH047212 | WHT | 20 | 20.C5 | SH0472:12 | TURBINE BOX^DOOR^JB70 | 20.C1
XT0237:2 B1 | SC | SH0472X2 | WHT | 20 | 20.C5 | SH0472:X2 | TURBINE BOX^DOOR^JB70 | 20.C1
FU0131:LI | SC | FU0130 | WHT | 16 | 17.C1 | FU0120:LI | TURBINE BOX^LEFT RAIL^JB70 | 17.D1
FU0291:LI | SC | FU0130 | WHT | 16 | 53.A6 | FU0121:LI | TURBINE BOX^LEFT RAIL^JB70 | 17.D1
IEG0130:3 | SC | IEG01303 | GRN | 14 | 17.D7 | AF1208:SH | TURBINE BOX^LEFT RAIL^JB70 | 17.D6
IEG0230:13 | SC | IEG023013 | GRN | 14 | 4.A5 | GR1101: | TURBINE BOX^LEFT RAIL^JB70 | 4.A6 | A.3M1 Changed from GRN/YEL to GRN (D73895)
KA0193:14 | SC | 120108 | WHT | 20 | 51.B6 | AF1201:08 | TURBINE BOX^LEFT RAIL^JB70 | 51.A7
KA4401:11 | SC | PS44012 | WHT | 20 | 49.A6 | AF1207:34 | TURBINE BOX^LEFT RAIL^JB70 | 49.A7
KA4401:14 | SC | 120702 | WHT | 20 | 49.A6 | AF1207:02 | TURBINE BOX^LEFT RAIL^JB70 | 49.A7
KA4401:A2 | SC | 120718 | WHT | 20 | 49.A6 | AF1207:18 | TURBINE BOX^LEFT RAIL^JB70 | 49.A7
XT0130:3 | SC | 0V | WHT | 14 | 17.A5 | AF1201:COM | TURBINE BOX^LEFT RAIL^JB70 | 17.D2
XT0130:4 | SC | 0V | WHT | 16 | 17.A5 | AU1200:COM | TURBINE BOX^LEFT RAIL^JB70 | 17.C1
IEG0130:8 | SC | IEG01308 | GRN | 14 | 47.D5 | UV0271:IE | TURBINE BOX^RIGHT RAIL^JB70 | 47.D5
IEG0230:14 | SC | IEG023014 | GRN | 14 | 4.A4 | GR1100: | TURBINE BOX^RIGHT RAIL^JB70 | 4.A5
XT0130:1 | SC | FU0136 | WHT | 16 | 17.A5 | FU0272:LI | TURBINE BOX^RIGHT RAIL^JB70 | 47.D6
XT0130:4 | SC | 0V | WHT | 16 | 17.A5 | UV0271:9- | TURBINE BOX^RIGHT RAIL^JB70 | 47.D5
XT0240:3 | SC | ESTOPA | WHT | 20 | 14.A3 | XT0137:1 | TURBINE BOX^RIGHT RAIL^JB70 | 21.B5
XT0240:4 | SC | ESTOP | WHT | 20 | 14.A3 | XT0137:2 | TURBINE BOX^RIGHT RAIL^JB70 | 21.B5
AF0410:L2 | WC0041 | AF0410L2 | ENET | CABLE | 2.A2 | BA1100:L1 | TURBINE BOX^RIGHT RAIL^JB70 | 2.A3
AF0500:02 | WC1352 | UAI44737 | RED | 20 | 47.A6 | UAI4473:7 | TURBINE BOX^RIGHT RAIL^JB70 | 47.A5
AF0500:03 | WC1352 | UAI44738 | BLK | 20 | 47.A6 | UAI4473:8 | TURBINE BOX^RIGHT RAIL^JB70 | 47.A5
AF0500:07 | WC1352 | UAI4473S | SH | 20 | 47.A6 | FLOATING | TURBINE BOX^RIGHT RAIL^JB70 | 47.A6
AF0510:02 | WC1353 | UAI44617 | RED | 20 | 47.B6 | UAI4461:7 | TURBINE BOX^RIGHT RAIL^JB70 | 47.B5
AF0510:04 | WC1353 | UAI44618 | BLK | 20 | 47.B6 | UAI4461:8 | TURBINE BOX^RIGHT RAIL^JB70 | 47.B5
AF0510:19 | WC1353 | UAI4461S | SH | 20 | 47.B6 | FLOATING | TURBINE BOX^RIGHT RAIL^JB70 | 47.B6
AF0510:06 | WC1354 | UAI44607 | RED | 20 | 47.B6 | UAI4460:7 | TURBINE BOX^RIGHT RAIL^JB70 | 47.B5
AF0510:08 | WC1354 | UAI44608 | BLK | 20 | 47.B6 | UAI4460:8 | TURBINE BOX^RIGHT RAIL^JB70 | 47.B5
AF0510:23 | WC1354 | UAI4460S | SH | 20 | 47.B6 | FLOATING | TURBINE BOX^RIGHT RAIL^JB70 | 47.B6
AF0510:10 | WC1355 | UAI44717 | RED | 20 | 47.C6 | UAI4471:7 | TURBINE BOX^RIGHT RAIL^JB70 | 47.C5
AF0510:12 | WC1355 | UAI44718 | BLK | 20 | 47.C6 | UAI4471:8 | TURBINE BOX^RIGHT RAIL^JB70 | 47.C5
AF0510:27 | WC1355 | UAI4471S | SH | 20 | 47.C6 | FLOATING | TURBINE BOX^RIGHT RAIL^JB70 | 47.C6
AF0510:14 | WC1356 | UAI44707 | RED | 20 | 47.C6 | UAI4470:7 | TURBINE BOX^RIGHT RAIL^JB70 | 47.C5
AF0510:16 | WC1356 | UAI44708 | BLK | 20 | 47.C6 | UAI4470:8 | TURBINE BOX^RIGHT RAIL^JB70 | 47.C5
AF0510:31 | WC1356 | UAI4470S | SH | 20 | 47.C6 | FLOATING | TURBINE BOX^RIGHT RAIL^JB70 | 47.C6
FU0060:LI | SC | FU0210 | WHT | 14 | 10.C1 | XT0233:1 | TURBINE PANEL A | 12.C4
FU0070:LI | SC | FU0210 | WHT | 14 | 10.B1 | XT0233:2 | TURBINE PANEL A | 12.C4
FU0211:LI | SC | FU0137 | WHT | 12 | 12.B4 | XT0139:3 | TURBINE PANEL A | 12.B4
FU0212:LD | SC | FU0212 | WHT | 16 | 12.C5 | XT0233:4 | TURBINE PANEL A | 15.D5
FU0212:LI | SC | FU0210 | WHT | 14 | 12.C5 | XT0233:1 | TURBINE PANEL A | 12.C4
IEG0230:1 | SC | IEG02301 | GRN | 12 | 8.B4 | AR0600:IE2 | TURBINE PANEL A | 8.A1
IEG0230:2 | SC | IEG02302 | GRN | 14 | 9.D6 | AF0088:SH | TURBINE PANEL A | 9.D6
IEG0230:3 | SC | IEG02303 | GRN | 14 | 4.A3 | GR0133: | TURBINE PANEL A | 4.A3
IEG0230:6 | SC | IEG02306 | GRN | 14 | 4.A3 | GR0134: | TURBINE PANEL A | 4.A3
IEG0230:7 | SC | IEG02307 | GRN | 14 | 9.B6 | AF0096:SH | TURBINE PANEL A | 9.B5
KA0130:14 | SC | 008103 | WHT | 20 | 15.D6 | AF0081:03 | TURBINE PANEL A | 15.C7
KA0130:A1 | SC | 008135 | WHT | 20 | 15.C5 | AF0081:35 | TURBINE PANEL A | 15.C7
KA0131:11 | SC | KA0135A1 | WHT | 20 | 13.D4 | KA0135:A1 | TURBINE PANEL A | 13.D6
KA0133:A1 | SC | KA0133A1 | WHT | 20 | 13.C6 | AF0092:02 | TURBINE PANEL A | 41.A7
KA0134:A1 | SC | KA0134A1 | WHT | 20 | 13.C6 | AF0095:10 | TURBINE PANEL A | 43.D7
KA0134:A1 | SC | KA0134A1 | WHT | 20 | 13.C6 | AF0082:01 | TURBINE PANEL A | 43.C7
KA0136:21 | SC | KA013621 | WHT | 20 | 13.B3 | AF0087:43 | TURBINE PANEL A | 13.B4
KA0136:24 | SC | KA013624 | WHT | 20 | 13.B3 | AF0087:11 | TURBINE PANEL A | 13.B4
KA0136:A2 | SC | 0V | WHT | 20 | 13.D6 | KA0135:A2 | TURBINE PANEL A | 13.D6
KA0137:24 | SC | KA013112 | WHT | 20 | 13.D3 | AF0087:09 | TURBINE PANEL A | 13.C4
KA0141:11 | SC | KA014111 | WHT | 20 | 13.C2 | AF0091:39 | TURBINE PANEL A | 13.C2
KA0141:14 | SC | KA014114 | WHT | 20 | 13.C2 | AF0091:07 | TURBINE PANEL A | 13.C2
KA0144:A1 | SC | KA0135A1 | WHT | 20 | 13.C6 | KA0135:A1 | TURBINE PANEL A | 13.D6
KA0144:A2 | SC | 0V | WHT | 20 | 13.C6 | KA0135:A2 | TURBINE PANEL A | 13.D6
KA0193:11 | SC | 019311 | WHT | 20 | 51.B6 | KA0194:A1 | TURBINE PANEL A | 51.B6
KA0221:14 | SC | 009502 | WHT | 20 | 34.A6 | AF0095:02 | TURBINE PANEL A | 34.A7
KA0234:A1 | SC | KA0231A1 | WHT | 20 | 14.D6 | XT0139:4 | TURBINE PANEL A | 14.D6
KA0237:14 | SC | FU0016 | WHT | 14 | 32.D6 | FU0016:LD | TURBINE PANEL A | 11.C6
KA0239:21 | SC | KA023921 | WHT | 20 | 14.B6 | AF0081:41 | TURBINE PANEL A | 14.A7
KA0239:24 | SC | KA023924 | WHT | 20 | 14.B6 | AF0081:09 | TURBINE PANEL A | 14.A7
KA0241:11 | SC | UA1200J21 | WHT | 20 | 14.A5 | AF0081:00 | TURBINE PANEL A | 14.A7
KA0242:14 | SC | KA024214 | WHT | 20 | 14.C6 | AF0081:08 | TURBINE PANEL A | 14.C7
KA0243:11 | SC | KA024311 | WHT | 20 | 14.B6 | AF0081:33 | TURBINE PANEL A | 14.B7
KA0243:14 | SC | KA024314 | WHT | 20 | 14.B6 | AF0081:01 | TURBINE PANEL A | 14.B7
KA0245:21 | SC | KA024521 | WHT | 20 | 14.B6 | AF0081:34 | TURBINE PANEL A | 14.B7
KA0245:24 | SC | KA024524 | WHT | 20 | 14.B6 | AF0081:02 | TURBINE PANEL A | 14.B7
KA1020:24 | SC | 0V | WHT | 20 | 27.A5 | XT0135:1 | TURBINE PANEL A | 12.B4
KA2160:A1 | SC | 009204 | WHT | 20 | 25.A5 | AF0092:04 | TURBINE PANEL A | 25.A6
KA2160:A2 | SC | 009220 | WHT | 20 | 25.A5 | AF0092:20 | TURBINE PANEL A | 25.A6
KA2161:A1 | SC | 009207 | WHT | 20 | 25.B5 | AF0092:07 | TURBINE PANEL A | 25.A6
KA2161:A2 | SC | 009223 | WHT | 20 | 25.B5 | AF0092:23 | TURBINE PANEL A | 25.A6
UA1200:J1-10 | SC | FU0212 | WHT | 20 | 15.B3 | XT0233:4 | TURBINE PANEL A | 15.D5
UA1200:J1-9 | SC | 0V | WHT | 20 | 15.B3 | XT0235:4 | TURBINE PANEL A | 15.D5
UA1200:J2-2 | SC | FU0212 | WHT | 20 | 15.B3 | XT0233:4 | TURBINE PANEL A | 15.D5
UA1200:J2-7 | SC | UA1200J27 | WHT | 20 | 15.B3 | AF0081:19 | TURBINE PANEL A | 15.C7
XT0060:1 | SC | 0V | WHT | 14 | 10.C1 | XT0235:1 | TURBINE PANEL A | 12.D4
XT0060:4 | SC | SV21202 | WHT | 20 | 34.A5 | AF0095:18 | TURBINE PANEL A | 34.A7
XT0070:1 | SC | 0V | WHT | 14 | 10.B1 | XT0235:1 | TURBINE PANEL A | 12.D4
XT0110:1 | SC | FU0136 | WHT | 14 | 16.A5 | XT0138:4 | TURBINE PANEL A | 12.B3
XT0110:2 | SC | 0V | WHT | 14 | 16.A5 | XT0134:4 | TURBINE PANEL A | 12.B3
XT0110:3 | SC | KA0231A1 | WHT | 14 | 16.B5 | XT0139:4 | TURBINE PANEL A | 14.D6
XT0136:1 | SC | FU0139 | WHT | 14 | 13.A2 | FU0139:LD | TURBINE PANEL A | 12.A5
XT0136:2 | SC | FU0139 | WHT | 20 | 13.A2 | KA0135:14 | TURBINE PANEL A | 41.B5
XT0136:3 | SC | 0V | WHT | 20 | 13.A2 | XT0135:1 | TURBINE PANEL A | 12.B4
XT0136:8 | SC | SV31501 | WHT | 16 | 41.B5 | KA0135:11 | TURBINE PANEL A | 41.B5
XT0190:4 | SC | 009508 | WHT | 20 | 53.D6 | AF0095:08 | TURBINE PANEL A | 53.C6
XT0190:5 | SC | SV54302 | WHT | 20 | 53.D6 | AF0095:24 | TURBINE PANEL A | 53.C6
XT0237:2 T2 | SC | XT02372 | WHT | 20 | 20.C5 | AF0092:13 | TURBINE PANEL A | 20.C7
AU0070:L1 | WC0008 | AU0080L2 | ENET | CABLE | 2.A5 | AU0080:L2 | TURBINE PANEL A | 2.A4
SolarTools ver. 24.0.84.24712 (Jul 31, 2025)
Report date: 3/20/2026 3:39 PM

## Panel Errors
Panel Errors
Project # | J0970
Project Name | EPROD BECKVILLE
Revision | A.3
Controls DE | R.BARRAZA
Phone:
Controls ME | A. PUENTES
Phone:
From | [6 empty] | To
Device ID | Location | Cable (W) Conductor (SC) Jumper Clip (JC) | Wire ID | Wire No. | Gauge/Size | Page/Zone | Device ID | Location | Page/Zone
Report date: 3/20/2026 3:39 PM |  |  |  | SolarTools ver. 24.0.84.24712 (Jul 31, 2025)

## Cable Part Numbers
Cable Part Numbers |  |  | SolarTools ver. 24.0.84.24712 (Jul 31, 2025)
Project # | J0970
Report date: 3/20/2026 3:39 PM
Project Name | EPROD BECKVILLE
Revision | A.3
Controls DE | R.BARRAZA
Phone:
Controls ME | A. PUENTES
Phone:
Device ID |  | Part Number |  | Description
WC5072 |  | PART OF 1103208-1 |  | CABLE, 2 CONDUCTOR UNSHIELDED PART OF HORN
WC0001 |  | 1302073-36 |  | CABLE, ETHERNET - 36 INCHES
WC0003 |  | 1302073-36 |  | CABLE, ETHERNET - 36 INCHES
WC0006 |  | 1302073-36 |  | CABLE, ETHERNET - 36 INCHES
WC0007 |  | 1302073-36 |  | CABLE, ETHERNET - 36 INCHES
WC0008 |  | 1302073-36 |  | CABLE, ETHERNET - 36 INCHES
WC0009 |  | 1302073-36 |  | CABLE, ETHERNET - 36 INCHES
WC0014 |  | 1302073-36 |  | CABLE, ETHERNET - 36 INCHES
WC0041 |  | 1302073-36 |  | CABLE, ETHERNET - 36 INCHES
WC0060 |  | 2684693-54 |  | CABLE, EXTENSION, BACKPLANE
WC0101 |  | 1302073-36 |  | CABLE, COMMUNICATION CABLE - 36 INCHES
WC0601 |  | 1302073-48 |  | CABLE, COMMUNICATION CABLE - 48 INCHES
WC0680 |  | 1302073-36 |  | CABLE
WC0684 |  | 1302073-48 |  | CABLE, COMMUNICATION CABLE - 48 INCHES
WC1352 |  | 1022941-12 |  | TPE, 1 PAIR TWISTED SHIELDED
WC1353 |  | 1022941-12 |  | TPE, 1 PAIR TWISTED SHIELDED
WC1354 |  | 1022941-12 |  | TPE, 1 PAIR TWISTED SHIELDED
WC1355 |  | 1022941-12 |  | TPE, 1 PAIR TWISTED SHIELDED
WC1356 |  | 1022941-12 |  | TPE, 1 PAIR TWISTED SHIELDED
WC4524 |  | 1075034-2 |  | PVC, 1 PAIR TWISTED SHIELDED
WC8050 |  | 1322418-90 |  | CABLE, SUPPLIED BY OTHERS
WC8059 |  | 2684693-54 |  | CABLE, EXTENSION, BACKPLANE

## Part Number List
Part Number List |  | SolarTools ver. 24.0.84.24712 (Jul 31, 2025)
Project # | J0970
Report date: 3/20/2026 3:39 PM
Project Name | EPROD BECKVILLE
Revision | A.3
Controls DE | R.BARRAZA
Phone:
Controls ME | A. PUENTES
Phone:
Device ID | Part Number | Description | Location
AF0141 | 2684693-17,2684693-25 | 5094-OB8XT, 8 DISCRETE OUTPUT | BOP PANEL^JB74
AF0142 | 2684693-17,2684693-23 | 5094-IB16XT, 16 DISCRETE INPUT | BOP PANEL^JB74
AF0143 | 2684693-18,2684693-56 | 5094-IF8IHXT, 8 ANALOG INPUT, ISOLATED | BOP PANEL^JB74
AF0144 | 2684693-18,2684693-27 | 5094-OF8IHXT, 8 ANALOG OUTPUT, ISOLATED | BOP PANEL^JB74
AF0145 | 2684693-19,2684693-33 | 5094-IY8XT, 8 ANALOG INPUT,TC/RTD/I&V | BOP PANEL^JB74
AF0146 | 2684693-17,2684693-25 | 5094-OB8XT, 8 DISCRETE OUTPUT | BOP PANEL^JB74
AF0181 | 2684693-17,2684693-25 | 5094-OB8XT, 8 DISCRETE OUTPUT | BOP PANEL^JB74
AF0182 | 2684693-17,2684693-23 | 5094-IB16XT, 16 DISCRETE INPUT | BOP PANEL^JB74
AF0183 | 2684693-18,2684693-28 | 5094-IB16SXT, 16 DISCRETE INPUT, S | BOP PANEL^JB74
AF0184 | 2684693-18,2684693-55 | 5094-OB16SXT, 16 DISCRETE OUTPUT, S | BOP PANEL^JB74
AF0185 | 2684693-18,2684693-56 | 5094-IF8IHXT, 8 ANALOG INPUT, ISOLATED | BOP PANEL^JB74
AU0140 | 2684693-22 | 5094-AENTRXT, DEVICE LEVEL RING | BOP PANEL^JB74
AU0180 | 2684693-22 | 5094-AENTRXT, DEVICE LEVEL RING | BOP PANEL^JB74
FU0140 | 1043265-1,1043265-5 | FUSE, 10A | BOP PANEL^JB74
FU0141 | 1043265-1,1043265-5 | FUSE, 10A | BOP PANEL^JB74
FU0142 | 1043265-1,1043265-5 | FUSE, 10A | BOP PANEL^JB74
FU0143 | 1043265-1,1043265-5 | FUSE, 10A | BOP PANEL^JB74
FU0180 | 1043265-1,1043265-5 | FUSE, 10A | BOP PANEL^JB74
FU0181 | 1043265-1,1043265-5 | FUSE, 10A | BOP PANEL^JB74
FU0184 | 1043265-1,1043265-5 | FUSE, 10A | BOP PANEL^JB74
FU0570 | 1043265-1,1043265-7 | FUSE, 20A | BOP PANEL^JB74
GR0140 | 903842C1 | RAIL LUG, DINRAIL GROUNDING | BOP PANEL^JB74
GR0180 | 903842C1 | RAIL LUG, DINRAIL GROUNDING | BOP PANEL^JB74
GR0257 | 903842C1 | RAIL LUG, DINRAIL GROUNDING | BOP PANEL^JB74
IEG0257 | 232941-200 | BUS BAR, BOP - INSTRUMENT EARTH GROUNDING | BOP PANEL^JB74
KA0531 | 1061979-1 | RELAY, NO EMERGENCY SHUTDOWN SUMMARY | BOP PANEL^JB74
KA0532 | 1061979-1 | RELAY, NO EMERGENCY SHUTDOWN SUMMARY | BOP PANEL^JB74
KA0533 | 1061979-1 | RELAY, NO EMERGENCY SHUTDOWN SUMMARY | BOP PANEL^JB74
KA0534 | 1061979-1 | RELAY, NO EMERGENCY SHUTDOWN SUMMARY | BOP PANEL^JB74
KA0535 | 1061979-1 | RELAY, CONTROLLER ACTIVE | BOP PANEL^JB74
KA0536 | 1061979-1 | RELAY, CONTROLLER ACTIVE | BOP PANEL^JB74
KA0537 | 1061979-1 | RELAY, NO EMERGENCY SHUTDOWN SUMMARY | BOP PANEL^JB74
KA0540 | 1061979-1 | RELAY, OPEN SUCTION VALVE | BOP PANEL^JB74
KA0541 | 1061979-1 | RELAY, OPEN DISCHARGE VALVE | BOP PANEL^JB74
KA0542 | 1061979-1 | RELAY, DISCHARGE VALVE CLOSED | BOP PANEL^JB74
KA0550 | 1061979-1 | RELAY, OPEN SUCTION VALVE (SAFETY) | BOP PANEL^JB74
KA0551 | 1061979-1 | RELAY, OPEN DISCHARGE VALVE (SAFETY) | BOP PANEL^JB74
KA0552 | 1061979-1 | RELAY, CLOSE SUCTION VALVE (SAFETY) | BOP PANEL^JB74
KA0553 | 1061979-1 | RELAY, CLOSE DISCHARGE VALVE (SAFETY) | BOP PANEL^JB74
KA0554 | 1061979-1 | RELAY, CLOSE VENT VALVE (SAFETY) | BOP PANEL^JB74
KA0555 | 1061979-1 | RELAY, OPEN VENT VALVE (SAFETY) | BOP PANEL^JB74
KT0571 | 2651077-1 | TIMER RELAY, LOADING VALVE CLOSED | BOP PANEL^JB74
KT0572 | 2651077-1 | TIMER RELAY, SUCTION VALVE CLOSED | BOP PANEL^JB74
KT0573 | 2651077-1 | TIMER RELAY, DISCHARGE VALVE CLOSED | BOP PANEL^JB74
XT0140 | 1066730-7,1066730-8,1067996-4 | TERMINAL BLOCK, SPRING, 4 CONDUCTOR,30-12 AWG (0.05-3.31 MM2),NON-IS | BOP PANEL^JB74
XT0180 | 1066730-7,1066730-8,1067996-4 | TERMINAL BLOCK, SPRING, 4 CONDUCTOR,30-12 AWG (0.05-3.31 MM2),NON-IS | BOP PANEL^JB74
XT0570 | 1066730-16,1066730-17,1067996-4 | TERMINAL STRIP, 2 CONDUCTOR | BOP PANEL^JB74
XT0572 | 1066730-7,1066730-8,1067996-4 | TERMINAL BLOCK, SPRING, 4 CONDUCTOR,30-12 AWG (0.05-3.31 MM2),NON-IS | BOP PANEL^JB74
XT0573 | 1066730-10,1066730-9,1067996-4 | DIODE TERMINAL STRIP, 4 CONDUCTOR | BOP PANEL^JB74
XT0400 | 1066730-1,1066730-2,1067996-4 | TERMINAL STRIP, 4 CONDUCTOR | JB70
XT4875 | DRIVEN COMMON | TERMINAL STRIP, HP COMPRESSOR CASE PRESSURE | JB75
BA0002 | 1271449-1 | MEDIA CONVERTER, ETHERNET-FIBER OPTIC | PANEL
CCBA0001E | CUSTOMER DEFINED | CUSTOMER CONNECTION, DCS ENET CONNECTION | PANEL
CCBA0002 | CUSTOMER DEFINED | CUSTOMER CONNECTION, DCS FIBER CONVERTER^24VDC POWER SUPPLY | PANEL
SB7510 | CUSTOMER DEFINED | PUSHBUTTON SWITCH, START (CUSTOMER) | PANEL
SB7511 | CUSTOMER DEFINED | PUSHBUTTON SWITCH, NORMAL STOP (CUSTOMER) | PANEL
SB7512 | CUSTOMER DEFINED | PUSHBUTTON SWITCH, EMERGENCY STOP (CUSTOMER) | PANEL
SV1351 | 904975C1 | SOLENOID VALVE, START INITIATE | START
SV1352 | 904975C1 | SOLENOID VALVE, START INITIATE | START
AT1100 | 1577354-4502 | WORKSTATION, VERSA VIEW 1200H | TURBINE BOX^DOOR^JB70
HA0472 | 1103208-101 | HORN, CONTROL SYSTEM ALARM | TURBINE BOX^DOOR^JB70
SA0471 | 1035040-1652,2380746-2 | SELECTOR SWITCH, PROCESS SETPOINT | TURBINE BOX^DOOR^JB70
SA0473 | 2380746-5 | SELECTOR SWITCH, OFF/LOCAL/AUX | TURBINE BOX^DOOR^JB70
SA0474 | 1035040-804,2380746-2 | SELECTOR SWITCH, SURGE VALVE | TURBINE BOX^DOOR^JB70
SB0471 | 1035040-854,2380746-1 | PUSHBUTTON SWITCH, HORN SILENCE | TURBINE BOX^DOOR^JB70
SB0472 | 1035040-32,2380746-4 | PUSHBUTTON SWITCH, EMERGENCY STOP | TURBINE BOX^DOOR^JB70
SB0473 | 1035040-855,2380746-1 | PUSHBUTTON SWITCH, ACKNOWLEDGE | TURBINE BOX^DOOR^JB70
SB0474 | 1035040-121,2380746-1 | PUSHBUTTON SWITCH, RESET | TURBINE BOX^DOOR^JB70
SH0470 | 1035040-108,2380746-3 | LIGHTED SWITCH, STOP/STOPPING, RED | TURBINE BOX^DOOR^JB70
SH0471 | 1035040-857,2380746-3 | LIGHTED SWITCH, START/STARTING, GREEN | TURBINE BOX^DOOR^JB70
SH0472 | 1035040-859,2380746-3 | LIGHTED SWITCH, BACKUP SYSTEM ACTIVE/RESET, AMBER | TURBINE BOX^DOOR^JB70
AF1201 | 2684693-17,2684693-25 | 5094-OB8XT, 8 DISCRETE OUTPUT | TURBINE BOX^LEFT RAIL^JB70
AF1202 | 2684693-17,2684693-23 | 5094-IB16XT, 16 DISCRETE INPUT | TURBINE BOX^LEFT RAIL^JB70
AF1203 | 2684693-18,2684693-56 | 5094-IF8IHXT, 8 ANALOG INPUT, ISOLATED | TURBINE BOX^LEFT RAIL^JB70
AF1204 | 2684693-18,2684693-30 | 5094-IF4IHSXT, 4 ANALOG INPUT, S | TURBINE BOX^LEFT RAIL^JB70
AF1205 | 2684693-18,2684693-30 | 5094-IF4IHSXT, 4 ANALOG INPUT, S | TURBINE BOX^LEFT RAIL^JB70
AF1206 | 2684693-21,2684693-36 | 5094-IRT8SXT, 8 RTD/TC ANALOG INPUT, S | TURBINE BOX^LEFT RAIL^JB70
AF1207 | 2684693-18,2684693-28 | 5094-IB16SXT, 16 DISCRETE INPUT, S | TURBINE BOX^LEFT RAIL^JB70
AF1208 | 2684693-19,2684693-33 | 5094-IY8XT, 8 ANALOG INPUT,TC/RTD/I&V | TURBINE BOX^LEFT RAIL^JB70
AU1200 | 2684693-50 | 5094-AEN2TR, FLEX 5000 I/O | TURBINE BOX^LEFT RAIL^JB70
FU0120 | 1043265-1,1043265-5 | FUSE, 10A | TURBINE BOX^LEFT RAIL^JB70
FU0121 | 1043265-1,1043265-5 | FUSE, 10A | TURBINE BOX^LEFT RAIL^JB70
GR1101 | 903849C1 | RAIL GROUND, DIN RAIL GROUNDING | TURBINE BOX^LEFT RAIL^JB70
AT0680 | 1634974-100 | GATEWAY MODULE, TURBOTRONIC GATEWAY | TURBINE BOX^RIGHT RAIL^JB70
BA0001 | 1271449-1 | MEDIA CONVERTER, ETHERNET-FIBER OPTIC | TURBINE BOX^RIGHT RAIL^JB70
BA0003 | 1271449-1 | MEDIA CONVERTER, ETHERNET-FIBER OPTIC | TURBINE BOX^RIGHT RAIL^JB70
BA1100 | 1337728-10 | SWITCH, ETAP, DLR INTERFACE | TURBINE BOX^RIGHT RAIL^JB70
FU0001 | 1043265-1,1043265-3 | FUSE, 2A | TURBINE BOX^RIGHT RAIL^JB70
FU0003 | 1043265-1,1043265-3 | FUSE, 2A | TURBINE BOX^RIGHT RAIL^JB70
FU0272 | 1043265-1,1043265-4 | FUSE, 5A | TURBINE BOX^RIGHT RAIL^JB70
FU0290 | 1043265-1,1043265-4 | FUSE, 5A | TURBINE BOX^RIGHT RAIL^JB70
FU0680 | 1043265-4 | FUSE, 5A | TURBINE BOX^RIGHT RAIL^JB70
FU1100 | 1043265-1,1043265-5 | FUSE, 10A | TURBINE BOX^RIGHT RAIL^JB70
FU1101 | 1043265-1,1043265-3 | FUSE, 2A | TURBINE BOX^RIGHT RAIL^JB70
GR0128 | 903849C1 | RAIL GROUND, DIN RAIL GROUNDING | TURBINE BOX^RIGHT RAIL^JB70
GR1100 | 903849C1 | RAIL GROUND, DIN RAIL GROUNDING | TURBINE BOX^RIGHT RAIL^JB70
PC0470 | 2271605-1 | TIMER/COUNTER, ENGINE HOUR / START COUNTER | TURBINE BOX^RIGHT RAIL^JB70
UAI4460 | 1053038-18 | ISOLATOR, VOLTAGE REPEATER | TURBINE BOX^RIGHT RAIL^JB70
UAI4461 | 1053038-18 | ISOLATOR, VOLTAGE REPEATER | TURBINE BOX^RIGHT RAIL^JB70
UAI4470 | 1053038-18 | ISOLATOR, VOLTAGE REPEATER | TURBINE BOX^RIGHT RAIL^JB70
UAI4471 | 1053038-18 | ISOLATOR, VOLTAGE REPEATER | TURBINE BOX^RIGHT RAIL^JB70
UAI4473 | 1053038-18 | ISOLATOR, VOLTAGE REPEATER | TURBINE BOX^RIGHT RAIL^JB70
UV0271 | 1053038-19 | POWER FEED MODULE, INTRINSIC SAFETY | TURBINE BOX^RIGHT RAIL^JB70
UV0291 | 1088442-4 | POWER CONVERTER, DC/DC INPUT TO 24V DC OUTPUT | TURBINE BOX^RIGHT RAIL^JB70
XT0001 | 1066730-7 | TERMINAL BLOCK, SPRING, 4 CONDUCTOR,30-12 AWG (0.05-3.31 MM2),NON-IS | TURBINE BOX^RIGHT RAIL^JB70
XT0137 | 1066730-7,1066730-8,1067996-4 | TERMINAL BLOCK, SPRING, 4 CONDUCTOR,30-12 AWG (0.05-3.31 MM2),NON-IS | TURBINE BOX^RIGHT RAIL^JB70
XT0291 | 1066730-7 | TERMINAL BLOCK, SPRING, 4 CONDUCTOR,30-12 AWG (0.05-3.31 MM2),NON-IS | TURBINE BOX^RIGHT RAIL^JB70
XT0680 | 1066730-7,1066730-8,1067996-4 | TERMINAL BLOCK, SPRING, 4 CONDUCTOR,30-12 AWG (0.05-3.31 MM2),NON-IS | TURBINE BOX^RIGHT RAIL^JB70
AF0081 | 2684693-18,2684693-28 | 5094-IB16SXT, 16 DISCRETE INPUT, S | TURBINE PANEL A
AF0082 | 2684693-17,2684693-23 | 5094-IB16XT, 16 DISCRETE INPUT | TURBINE PANEL A
AF0083 | 2684693-19,2684693-33 | 5094-IY8XT, 8 ANALOG INPUT,TC/RTD/I&V | TURBINE PANEL A
AF0084 | 2684693-19,2684693-33 | 5094-IY8XT, 8 ANALOG INPUT,TC/RTD/I&V | TURBINE PANEL A
AF0085 | 2684693-18,2684693-56 | 5094-IF8IHXT, 8 ANALOG INPUT, ISOLATED | TURBINE PANEL A
AF0086 | 2684693-18,2684693-56 | 5094-IF8IHXT, 8 ANALOG INPUT, ISOLATED | TURBINE PANEL A
AF0087 | 2684693-17,2684693-23 | 5094-IB16XT, 16 DISCRETE INPUT | TURBINE PANEL A
AF0088 | 2684693-18,2684693-56 | 5094-IF8IHXT, 8 ANALOG INPUT, ISOLATED | TURBINE PANEL A
AF0091 | 2684693-17,2684693-23 | 5094-IB16XT, 16 DISCRETE INPUT | TURBINE PANEL A
AF0092 | 2684693-17,2684693-24 | 5094-OB16XT, 16 DISCRETE OUTPUT | TURBINE PANEL A
AF0093 | 2684693-17,2684693-24 | 5094-OB16XT, 16 DISCRETE OUTPUT | TURBINE PANEL A
AF0094 | 2684693-19,2684693-33 | 5094-IY8XT, 8 ANALOG INPUT,TC/RTD/I&V | TURBINE PANEL A
AF0095 | 2684693-17,2684693-25 | 5094-OB8XT, 8 DISCRETE OUTPUT | TURBINE PANEL A
AF0096 | 2684693-21,2684693-36 | 5094-IRT8SXT, 8 RTD/TC ANALOG INPUT, S | TURBINE PANEL A
AP0601 | 1089241-36 | 1756-EN2TXT, ETHERNET | TURBINE PANEL A
AP0602 | 1089241-40 | 1756-EN2TRXT, ETHERNET | TURBINE PANEL A
AP0603 | 1089241-40 | 1756-EN2TRXT, ETHERNET | TURBINE PANEL A
AP0604 | 1089241-20 | MODULE, BLANK FILLER | TURBINE PANEL A
AP0605 | 1089241-20 | MODULE, BLANK FILLER | TURBINE PANEL A
AP0606 | 1089241-36 | 1756-EN2TXT, ETHERNET | TURBINE PANEL A
AR0600 | 1089241-29 | RACK CHASSIS, 1756-A7XT (7 SLOT) | TURBINE PANEL A
AT0600 | 1089241-43 | 1756-L83EXTS, CONTROLLER^GUARDLOGIX | TURBINE PANEL A
AU0080 | 2684693-22 | 5094-AENTRXT, FLEX 5000 I/O | TURBINE PANEL A
AU0090 | 2684693-22 | 5094-AENTRXT, FLEX 5000 I/O | TURBINE PANEL A
F0200 | 1022716-1 | EMI/SURGE FILTER, 24VDC | TURBINE PANEL A
F0201 | 1022716-1 | EMI/SURGE FILTER, 24VDC | TURBINE PANEL A
FU0010 | 1043265-1,1043265-5 | FUSE, 10A | TURBINE PANEL A
FU0012 | 1043265-1,1043265-5 | FUSE, 10A | TURBINE PANEL A
FU0013 | 1043265-1,1043265-5 | FUSE, 10A | TURBINE PANEL A
FU0014 | 1043265-1,1043265-5 | FUSE, 10A | TURBINE PANEL A
FU0015 | 1043265-1,1043265-5 | FUSE, 10A | TURBINE PANEL A
FU0016 | 1043265-5 | FUSE, 10A | TURBINE PANEL A
FU0031 | 1043265-1,1043265-9 | FUSE, 30A | TURBINE PANEL A
FU0032 | 1043265-1,1043265-9 | FUSE, 30A | TURBINE PANEL A
FU0080 | 1043265-1,1043265-5 | FUSE, 10A | TURBINE PANEL A
FU0081 | 1043265-1,1043265-5 | FUSE, 10A | TURBINE PANEL A
FU0082 | 1043265-1,1043265-5 | FUSE, 10A | TURBINE PANEL A
FU0090 | 1043265-1,1043265-5 | FUSE, 10A | TURBINE PANEL A
FU0091 | 1043265-1,1043265-5 | FUSE, 10A | TURBINE PANEL A
FU0092 | 1043265-1,1043265-5 | FUSE, 10A | TURBINE PANEL A
FU0093 | 1043265-1,1043265-5 | FUSE, 10A | TURBINE PANEL A
FU0136 | 1043265-1,1043265-9 | FUSE, 30A | TURBINE PANEL A
FU0137 | 1043265-1,1043265-7 | FUSE, 20A | TURBINE PANEL A
FU0139 | 1043265-1,1043265-4 | FUSE, 5A | TURBINE PANEL A
FU0210 | 1043265-1,1043265-7 | FUSE, 20A | TURBINE PANEL A
GR0131 | 903849C1 | RAIL GROUND, DIN RAIL GROUNDING | TURBINE PANEL A
GR0132 | 903849C1 | RAIL GROUND, DIN RAIL GROUNDING | TURBINE PANEL A
GR0133 | 903849C1 | RAIL GROUND, DIN RAIL GROUNDING | TURBINE PANEL A
GR0134 | 903849C1 | RAIL GROUND, DIN RAIL GROUNDING | TURBINE PANEL A
KA0135 | 1061979-1 | RELAY, AC PRE-POST PUMP | TURBINE PANEL A
KA0194 | 1061979-1 | RELAY, SEAL OIL PUMP ON | TURBINE PANEL A
KA3103 | 1061979-1 | RELAY, LUBE OIL TANK HEATER | TURBINE PANEL A
PEG0130 | 232941-300 | BUS BAR, PANEL A - POWER EARTH GROUNDING | TURBINE PANEL A
RR0851 | 981090C1 | RESISTOR, 3.01K OHM | TURBINE PANEL A
RR0852 | 981089C1 | RESISTOR, 1.0K OHM | TURBINE PANEL A
RR0855 | 981090C1 | RESISTOR, 3.01K OHM | TURBINE PANEL A
RR0856 | 981089C1 | RESISTOR, 1.0K OHM | TURBINE PANEL A
UV0600 | 1089241-28 | POWER SUPPLY, RSLOGIX CHASSIS | TURBINE PANEL A
VD7634 | 1015693,2504354-1 | DUAL DIODE | TURBINE PANEL A
XT0011 | 1066730-16,1066730-17,1066730-18 | TERMINAL STRIP, 2 CONDUCTOR | TURBINE PANEL A
XT0012 | 1066730-16,1066730-17,1066730-18 | TERMINAL STRIP, 2 CONDUCTOR | TURBINE PANEL A
XT0033 | 1066730-16,1066730-17,1066730-18 | TERMINAL STRIP, 2 CONDUCTOR | TURBINE PANEL A
XT0080 | 1066730-7,1066730-8,1067996-4 | TERMINAL BLOCK, SPRING, 4 CONDUCTOR,30-12 AWG (0.05-3.31 MM2),NON-IS | TURBINE PANEL A
XT0085 | 1066730-7 | TERMINAL BLOCK, SPRING, 4 CONDUCTOR,30-12 AWG (0.05-3.31 MM2),NON-IS | TURBINE PANEL A
XT0090 | 1066730-7,1066730-8,1067996-4 | TERMINAL BLOCK, SPRING, 4 CONDUCTOR,30-12 AWG (0.05-3.31 MM2),NON-IS | TURBINE PANEL A
XT0134 | 1066730-16,1066730-17,1066730-18 | TERMINAL STRIP, 2 CONDUCTOR | TURBINE PANEL A
XT0135 | 1066730-7,1066730-8,1067996-4 | TERMINAL BLOCK, SPRING, 4 CONDUCTOR,30-12 AWG (0.05-3.31 MM2),NON-IS | TURBINE PANEL A
XT0138 | 1066730-16,1066730-17,1066730-18 | TERMINAL STRIP, 2 CONDUCTOR | TURBINE PANEL A
XT0139 | 1066730-7,1066730-8,1067996-4 | TERMINAL BLOCK, SPRING, 4 CONDUCTOR,30-12 AWG (0.05-3.31 MM2),NON-IS | TURBINE PANEL A
XT0200N | 1066730-16 | TERMINAL STRIP, 2 CONDUCTOR | TURBINE PANEL A
XT0200V | 1066730-16 | TERMINAL STRIP, 2 CONDUCTOR | TURBINE PANEL A
XT0233 | 1066730-7,1066730-8,1067996-4 | TERMINAL BLOCK, SPRING, 4 CONDUCTOR,30-12 AWG (0.05-3.31 MM2),NON-IS | TURBINE PANEL A
XT0235 | 1066730-7,1066730-8,1067996-4 | TERMINAL BLOCK, SPRING, 4 CONDUCTOR,30-12 AWG (0.05-3.31 MM2),NON-IS | TURBINE PANEL A
AF0061 | 2684693-17,2684693-25 | 5094-OB8XT, 8 DISCRETE OUTPUT | TURBINE PANEL B
AF0062 | 2684693-17,2684693-25 | 5094-OB8XT, 8 DISCRETE OUTPUT | TURBINE PANEL B
AF0063 | 2684693-17,2684693-23 | 5094-IB16XT, 16 DISCRETE INPUT | TURBINE PANEL B
AF0064 | 2684693-18,2684693-30 | 5094-IF4IHSXT, 4 ANALOG INPUT, S | TURBINE PANEL B
AF0065 | 2684693-18,2684693-30 | 5094-IF4IHSXT, 4 ANALOG INPUT, S | TURBINE PANEL B
AF0066 | 2684693-18,2684693-27 | 5094-OF8IHXT, 8 ANALOG OUTPUT, ISOLATED | TURBINE PANEL B
AF0067 | 2684693-17,2684693-25 | 5094-OB8XT, 8 DISCRETE OUTPUT | TURBINE PANEL B
AF0068 | 2684693-21,2684693-36 | 5094-IRT8SXT, 8 RTD/TC ANALOG INPUT, S | TURBINE PANEL B
AF0071 | 2684693-18,2684693-32 | 5094-IJ2ISXT, 2 FAST COUNTER INPUT, S | TURBINE PANEL B
AF0072 | 2684693-18,2684693-30 | 5094-IF4IHSXT, 4 ANALOG INPUT, S | TURBINE PANEL B
AF0073 | 2684693-21,2684693-36 | 5094-IRT8SXT, 8 RTD/TC ANALOG INPUT, S | TURBINE PANEL B
AF0074 | 2684693-18,2684693-56 | 5094-IF8IHXT, 8 ANALOG INPUT, ISOLATED | TURBINE PANEL B
AF0075 | 2684693-18,2684693-30 | 5094-IF4IHSXT, 4 ANALOG INPUT, S | TURBINE PANEL B
AF0076 | 2684693-18,2684693-55 | 5094-OB16SXT, 16 DISCRETE OUTPUT, S | TURBINE PANEL B
AF0077 | 2684693-19,2684693-33 | 5094-IY8XT, 8 ANALOG INPUT,TC/RTD/I&V | TURBINE PANEL B
AF0410 | 1322418-11,1322418-20,1322418-70,1322418-71 | 1444-DYN04-01RA, 4-CH VIBRATION INPUT^DYNAMIX 1444 VIBRATION | TURBINE PANEL B
AF0500 | 1322418-31,1322418-40,1322418-72,1322418-73 | 1444-TSCX02-02RB, 2-CH TACHOMETER INPUT^DYNAMIX 1444 VIBRATION | TURBINE PANEL B
AF0510 | 1322418-11,1322418-20,1322418-70,1322418-71 | 1444-DYN04-01RA, 4-CH VIBRATION INPUT^DYNAMIX 1444 VIBRATION | TURBINE PANEL B
AU0060 | 2684693-22 | 5094-AENTRXT, FLEX 5000 I/O | TURBINE PANEL B
AU0070 | 2684693-22 | 5094-AENTRXT, FLEX 5000 I/O | TURBINE PANEL B
FU0060 | 1043265-1,1043265-5 | FUSE, 10A | TURBINE PANEL B
FU0061 | 1043265-1,1043265-5 | FUSE, 10A | TURBINE PANEL B
FU0062 | 1043265-1,1043265-5 | FUSE, 10A | TURBINE PANEL B
FU0063 | 1043265-1,1043265-5 | FUSE, 10A | TURBINE PANEL B
FU0070 | 1043265-1,1043265-5 | FUSE, 10A | TURBINE PANEL B
FU0071 | 1043265-1,1043265-5 | FUSE, 10A | TURBINE PANEL B
FU0113 | 1043265-1,1043265-4 | FUSE, 5A | TURBINE PANEL B
FU0130 | 1043265-1,1043265-7 | FUSE, 20A | TURBINE PANEL B
FU0131 | 1043265-1,1043265-4 | FUSE, 5A | TURBINE PANEL B
FU0211 | 1043265-1,1043265-4 | FUSE, 5A | TURBINE PANEL B
FU0212 | 1043265-1,1043265-3 | FUSE, 2A | TURBINE PANEL B
FU0291 | 1043265-1,1043265-4 | FUSE, 5A | TURBINE PANEL B
GR0231 | 903842C1 | RAIL LUG, DINRAIL GROUNDING | TURBINE PANEL B
GR0232 | 903842C1 | RAIL LUG, DINRAIL GROUNDING | TURBINE PANEL B
GR0233 | 903842C1 | RAIL LUG, DINRAIL GROUNDING | TURBINE PANEL B
IEG0130 | 232941-110 | BUS BAR, COMPRESSOR - INSTRUMENT EARTH GROUNDING | TURBINE PANEL B
IEG0230 | 232941-300 | BUS BAR, PANEL B - INSTRUMENT EARTH GROUNDING | TURBINE PANEL B
KA0120 | 1061979-1 | RELAY, CONTROLLER ACTIVE | TURBINE PANEL B
KA0130 | 1061979-1 | RELAY, LOWSPEED/OPEN PROBE SETPOINT | TURBINE PANEL B
KA0131 | 1061979-1 | RELAY, CONTROLLER ACTIVE | TURBINE PANEL B
KA0132 | 1061979-1 | RELAY, CONTROLLER ACTIVE | TURBINE PANEL B
KA0133 | 1061979-1 | RELAY, POST LUBE NOT REQUIRED | TURBINE PANEL B
KA0134 | 1061979-1 | RELAY, BACKUP COMMAND OFF | TURBINE PANEL B
KA0136 | 1061979-1 | RELAY, LUBE OIL HEADER^PRESSURE HIGH | TURBINE PANEL B
KA0137 | 1061979-1 | RELAY, LUBE PUMP INHIBIT | TURBINE PANEL B
KA0138 | 1061979-1 | RELAY, BACKUP LUBE OIL PUMP OFF | TURBINE PANEL B
KA0141 | 1061979-1 | RELAY, CONTROLLER ACTIVE | TURBINE PANEL B
KA0144 | 1061979-1 | RELAY, AC PRE-POST PUMP | TURBINE PANEL B
KA0190 | 1061979-1 | RELAY, CONTROLLER ACTIVE | TURBINE PANEL B
KA0191 | 1061979-1 | RELAY, CONTROLLER ACTIVE | TURBINE PANEL B
KA0192 | 1061979-1 | RELAY, CONTROLLER ACTIVE | TURBINE PANEL B
KA0193 | 1061979-1 | RELAY, CONTROLLER ACTIVE | TURBINE PANEL B
KA0217 | 1061979-1 | RELAY, MAIN GAS FUEL ACTUATOR ENABLE | TURBINE PANEL B
KA0221 | 1061979-1 | RELAY, PRIMARY GAS FUEL^SHUTOFF VALVE | TURBINE PANEL B
KA0222 | 1061979-1 | RELAY, SECONDARY GAS FUEL^ SHUTOFF VALVE | TURBINE PANEL B
KA0231 | 1061979-1 | RELAY, CONTROLLER ACTIVE | TURBINE PANEL B
KA0232 | 1061979-1 | RELAY, CONTROLLER ACTIVE | TURBINE PANEL B
KA0233 | 1061979-1 | RELAY, CONTROLLER ACTIVE | TURBINE PANEL B
KA0234 | 1061979-1 | RELAY, CONTROLLER ACTIVE | TURBINE PANEL B
KA0235 | 1061979-1 | RELAY, NO EMERGENCY ^SHUTDOWN SUMMARY | TURBINE PANEL B
KA0236 | 1061979-1 | RELAY, NO EMERGENCY ^SHUTDOWN SUMMARY | TURBINE PANEL B
KA0237 | 1061979-1 | RELAY, NO EMERGENCY^SHUTDOWN SUMMARY | TURBINE PANEL B
KA0238 | 1061979-1 | RELAY, NO EMERGENCY SHUTDOWN SUMMARY | TURBINE PANEL B
KA0239 | 1061979-1 | RELAY, NO EMERGENCY SHUTDOWN SUMMARY | TURBINE PANEL B
KA0240 | 1061979-1 | RELAY, NO EMERGENCY SHUTDOWN SUMMARY | TURBINE PANEL B
KA0241 | 1061979-1 | RELAY, BACKUP SYSTEM RESET | TURBINE PANEL B
KA0242 | 1061979-1 | RELAY, BACKUP SYSTEM RESET | TURBINE PANEL B
KA0243 | 1061979-1 | RELAY, NO FIRE DETECTED | TURBINE PANEL B
KA0244 | 1061979-1 | RELAY, NO FIRE DETECTED | TURBINE PANEL B
KA0245 | 1061979-1 | RELAY, NO GAS DETECTED | TURBINE PANEL B
KA0246 | 1061979-1 | RELAY, NO FIRE DETECTED | TURBINE PANEL B
KA0247 | 1061979-1 | RELAY, NO FIRE DETECTED | TURBINE PANEL B
KA0248 | 1061979-1 | RELAY, NO EMERGENCY SHUTDOWN SUMMARY | TURBINE PANEL B
KA0249 | 1061979-1 | RELAY, NO GAS DETECTED | TURBINE PANEL B
KA0250 | 1061979-1 | RELAY, NO EMERGENCY SHUTDOWN SUMMARY | TURBINE PANEL B
KA1020 | 1061979-1 | RELAY, IGNITION START | TURBINE PANEL B
KA2160 | 1061979-1 | RELAY, SPARE | TURBINE PANEL B
KA2161 | 1061979-1 | RELAY, SPARE | TURBINE PANEL B
KA4401 | 1061979-1 | RELAY, CASE DEPRESSURIZED | TURBINE PANEL B
KT0140 | 2651077-1 | TIMER RELAY, BACKUP PUMP POST LUBE OFF CYCLE | TURBINE PANEL B
KT0141 | 2651077-1 | TIMER RELAY, BACKUP POST LUBE CONTINUOUS | TURBINE PANEL B
KT0142 | 2651077-1 | TIMER RELAY, TOTAL POST LUBE | TURBINE PANEL B
KT0143 | 2651077-1 | TIMER RELAY, BACKUP PUMP POST LUBE ON CYCLE | TURBINE PANEL B
KT0144 | 2651077-1 | TIMER RELAY, HEADER PRESSURE HIGH BACKUP PUMP OFF | TURBINE PANEL B
KT0145 | 2651077-1 | TIMER RELAY, FIRE DETECTED ROLLDOWN LUBE | TURBINE PANEL B
KT0146 | 2651077-3 | TIMER RELAY, WATCHDOG | TURBINE PANEL B
UA1200 | 1053834-4 | SIGNAL CONVERTER, BACKUP OVERSPEED | TURBINE PANEL B
XT0060 | 1066730-7,1066730-8,1067996-4 | TERMINAL BLOCK, SPRING, 4 CONDUCTOR,30-12 AWG (0.05-3.31 MM2),NON-IS | TURBINE PANEL B
XT0061 | 1066730-4,1066730-7,1066730-8 | TERMINAL BLOCK, SPRING, 4 CONDUCTOR,30-12 AWG (0.05-3.31 MM2),NON-IS | TURBINE PANEL B
XT0070 | 1066730-7,1066730-8,1067996-4 | TERMINAL BLOCK, SPRING, 4 CONDUCTOR,30-12 AWG (0.05-3.31 MM2),NON-IS | TURBINE PANEL B
XT0110 | 1066730-7,1066730-8,1067996-4 | TERMINAL BLOCK, SPRING, 4 CONDUCTOR,30-12 AWG (0.05-3.31 MM2),NON-IS | TURBINE PANEL B
XT0121 | 1066730-7,1066730-8,1067996-4 | TERMINAL BLOCK, SPRING, 4 CONDUCTOR,30-12 AWG (0.05-3.31 MM2),NON-IS | TURBINE PANEL B
XT0130 | 1066730-7,1066730-8,1067996-4 | TERMINAL BLOCK, SPRING, 4 CONDUCTOR,30-12 AWG (0.05-3.31 MM2),NON-IS | TURBINE PANEL B
XT0136 | 1066730-7,1066730-8,1067996-4 | TERMINAL BLOCK, SPRING, 4 CONDUCTOR,30-12 AWG (0.05-3.31 MM2),NON-IS | TURBINE PANEL B
XT0190 | 1066730-7,1066730-8,1067996-4 | TERMINAL BLOCK, SPRING, 4 CONDUCTOR,30-12 AWG (0.05-3.31 MM2),NON-IS | TURBINE PANEL B
XT0236 | 1066730-7,1066730-8,1067996-4 | TERMINAL BLOCK, SPRING, 4 CONDUCTOR,30-12 AWG (0.05-3.31 MM2),NON-IS | TURBINE PANEL B
XT0237 | 1066730-10,1066730-9,1067996-4 | DIODE TERMINAL STRIP, 4 CONDUCTOR | TURBINE PANEL B
XT0240 | 1066730-7,1066730-8,1067996-4 | TERMINAL BLOCK, SPRING, 4 CONDUCTOR,30-12 AWG (0.05-3.31 MM2),NON-IS | TURBINE PANEL B
XT0400 | 1066730-1,1066730-2,1067996-4 | TERMINAL STRIP, 4 CONDUCTOR | TURBINE PANEL B
XT0500 | 1066730-1,1066730-2,1067996-4 | TERMINAL STRIP, 4 CONDUCTOR | TURBINE PANEL B
XT0520 | 1066730-7,1066730-8,1067996-4 | TERMINAL BLOCK, SPRING, 4 CONDUCTOR,30-12 AWG (0.05-3.31 MM2),NON-IS | TURBINE PANEL B