## Blue Labels
(SHT 1) TURBINE BOX^DOOR^JB70 | (SHT 2) TURBINE BOX^LEFT RAIL^JB70 | (SHT 3) TURBINE BOX^RIGHT RAIL^JB70 | (SHT 4) TURBINE PANEL A | (SHT 5) TURBINE PANEL B | (SHT 6) BOP PANEL^JB74
AT1100 | XT0520 | PC0470 | AR0600 | XT0110 | IEG0257
SB0471 | KA0120 | XT0137 | AP0606 | FU0113 | FU0180
SB0473 | KA0190 | UV0291 | AP0605 | FU0110 | FU0181
SB0474 | KA0191 | XT1100 | AP0604 | XT0400 | XT0180
SH0470 | KA0192 | FU0292 | AP0602 | AF0410 | AU0180
SH0472 | KA0193 | FU1101 | AP0601 | XT0236 | AF0181
SA0473 | XT0130 | FU1100 | AT0600 | XT0237 | GR0180
SA0474 | FU0130 | BA1100 | UV0600 | FU0070 | XT0140
HA0472 | FU0120 | XT0291 | AP0603 | FU0071 | XT0570
SH0471 | FU0121 | XT0001 | XT0135 | XT0070 | KA0535
SA0471 | AU1200 | FU0001 | XT0134 | AU0070 | KA0536
SB0472 | AF1201 | FU0003 | XT0233 | AF0071 | KA0531
| AF1202 | BA0001 | FU0210 | AF0072 | KA0532
| AF1203 | BA0003 | FU0212 | AF0073 | KA0533
| AF1204 | FU0680 | FU0090 | AF0074 | KA0534
| AF1205 | XT0680 | FU0091 | AF0075 | KA0537
| AF1206 | AT0680 | FU0092 | AF0076 | KA0542
| AF1207 | GR1100 | FU0093 | GR0233 | KA0540
| AF1208 |  | XT0090 | FU0291 | KA0550
| GR1101 |  | AU0090 | XT0190 | KA0552
|  |  | AF0091 | XT0136 | KA0541
|  |  | AF0092 | XT0240 | KA0551
|  |  | AF0093 | XT0121 | KA0553
|  |  | AF0094 | KA4401 | KA0554
|  |  | AF0095 | KA2160 | KA0555
|  |  | KA0194 | KA2161 | KT0571
|  |  | KA0135 | KA0235 | KT0572
|  |  | KA3103 | KA0236 | KT0573
|  |  | GR0133 | KA0237 | XT0572
|  |  | XT0235 | KA0238 | XT0573
|  |  | FU0211 | KA0239 | AF0147
|  |  | FU0139 | KA0240 | AF0146
|  |  | FU0082 | KA0248 | GR0257
|  |  | FU0080 | KA0250 | XT0144
|  |  | FU0081 | KA0241 | FU0147
|  |  | XT0080 | KA0242 | FU0570
|  |  | XT0085 | KA0243 | FU0141
|  |  | AU0080 | KA0244 | FU0140
|  |  | AF0081 | KA0246 | AU0140
|  |  | AF0082 | KA0249 | AF0141
|  |  | AF0083 | KA0247 | AF0142
|  |  | AF0084 | KA0245 | AF0143
|  |  | AF0085 | KA0231 | AF0144
|  |  | AF0086 | KA0232 | AF0145
|  |  | AF0087 | KA0233 | GR0140
|  |  | AF0088 | KA0234 | WC1400
|  |  | GR0134 | KA0130
|  |  | FU0010 | KA0131
|  |  | FU0137 | KA0132
|  |  | FU0136 | KA0141
|  |  | XT0139 | KA0133
|  |  | XT0138 | KA0134
|  |  | XT0011 | KA0144
|  |  | FU0012 | KA0136
|  |  | FU0013 | KA0137
|  |  | FU0014 | KA0138
|  |  | FU0015 | KA1020
|  |  | FU0016 | KA0217
|  |  | XT0012 | KA0221
|  |  | XT0200N | KA0222
|  |  | XT0200V | KT0140
|  |  | GR0131 | KT0141
|  |  | FU0031 | KT0142
|  |  | FU0032 | KT0143
|  |  | XT0033 | KT0144
|  |  | GR0132 | KT0145
|  |  | F0201 | KT0146
|  |  | F0200 | GR0232
|  |  | PEG0130 | FU0060
FU0061
FU0062
XT0060
AU0060
GR0231
AF0066
AF0065
AF0064
AF0063
AF0062
AF0061
UA1200
IEG0230

## White Labels
(SHT 6) BOP PANEL^JB74 | (SHT 1) TURBINE BOX^DOOR^JB70 - (SHT 4) TURBINE PANEL A | (SHT 2) TURBINE BOX^LEFT RAIL^JB70 | (SHT 2) TURBINE BOX^LEFT RAIL^JB70 - (SHT 5) TURBINE PANEL B | (SHT 3) TURBINE BOX^RIGHT RAIL^JB70 - (SHT 5) TURBINE PANEL B | (SHT 4) TURBINE PANEL A | (SHT 4) TURBINE PANEL A - (SHT 5) TURBINE PANEL B | (SHT 5) TURBINE PANEL B
AF0143G | PEG01304 | AF1203G | IEG023013 | IEG023014 | AF0083G | IEG02301 | AF0064G
AF0144G |  | AF1204G | IEG02307 |  | AF0084G | IEG023011 | AF0065G
AU0140G |  | AF1205G |  |  | AF0085G | IEG02302 | AF0071G
IEG02571 |  | AF1206G |  |  | AU0080G | IEG02303 | AF0072G
IEG02572 |  | AU1200G |  |  | AU0090G | IEG02306 | AF0073G
IEG02573 |  |  |  |  | PEG01301 |  | AF0074G
IEG02574 |  |  |  |  | PEG01302 |  | AU0060G
IEG02575 |  |  |  |  | UV0600G |  | AU0070G
GR0232
IEG023010
IEG023012
IEG02304
IEG02305
IEG02308
IEG02309
XT04001

## Heat Shrink Labels
(SHT 5) TURBINE PANEL B
WC4524

## BOP PANEL^JB74
BOP PANEL^JB74
Project # | J0971
Project Name | EPROD BECKVILLE CONTROL RETROFITS-PRU
Revision | A.4
Controls DE | S. MARTINEZ
Phone:
Controls ME | A.PUENTES
Phone:
From | [5 empty] | To
Device ID | Cable (W) Conductor (SC) Jumper Clip (JC) | Wire No. | Wire ID | Gauge/Size | Page/Zone | Device ID | Location | Page/Zone
XT0140:3 | JC | 0V | CLIP | --- | 18.A5 | XT0140:2 | BOP PANEL^JB74 | 18.A5
XT0140:4 | JC | 0V | CLIP | --- | 18.A5 | XT0140:3 | BOP PANEL^JB74 | 18.A5
AF0141:00 | SC | KA053121 | WHT | 20 | 57.A7 | KA0531:21 | BOP PANEL^JB74 | 57.A6
AF0141:02 | SC | 014102 | WHT | 20 | 57.B7 | KA0552:14 | BOP PANEL^JB74 | 57.C6
AF0141:04 | SC | KA053211 | WHT | 20 | 58.A7 | KA0532:11 | BOP PANEL^JB74 | 58.A6
AF0141:06 | SC | 014106 | WHT | 20 | 58.B7 | KA0553:14 | BOP PANEL^JB74 | 58.B6
AF0141:08 | SC | 014108 | WHT | 20 | 59.A7 | KA0555:11 | BOP PANEL^JB74 | 59.A6
AF0141:10 | SC | XT0573B2 | WHT | 20 | 56.B7 | XT0573:4 B2 | BOP PANEL^JB74 | 56.B5
AF0141:12 | SC | 014112 | WHT | 20 | 59.B7 | KA0554:11 | BOP PANEL^JB74 | 59.B6
AF0141:14 | SC | KA053111 | WHT | 20 | 56.A7 | KA0531:11 | BOP PANEL^JB74 | 56.A5
AF0141:16 | SC | SV76212 | WHT | 20 | 57.A7 | XT0572:4 | BOP PANEL^JB74 | 57.A5
AF0141:20 | SC | SV76412 | WHT | 20 | 58.A7 | XT0572:5 | BOP PANEL^JB74 | 58.A5
AF0141:32 | SC | KA055011 | WHT | 20 | 57.A7 | KA0550:11 | BOP PANEL^JB74 | 57.A6
AF0141:36 | SC | 014136 | WHT | 20 | 58.A7 | KA0551:11 | BOP PANEL^JB74 | 58.A6
AF0141:COM | SC | 0V | WHT | 14 | 18.B2 | XT0140:3 | BOP PANEL^JB74 | 18.A5
AF0141:P | SC | * |  |  | 18.B2 | AU0140:J | BOP PANEL^JB74 | 18.B1
AF0141:V+ | SC | FU0141 | WHT | 16 | 18.B2 | FU0141:LD | BOP PANEL^JB74 | 18.C1
AF0142:07 | SC | ZSC76112 | WHT | 20 | 56.B7 | XT0572:1 | BOP PANEL^JB74 | 56.B5
AF0142:23 | SC | KT0571A2 | WHT | 20 | 56.B7 | KT0571:A2 | BOP PANEL^JB74 | 56.B6
AF0142:COM | SC | AF0142N | WHT | 16 | 18.B3 | AF0143:COM | BOP PANEL^JB74 | 18.B3
AF0142:COM | SC | AU0140N | WHT | 16 | 18.B3 | AU0140:COM | BOP PANEL^JB74 | 18.B1
AF0142:V+ | SC | AF0142P | WHT | 16 | 18.B3 | AF0143:V+ | BOP PANEL^JB74 | 18.B3
AF0142:V+ | SC | AU0140P | WHT | 16 | 18.B3 | AU0140:V+ | BOP PANEL^JB74 | 18.B1
AF0143:COM | SC | AF0143N | WHT | 16 | 18.B3 | AF0144:COM | BOP PANEL^JB74 | 18.B4
AF0143:SH | SC | AF0143G | GRN | 14 | 18.B3 | AF0144:SH | BOP PANEL^JB74 | 18.B4
AF0143:SH | SC | AU0140G | GRN | 14 | 18.B3 | AU0140:GND | BOP PANEL^JB74 | 18.B1
AF0143:V+ | SC | AF0143P | WHT | 16 | 18.B3 | AF0144:V+ | BOP PANEL^JB74 | 18.B4
AF0144:COM | SC | AF0144N | WHT | 16 | 18.B4 | AF0145:COM | BOP PANEL^JB74 | 18.B5
AF0144:SH | SC | AF0144G | GRN | 14 | 18.B4 | AF0145:SH | BOP PANEL^JB74 | 18.B5
AF0144:V+ | SC | AF0144P | WHT | 16 | 18.B4 | AF0145:V+ | BOP PANEL^JB74 | 18.B5
AF0145:COM | SC | AF0145N | WHT | 14 | 18.B5 | AF0147:COM | BOP PANEL^JB74 | 18.C6
AF0145:SH | SC | IEG02571 | GRN | 14 | 18.B5 | IEG0257:1 | BOP PANEL^JB74 | 18.C5
AF0145:V+ | SC | AF0145P | WHT | 16 | 18.B5 | AF0147:V+ | BOP PANEL^JB74 | 18.C6
AF0146:COM | SC | 0V | WHT | 16 | 18.D6 | XT0140:3 | BOP PANEL^JB74 | 18.A5
AF0146:V+ | SC | FU0147 | WHT | 14 | 18.D6 | XT0144:1 | BOP PANEL^JB74 | 18.C2
AF0147:04 | SC | ZSC76212 | WHT | 20 | 57.B7 | XT0572:2 | BOP PANEL^JB74 | 57.B5
AF0147:05 | SC | ZSC76412 | WHT | 20 | 58.B7 | XT0572:3 | BOP PANEL^JB74 | 58.B5
AF0147:20 | SC | KT0572A2 | WHT | 20 | 57.B7 | KT0572:A2 | BOP PANEL^JB74 | 57.B6
AF0147:21 | SC | KT0573A2 | WHT | 20 | 58.B7 | KT0573:A2 | BOP PANEL^JB74 | 58.B6
AF0181:00 | SC | 018100 | WHT | 20 | 57.D7 | KA0550:A1 | BOP PANEL^JB74 | 57.D6
AF0181:01 | SC | 018101 | WHT | 20 | 57.D7 | KA0552:A1 | BOP PANEL^JB74 | 57.D6
AF0181:02 | SC | 018102 | WHT | 20 | 58.C7 | KA0551:A1 | BOP PANEL^JB74 | 58.C6
AF0181:03 | SC | 018103 | WHT | 20 | 58.D7 | KA0553:A1 | BOP PANEL^JB74 | 58.D6
AF0181:04 | SC | 018104 | WHT | 20 | 59.C7 | KA0554:A1 | BOP PANEL^JB74 | 59.C6
AF0181:05 | SC | 018105 | WHT | 20 | 59.D7 | KA0555:A1 | BOP PANEL^JB74 | 59.D6
AF0181:16 | SC | KA0550A1 | WHT | 20 | 57.D7 | KA0550:A2 | BOP PANEL^JB74 | 57.D6
AF0181:17 | SC | KA0552A1 | WHT | 20 | 57.D7 | KA0552:A2 | BOP PANEL^JB74 | 57.D6
AF0181:18 | SC | KA0551A1 | WHT | 20 | 58.C7 | KA0551:A2 | BOP PANEL^JB74 | 58.C6
AF0181:19 | SC | KA0553A1 | WHT | 20 | 58.D7 | KA0553:A2 | BOP PANEL^JB74 | 58.D6
AF0181:20 | SC | KA0554A1 | WHT | 20 | 59.C7 | KA0554:A2 | BOP PANEL^JB74 | 59.C6
AF0181:21 | SC | KA0555A1 | WHT | 20 | 59.D7 | KA0555:A2 | BOP PANEL^JB74 | 59.D6
AF0181:COM | SC | 0V | WHT | 16 | 18.C2 | XT0180:1 | BOP PANEL^JB74 | 18.D1
AF0181:V+ | SC | FU0181 | WHT | 16 | 18.C2 | FU0181:LD | BOP PANEL^JB74 | 18.D1
AU0140:COM | SC | 0V | WHT | 16 | 18.B1 | XT0140:2 | BOP PANEL^JB74 | 18.A5
AU0140:V+ | SC | FU0140 | WHT | 16 | 18.B1 | FU0140:LD | BOP PANEL^JB74 | 18.B1
AU0180:COM | SC | 0V | WHT | 14 | 18.C1 | XT0180:1 | BOP PANEL^JB74 | 18.D1
AU0180:GND | SC | IEG02572 | GRN | 14 | 18.C1 | IEG0257:2 | BOP PANEL^JB74 | 18.D2
AU0180:V+ | SC | FU0180 | WHT | 16 | 18.C1 | FU0180:LD | BOP PANEL^JB74 | 18.D1
FU0140:LI | SC | FU0570 | WHT | 16 | 18.B1 | FU0570:LD | BOP PANEL^JB74 | 18.A4
FU0140:LI | SC | FU0570 | WHT | 16 | 18.B1 | FU0141:LI | BOP PANEL^JB74 | 18.C1
FU0141:LI | SC | FU0570 | WHT | 16 | 18.C1 | FU0147:LI | BOP PANEL^JB74 | 18.C1
FU0147:LD | SC | FU0147 | WHT | 14 | 18.C1 | XT0144:1 | BOP PANEL^JB74 | 18.C2
FU0147:LI | SC | FU0570 | WHT | 16 | 18.C1 | FU0180:LI | BOP PANEL^JB74 | 18.D1
FU0180:LI | SC | FU0570 | WHT | 16 | 18.D1 | FU0181:LI | BOP PANEL^JB74 | 18.D1
FU0570:LI | SC | FU0136 | WHT | 12 | 18.A4 | XT0140:1 | BOP PANEL^JB74 | 18.A5
GR0140: | SC | IEG02574 | GRN | 14 | 4.A4 | IEG0257:4 | BOP PANEL^JB74 | 4.A4
GR0180: | SC | IEG02575 | GRN | 14 | 4.A3 | IEG0257:5 | BOP PANEL^JB74 | 4.A3
GR0257: | SC | IEG02573 | GRN | 14 | 4.B3 | IEG0257:3 | BOP PANEL^JB74 | 4.B3
KA0531:24 | SC | KA053124 | WHT | 20 | 57.A6 | KA0540:A1 | BOP PANEL^JB74 | 57.A5
KA0531:A1 | SC | SB0472B112 | WHT | 20 | 19.A3 | KA0532:A1 | BOP PANEL^JB74 | 19.A3
KA0531:A1 | SC | SB0472B112 | WHT | 20 | 19.A3 | XT0140:6 | BOP PANEL^JB74 | 19.A2
KA0531:A2 | SC | 0V | WHT | 20 | 19.A3 | KA0532:A2 | BOP PANEL^JB74 | 19.A3
KA0531:A2 | SC | 0V | WHT | 20 | 19.A3 | KA0536:A2 | BOP PANEL^JB74 | 19.A3
KA0532:14 | SC | KA053214 | WHT | 20 | 58.A6 | KA0541:A1 | BOP PANEL^JB74 | 58.A5
KA0532:A1 | SC | SB0472B112 | WHT | 20 | 19.A3 | KA0533:A1 | BOP PANEL^JB74 | 19.B3
KA0532:A2 | SC | 0V | WHT | 20 | 19.A3 | KA0533:A2 | BOP PANEL^JB74 | 19.B3
KA0533:11 | SC | FU0147 | WHT | 14 | 19.C2 | XT0140:7 | BOP PANEL^JB74 | 19.C1
KA0533:A1 | SC | SB0472B112 | WHT | 20 | 19.B3 | KA0534:A1 | BOP PANEL^JB74 | 19.B3
KA0533:A2 | SC | 0V | WHT | 20 | 19.B3 | KA0534:A2 | BOP PANEL^JB74 | 19.B3
KA0534:A1 | SC | SB0472B112 | WHT | 20 | 19.B3 | KA0537:A1 | BOP PANEL^JB74 | 19.B3
KA0534:A2 | SC | 0V | WHT | 20 | 19.B3 | KA0537:A2 | BOP PANEL^JB74 | 19.B3
KA0535:11 | SC | KA053511 | WHT | 20 | 59.B6 | KA0554:14 | BOP PANEL^JB74 | 59.B6
KA0535:14 | SC | KA053514 | WHT | 20 | 59.B6 | XT0573:1 B2 | BOP PANEL^JB74 | 59.B5
KA0535:21 | SC | KA054214 | WHT | 20 | 19.D4 | KA0542:14 | BOP PANEL^JB74 | 19.D3
KA0535:22 | SC | KA053522 | WHT | 20 | 19.D4 | XT0573:6 T1 | BOP PANEL^JB74 | 59.A5
KA0535:A1 | SC | KA0231A1 | WHT | 20 | 19.A3 | KA0536:A1 | BOP PANEL^JB74 | 19.A3
KA0535:A1 | SC | KA0231A1 | WHT | 20 | 19.A3 | XT0140:5 | BOP PANEL^JB74 | 19.A2
KA0535:A2 | SC | 0V | WHT | 20 | 19.A3 | KA0536:A2 | BOP PANEL^JB74 | 19.A3
KA0535:A2 | SC | 0V | WHT | 20 | 19.A3 | XT0140:4 | BOP PANEL^JB74 | 18.A5
KA0536:11 | SC | XT05732B1 | WHT | 20 | 59.B5 | XT0573:2 B1 | BOP PANEL^JB74 | 59.B6
KA0536:12 | SC | KA053612 | WHT | 20 | 59.B5 | XT0573:1 T1 | BOP PANEL^JB74 | 59.B5
KA0536:21 | SC | KA053621 | WHT | 20 | 59.A6 | KA0555:14 | BOP PANEL^JB74 | 59.A6
KA0536:24 | SC | XT05736B2 | WHT | 20 | 59.A6 | XT0573:6 B2 | BOP PANEL^JB74 | 59.A5
KA0537:A2 | SC | 0V | WHT | 20 | 19.B3 | KA0542:A2 | BOP PANEL^JB74 | 19.C3
KA0540:11 | SC | KA054011 | WHT | 20 | 57.A5 | KA0550:14 | BOP PANEL^JB74 | 57.A6
KA0540:21 | SC | ZSC76212 | WHT | 20 | 57.B5 | XT0572:2 | BOP PANEL^JB74 | 57.B5
KA0540:22 | SC | KA054012 | WHT | 20 | 57.B5 | KT0572:A1 | BOP PANEL^JB74 | 57.B6
KA0540:A2 | SC | SV76212 | WHT | 20 | 57.A5 | XT0572:4 | BOP PANEL^JB74 | 57.A5
KA0541:11 | SC | KA054111 | WHT | 20 | 58.A5 | KA0551:14 | BOP PANEL^JB74 | 58.A6
KA0541:A2 | SC | SV76412 | WHT | 20 | 58.A5 | XT0572:5 | BOP PANEL^JB74 | 58.A5
KA0542:11 | SC | KT057218 | WHT | 20 | 19.D3 | KT0572:18 | BOP PANEL^JB74 | 19.D3
KA0542:A1 | SC | KT057318 | WHT | 20 | 19.C3 | KT0573:18 | BOP PANEL^JB74 | 19.C3
KA0552:11 | SC | KA055211 | WHT | 20 | 57.C6 | XT0573:5 B2 | BOP PANEL^JB74 | 57.C5
KA0553:11 | SC | KA055311 | WHT | 20 | 58.B6 | XT0573:3 B2 | BOP PANEL^JB74 | 58.B5
KT0571:15 | SC | KA053312 | WHT | 20 | 19.D3 | KT0572:15 | BOP PANEL^JB74 | 19.D3
KT0571:16 | SC | KT057116 | WHT | 20 | 19.D3 | XT0573:4 T2 | BOP PANEL^JB74 | 56.B5
KT0571:A1 | SC | ZSC76112 | WHT | 20 | 56.B6 | XT0572:1 | BOP PANEL^JB74 | 56.B5
KT0572:15 | SC | KA053312 | WHT | 20 | 19.D3 | KT0573:15 | BOP PANEL^JB74 | 19.C3
KT0572:16 | SC | KT057216 | WHT | 20 | 19.D3 | XT0573:2 B2 | BOP PANEL^JB74 | 59.B6
KT0572:16 | SC | KT057216 | WHT | 20 | 19.D3 | XT0573:5 T2 | BOP PANEL^JB74 | 57.C5
KT0573:15 | SC | KA053312 | WHT | 20 | 19.C3 | KA0533:12 | BOP PANEL^JB74 | 19.C2
KT0573:16 | SC | KT057316 | WHT | 20 | 19.C3 | XT0573:2 T2 | BOP PANEL^JB74 | 59.B6
KT0573:16 | SC | KT057316 | WHT | 20 | 19.C3 | XT0573:3 T2 | BOP PANEL^JB74 | 58.B5
KT0573:A1 | SC | ZSC76412 | WHT | 20 | 58.B6 | XT0572:3 | BOP PANEL^JB74 | 58.B5
XT0140:1 | SC | FU0136 | WHT | 14 | 18.A5 | XT0570:1 | BOP PANEL^JB74 | 18.A5
XT0140:2 | SC | 0V | WHT | 14 | 18.A5 | XT0570:2 | BOP PANEL^JB74 | 18.A5
XT0144:1 | SC | FU0147 | WHT | 14 | 18.C2 | XT0140:7 | BOP PANEL^JB74 | 19.C1
XT0180:1 | SC | 0V | WHT | 20 | 18.D1 | XT0140:4 | BOP PANEL^JB74 | 18.A5
AU0140:L2 | WC0014 | AU0140L2 | ENET | CABLE | 2.B2 | AU0180:L1 | BOP PANEL^JB74 | 2.B3
AF0145:J | WC1400 | AF0145J | CABLE | CABLE | 18.B5 | AF0146:P | BOP PANEL^JB74 | 18.D6
SolarTools ver. 24.0.84.24712 (Jul 31, 2025)
Report date: 3/31/2026 5:23 PM

## TURBINE BOX^DOOR^JB70
TURBINE BOX^DOOR^JB70
Project # | J0971
Project Name | EPROD BECKVILLE CONTROL RETROFITS-PRU
Revision | A.4
Controls DE | S. MARTINEZ
Phone:
Controls ME | A.PUENTES
Phone:
From | [5 empty] | To
Device ID | Cable (W) Conductor (SC) Jumper Clip (JC) | Wire No. | Wire ID | Gauge/Size | Page/Zone | Device ID | Location | Page/Zone
AT1100:NEG | SC | 0V | WHT | 14 | 22.D3 | XT0291:2 | TURBINE BOX^RIGHT RAIL^JB70 | 22.D5
AT1100:POS | SC | FU1100 | WHT | 14 | 22.D3 | FU1100:LD | TURBINE BOX^RIGHT RAIL^JB70 | 22.D3
SB0472:B1-11 | SC | SB0472B111 | WHT | 20 | 21.B1 | XT0137:1 | TURBINE BOX^RIGHT RAIL^JB70 | 21.B5
SB0472:B1-12 | SC | SB0472B112 | WHT | 20 | 21.B1 | XT0137:2 | TURBINE BOX^RIGHT RAIL^JB70 | 21.B5
SH0470:13 | SC | SH047013 | WHT | 20 | 20.B1 | XT0137:5 | TURBINE BOX^RIGHT RAIL^JB70 | 20.B5
SH0470:14 | SC | SH047014 | WHT | 20 | 20.B1 | XT0137:6 | TURBINE BOX^RIGHT RAIL^JB70 | 20.B5
SH0471:11 | SC | SH047111 | WHT | 20 | 20.A1 | XT0137:3 | TURBINE BOX^RIGHT RAIL^JB70 | 20.A5
SH0471:12 | SC | SH047112 | WHT | 20 | 20.A1 | XT0137:4 | TURBINE BOX^RIGHT RAIL^JB70 | 20.A5
AT1100:L1 | WC0101 | BA1100DEVICE | ENET | CABLE | 22.D3 | BA1100:DEVICE | TURBINE BOX^RIGHT RAIL^JB70 | 22.D1
AT1100:GND | SC | PEG01304 | GRN/YEL | 14 | 22.D3 | PEG0130:4 | TURBINE PANEL A | 22.D6
SA0471:B1-13 | SC | SA0471B113 | WHT | 20 | 21.B1 | AF0088:40 | TURBINE PANEL A | 21.B7
SA0471:B1-14 | SC | SA0471B114 | WHT | 20 | 21.B1 | AF0088:08 | TURBINE PANEL A | 21.B7
SA0471:B2-13 | SC | SA0471B213 | WHT | 20 | 21.A1 | AF0088:39 | TURBINE PANEL A | 21.A7
SA0471:B2-14 | SC | SA0471B214 | WHT | 20 | 21.A1 | AF0088:07 | TURBINE PANEL A | 21.A7
SA0473:11 | SC | SA047311 | WHT | 20 | 21.D1 | AF0088:37 | TURBINE PANEL A | 21.D7
SA0473:12 | SC | SA047312 | WHT | 20 | 21.D1 | AF0088:05 | TURBINE PANEL A | 21.D7
SA0473:13 | SC | SA047313 | WHT | 20 | 21.D1 | AF0088:38 | TURBINE PANEL A | 21.D7
SA0473:14 | SC | SA047314 | WHT | 20 | 21.D1 | AF0088:06 | TURBINE PANEL A | 21.D7
SA0474:B1-13 | SC | SA0474B113 | WHT | 20 | 21.C1 | AF0087:34 | TURBINE PANEL A | 21.C7
SA0474:B1-14 | SC | SA0474B114 | WHT | 20 | 21.C1 | AF0087:02 | TURBINE PANEL A | 21.C7
SA0474:B2-13 | SC | SA0474B213 | WHT | 20 | 21.C1 | AF0087:33 | TURBINE PANEL A | 21.C7
SA0474:B2-14 | SC | SA0474B214 | WHT | 20 | 21.C1 | AF0087:01 | TURBINE PANEL A | 21.C7
SB0471:11 | SC | SB047111 | WHT | 20 | 20.D1 | AF0088:34 | TURBINE PANEL A | 20.D7
SB0471:12 | SC | SB047112 | WHT | 20 | 20.D1 | AF0088:02 | TURBINE PANEL A | 20.D7
SB0472:B2-11 | SC | SB0472B211 | WHT | 20 | 21.B1 | AF0081:36 | TURBINE PANEL A | 21.B7
SB0472:B2-12 | SC | SB0472B212 | WHT | 20 | 21.B1 | AF0081:04 | TURBINE PANEL A | 21.B7
SB0473:13 | SC | SB047313 | WHT | 20 | 20.D1 | AF0088:35 | TURBINE PANEL A | 20.D7
SB0473:14 | SC | SB047314 | WHT | 20 | 20.D1 | AF0088:03 | TURBINE PANEL A | 20.D7
SB0474:13 | SC | SB047413 | WHT | 20 | 21.A1 | AF0088:36 | TURBINE PANEL A | 21.A7
SB0474:14 | SC | SB047414 | WHT | 20 | 21.A1 | AF0088:04 | TURBINE PANEL A | 21.A7
SH0470:11 | SC | SH047011 | WHT | 20 | 20.B1 | AF0088:33 | TURBINE PANEL A | 20.B7
SH0470:12 | SC | SH047012 | WHT | 20 | 20.B1 | AF0088:01 | TURBINE PANEL A | 20.B7
SH0470:X1 | SC | SH0470X1 | WHT | 20 | 20.B1 | AF0093:22 | TURBINE PANEL A | 20.B7
SH0470:X2 | SC | SH0470X2 | WHT | 20 | 20.B1 | AF0093:06 | TURBINE PANEL A | 20.B7
SH0471:13 | SC | SH047113 | WHT | 20 | 20.A1 | AF0088:32 | TURBINE PANEL A | 20.A7
SH0471:14 | SC | SH047114 | WHT | 20 | 20.A1 | AF0088:00 | TURBINE PANEL A | 20.A7
SH0471:X1 | SC | SH0471X1 | WHT | 20 | 20.A1 | AF0093:25 | TURBINE PANEL A | 20.A7
SH0471:X2 | SC | SH0471X2 | WHT | 20 | 20.A1 | AF0093:09 | TURBINE PANEL A | 20.A7
HA0472:BLK-1 | WC5072 | HA04721 | 1 | 18 | 20.C1 | AF0092:28 | TURBINE PANEL A | 20.C7
HA0472:BLK-2 | WC5072 | HA04722 | 2 | 18 | 20.C1 | AF0092:12 | TURBINE PANEL A | 20.C7
SH0472:11 | SC | SH047211 | WHT | 20 | 20.C1 | XT0236:4 | TURBINE PANEL B | 20.C5
SH0472:12 | SC | SH047212 | WHT | 20 | 20.C1 | XT0236:5 | TURBINE PANEL B | 20.C5
SH0472:13 | SC | FU0139 | WHT | 20 | 20.C1 | XT0236:1 | TURBINE PANEL B | 20.C5
SH0472:14 | SC | KA0241A1 | WHT | 20 | 20.C1 | XT0236:2 | TURBINE PANEL B | 20.C5
SH0472:X1 | SC | 0V | WHT | 20 | 20.C1 | XT0236:3 | TURBINE PANEL B | 20.C5
SH0472:X2 | SC | SH0472X2 | WHT | 20 | 20.C1 | XT0237:2 B1 | TURBINE PANEL B | 20.C5
SolarTools ver. 24.0.84.24712 (Jul 31, 2025)
Report date: 3/31/2026 5:23 PM

## TURBINE BOX^LEFT RAIL^JB70
TURBINE BOX^LEFT RAIL^JB70
Project # | J0971
Project Name | EPROD BECKVILLE CONTROL RETROFITS-PRU
Revision | A.4
Controls DE | S. MARTINEZ
Phone:
Controls ME | A.PUENTES
Phone:
From | [5 empty] | To
Device ID | Cable (W) Conductor (SC) Jumper Clip (JC) | Wire No. | Wire ID | Gauge/Size | Page/Zone | Device ID | Location | Page/Zone
XT0130:3 | JC | 0V | CLIP | --- | 17.A5 | XT0130:2 | TURBINE BOX^LEFT RAIL^JB70 | 17.A5
XT0130:4 | JC | 0V | CLIP | --- | 17.A5 | XT0130:3 | TURBINE BOX^LEFT RAIL^JB70 | 17.A5
AF1201:08 | SC | 120108 | WHT | 20 | 48.A7 | KA0193:14 | TURBINE BOX^LEFT RAIL^JB70 | 48.B6
AF1201:COM | SC | 0V | WHT | 20 | 17.D2 | XT0130:3 | TURBINE BOX^LEFT RAIL^JB70 | 17.A5
AF1201:J | SC | * |  |  | 17.D2 | AF1202:P | TURBINE BOX^LEFT RAIL^JB70 | 17.D3
AF1201:P | SC | * |  |  | 17.D2 | AU1200:J | TURBINE BOX^LEFT RAIL^JB70 | 17.C1
AF1201:V+ | SC | FU0121 | WHT | 14 | 17.D2 | FU0121:LD | TURBINE BOX^LEFT RAIL^JB70 | 17.D1
AF1202:COM | SC | AF1202N | WHT | 20 | 17.D3 | AF1203:COM | TURBINE BOX^LEFT RAIL^JB70 | 17.D3
AF1202:COM | SC | AU1200N | WHT | 20 | 17.D3 | AU1200:COM | TURBINE BOX^LEFT RAIL^JB70 | 17.C1
AF1202:J | SC | * |  |  | 17.D3 | AF1203:P | TURBINE BOX^LEFT RAIL^JB70 | 17.D3
AF1202:V+ | SC | AF1202P | WHT | 20 | 17.D3 | AF1203:V+ | TURBINE BOX^LEFT RAIL^JB70 | 17.D3
AF1202:V+ | SC | AU1200P | WHT | 20 | 17.D3 | AU1200:V+ | TURBINE BOX^LEFT RAIL^JB70 | 17.C1
AF1203:COM | SC | AF1203N | WHT | 20 | 17.D3 | AF1204:COM | TURBINE BOX^LEFT RAIL^JB70 | 17.C4
AF1203:J | SC | * |  |  | 17.D3 | AF1204:P | TURBINE BOX^LEFT RAIL^JB70 | 17.C4
AF1203:SH | SC | AF1203G | GRN | 14 | 17.D3 | AF1204:SH | TURBINE BOX^LEFT RAIL^JB70 | 17.C4
AF1203:SH | SC | AU1200G | GRN | 14 | 17.D3 | AU1200:GND | TURBINE BOX^LEFT RAIL^JB70 | 17.C1
AF1203:V+ | SC | AF1203P | WHT | 20 | 17.D3 | AF1204:V+ | TURBINE BOX^LEFT RAIL^JB70 | 17.C4
AF1204:COM | SC | AF1204N | WHT | 20 | 17.C4 | AF1205:COM | TURBINE BOX^LEFT RAIL^JB70 | 17.C4
AF1204:J | SC | * |  |  | 17.C4 | AF1205:P | TURBINE BOX^LEFT RAIL^JB70 | 17.C4
AF1204:SH | SC | AF1204G | GRN | 14 | 17.C4 | AF1205:SH | TURBINE BOX^LEFT RAIL^JB70 | 17.C4
AF1204:V+ | SC | AF1204P | WHT | 20 | 17.C4 | AF1205:V+ | TURBINE BOX^LEFT RAIL^JB70 | 17.C4
AF1205:COM | SC | AF1205N | WHT | 20 | 17.C4 | AF1206:COM | TURBINE BOX^LEFT RAIL^JB70 | 17.D5
AF1205:J | SC | * |  |  | 17.C4 | AF1206:P | TURBINE BOX^LEFT RAIL^JB70 | 17.D5
AF1205:SH | SC | AF1205G | GRN | 14 | 17.C4 | AF1206:SH | TURBINE BOX^LEFT RAIL^JB70 | 17.D5
AF1205:V+ | SC | AF1205P | WHT | 20 | 17.C4 | AF1206:V+ | TURBINE BOX^LEFT RAIL^JB70 | 17.D5
AF1206:COM | SC | AF1206N | WHT | 20 | 17.D5 | AF1207:COM | TURBINE BOX^LEFT RAIL^JB70 | 17.C6
AF1206:J | SC | * |  |  | 17.D5 | AF1207:P | TURBINE BOX^LEFT RAIL^JB70 | 17.C6
AF1206:SH | SC | AF1206G | GRN | 14 | 17.D5 | AF1208:SH | TURBINE BOX^LEFT RAIL^JB70 | 17.D6
AF1206:V+ | SC | AF1206P | WHT | 20 | 17.D5 | AF1207:V+ | TURBINE BOX^LEFT RAIL^JB70 | 17.C6
AF1207:COM | SC | AF1207N | WHT | 20 | 17.C6 | AF1208:COM | TURBINE BOX^LEFT RAIL^JB70 | 17.D6
AF1207:J | SC | * |  |  | 17.C6 | AF1208:P | TURBINE BOX^LEFT RAIL^JB70 | 17.D6
AF1207:V+ | SC | AF1207P | WHT | 20 | 17.C6 | AF1208:V+ | TURBINE BOX^LEFT RAIL^JB70 | 17.D6
AU1200:COM | SC | 0V | WHT | 14 | 17.C1 | XT0130:4 | TURBINE BOX^LEFT RAIL^JB70 | 17.A5
AU1200:V+ | SC | FU0120 | WHT | 14 | 17.C1 | FU0120:LD | TURBINE BOX^LEFT RAIL^JB70 | 17.D1
FU0120:LI | SC | FU0130 | WHT | 14 | 17.D1 | FU0130:LD | TURBINE BOX^LEFT RAIL^JB70 | 17.A4
FU0120:LI | SC | FU0130 | WHT | 14 | 17.D1 | FU0121:LI | TURBINE BOX^LEFT RAIL^JB70 | 17.D1
FU0130:LI | SC | FU0136 | WHT | 14 | 17.A4 | XT0130:1 | TURBINE BOX^LEFT RAIL^JB70 | 17.A5
KA0120:A1 | SC | KA0231A1 | WHT | 20 | 17.B5 | XT0130:6 | TURBINE BOX^LEFT RAIL^JB70 | 17.B5
KA0120:A2 | SC | 0V | WHT | 14 | 17.B5 | XT0130:7 | TURBINE BOX^LEFT RAIL^JB70 | 17.B5
KA0190:A1 | SC | KA0231A1 | WHT | 20 | 17.A7 | KA0191:A1 | TURBINE BOX^LEFT RAIL^JB70 | 17.A7
KA0190:A1 | SC | KA0231A1 | WHT | 20 | 17.A7 | XT0130:6 | TURBINE BOX^LEFT RAIL^JB70 | 17.B5
KA0190:A2 | SC | 0V | WHT | 20 | 17.A7 | KA0191:A2 | TURBINE BOX^LEFT RAIL^JB70 | 17.A7
KA0190:A2 | SC | 0V | WHT | 20 | 17.A7 | XT0130:7 | TURBINE BOX^LEFT RAIL^JB70 | 17.B5
KA0191:A1 | SC | KA0231A1 | WHT | 20 | 17.A7 | KA0192:A1 | TURBINE BOX^LEFT RAIL^JB70 | 17.A7
KA0191:A2 | SC | 0V | WHT | 20 | 17.A7 | KA0192:A2 | TURBINE BOX^LEFT RAIL^JB70 | 17.A7
KA0192:A1 | SC | KA0231A1 | WHT | 20 | 17.A7 | KA0193:A1 | TURBINE BOX^LEFT RAIL^JB70 | 17.A7
KA0192:A2 | SC | 0V | WHT | 20 | 17.A7 | KA0193:A2 | TURBINE BOX^LEFT RAIL^JB70 | 17.A7
XT0130:1 | SC | FU0136 | WHT | 14 | 17.A5 | XT0520:1 | TURBINE BOX^LEFT RAIL^JB70 | 17.A5
XT0130:3 | SC | 0V | WHT | 20 | 17.A5 | XT0130:7 | TURBINE BOX^LEFT RAIL^JB70 | 17.B5
XT0130:4 | SC | 0V | WHT | 14 | 17.A5 | XT0520:2 | TURBINE BOX^LEFT RAIL^JB70 | 17.A5
XT0130:5 | SC | KA0231A1 | WHT | 14 | 17.A5 | XT0130:6 | TURBINE BOX^LEFT RAIL^JB70 | 17.B5
XT0520:3 | SC | KA0231A1 | WHT | 14 | 17.B5 | XT0130:5 | TURBINE BOX^LEFT RAIL^JB70 | 17.A5
AF1201:24 | SC | 120124 | WHT | 20 | 48.A7 | KA0194:A2 | TURBINE PANEL A | 48.B6
KA0193:11 | SC | 019311 | WHT | 20 | 48.B6 | KA0194:A1 | TURBINE PANEL A | 48.B6
AF1207:02 | SC | 120702 | WHT | 20 | 46.A7 | KA4401:14 | TURBINE PANEL B | 46.A6
AF1207:18 | SC | 120718 | WHT | 20 | 46.A7 | KA4401:A2 | TURBINE PANEL B | 46.A6
AF1207:34 | SC | PS44012 | WHT | 20 | 46.A7 | KA4401:11 | TURBINE PANEL B | 46.A6
AF1208:SH | SC | IEG02307 | GRN | 14 | 17.D6 | IEG0230:7 | TURBINE PANEL B | 17.D7
FU0121:LI | SC | FU0130 | WHT | 14 | 17.D1 | FU0291:LI | TURBINE PANEL B | 49.A5
GR1101: | SC | IEG023013 | GRN | 14 | 4.A6 | IEG0230:13 | TURBINE PANEL B | 4.A5
KA0190:12 | SC | 019012 | WHT | 20 | 49.C5 | XT0190:1 | TURBINE PANEL B | 49.A6
KA0190:14 | SC | 009512 | WHT | 20 | 49.C5 | XT0190:3 | TURBINE PANEL B | 49.C6
KA0193:12 | SC | 019312 | WHT | 20 | 48.A6 | KA4401:22 | TURBINE PANEL B | 49.A5
XT0130:1 | SC | FU0136 | WHT | 14 | 17.A5 | XT0110:1 | TURBINE PANEL B | 16.A5
XT0130:2 | SC | 0V | WHT | 14 | 17.A5 | XT0110:2 | TURBINE PANEL B | 16.A5
XT0130:5 | SC | KA0231A1 | WHT | 20 | 17.A5 | XT0110:3 | TURBINE PANEL B | 16.B6
AU1200:L1 | WC0041 | AF0410L2 | ENET | CABLE | 2.A3 | AF0410:L2 | TURBINE PANEL B | 2.A2
SolarTools ver. 24.0.84.24712 (Jul 31, 2025)
Report date: 3/31/2026 5:23 PM

## TURBINE BOX^RIGHT RAIL^JB70
TURBINE BOX^RIGHT RAIL^JB70
Project # | J0971
Project Name | EPROD BECKVILLE CONTROL RETROFITS-PRU
Revision | A.4
Controls DE | S. MARTINEZ
Phone:
Controls ME | A.PUENTES
Phone:
From | [5 empty] | To
Device ID | Cable (W) Conductor (SC) Jumper Clip (JC) | Wire No. | Wire ID | Gauge/Size | Page/Zone | Device ID | Location | Page/Zone
XT0001:1 | JC | FU0210 | CLIP | --- | 5.A5 | XT0001:2 | TURBINE BOX^RIGHT RAIL^JB70 | 5.C5
XT0001:3 | JC | 0V | CLIP | --- | 5.A6 | XT0001:4 | TURBINE BOX^RIGHT RAIL^JB70 | 5.C6
XT1100:1 | JC | UV0291N | CLIP | --- | 22.B5 | XT1100:2 | TURBINE BOX^RIGHT RAIL^JB70 | 22.B5
XT1100:3 | JC | UV0291P | CLIP | --- | 22.C5 | XT1100:4 | TURBINE BOX^RIGHT RAIL^JB70 | 22.C5
AT0680:NEG | SC | 0V | WHT | 14 | 6.C3 | XT0680:2 | TURBINE BOX^RIGHT RAIL^JB70 | 6.D3
AT0680:POS | SC | AT0680POS | WHT | 14 | 6.C3 | XT0680:1 | TURBINE BOX^RIGHT RAIL^JB70 | 6.D3
BA0001:V1(-) | SC | 0V | WHT | 16 | 5.A7 | XT0001:3 | TURBINE BOX^RIGHT RAIL^JB70 | 5.A6
BA0001:V1(+) | SC | FU0001 | WHT | 16 | 5.A7 | FU0001:LD | TURBINE BOX^RIGHT RAIL^JB70 | 5.A6
BA0003:V1(-) | SC | 0V | WHT | 16 | 5.C7 | XT0001:4 | TURBINE BOX^RIGHT RAIL^JB70 | 5.C6
BA0003:V1(+) | SC | FU0003 | WHT | 16 | 5.C7 | FU0003:LD | TURBINE BOX^RIGHT RAIL^JB70 | 5.C6
BA1100:NEG | SC | UV0291N | WHT | 16 | 22.D1 | XT1100:1 | TURBINE BOX^RIGHT RAIL^JB70 | 22.B5
BA1100:POS | SC | FU1101LD | WHT | 16 | 22.D1 | FU1101:LD | TURBINE BOX^RIGHT RAIL^JB70 | 22.C2
FU0001:LI | SC | FU0210 | WHT | 16 | 5.A6 | XT0001:1 | TURBINE BOX^RIGHT RAIL^JB70 | 5.A5
FU0003:LI | SC | FU0210 | WHT | 16 | 5.C6 | XT0001:2 | TURBINE BOX^RIGHT RAIL^JB70 | 5.C5
FU0292:LD | SC | FU0292 | WHT | 16 | 22.C4 | UV0291:24V(+) | TURBINE BOX^RIGHT RAIL^JB70 | 22.C5
FU0292:LI | SC | FU0136 | WHT | 16 | 22.C4 | XT0291:1 | TURBINE BOX^RIGHT RAIL^JB70 | 22.D5
FU0680:LD | SC | AT0680POS | WHT | 14 | 6.D2 | XT0680:1 | TURBINE BOX^RIGHT RAIL^JB70 | 6.D3
FU1100:LI | SC | FU0136 | WHT | 16 | 22.D3 | XT0291:1 | TURBINE BOX^RIGHT RAIL^JB70 | 22.D5
FU1101:LI | SC | UV0291P | WHT | 16 | 22.C2 | XT1100:3 | TURBINE BOX^RIGHT RAIL^JB70 | 22.C5
PC0470:INP_A | SC | 009312 | WHT | 20 | 22.B5 | PC0470:INP_B | TURBINE BOX^RIGHT RAIL^JB70 | 22.B5
UV0291:24V(-) | SC | 0V | WHT | 14 | 22.C5 | XT0291:2 | TURBINE BOX^RIGHT RAIL^JB70 | 22.D5
UV0291:OUT1(-) | SC | UV0291N | WHT | 16 | 22.C5 | XT1100:1 | TURBINE BOX^RIGHT RAIL^JB70 | 22.B5
UV0291:OUT1(+) | SC | UV0291P | WHT | 16 | 22.C5 | XT1100:3 | TURBINE BOX^RIGHT RAIL^JB70 | 22.C5
AT0680:LAN4 | WC0684 | BA0003E | ENET | CABLE | 5.C6 | BA0003:RJ45 | TURBINE BOX^RIGHT RAIL^JB70 | 5.C7
FU1100:LD | SC | FU1100 | WHT | 14 | 22.D3 | AT1100:POS | TURBINE BOX^DOOR^JB70 | 22.D3
XT0137:1 | SC | SB0472B111 | WHT | 20 | 21.B5 | SB0472:B1-11 | TURBINE BOX^DOOR^JB70 | 21.B1
XT0137:2 | SC | SB0472B112 | WHT | 20 | 21.B5 | SB0472:B1-12 | TURBINE BOX^DOOR^JB70 | 21.B1
XT0137:3 | SC | SH047111 | WHT | 20 | 20.A5 | SH0471:11 | TURBINE BOX^DOOR^JB70 | 20.A1
XT0137:4 | SC | SH047112 | WHT | 20 | 20.A5 | SH0471:12 | TURBINE BOX^DOOR^JB70 | 20.A1
XT0137:5 | SC | SH047013 | WHT | 20 | 20.B5 | SH0470:13 | TURBINE BOX^DOOR^JB70 | 20.B1
XT0137:6 | SC | SH047014 | WHT | 20 | 20.B5 | SH0470:14 | TURBINE BOX^DOOR^JB70 | 20.B1
XT0291:2 | SC | 0V | WHT | 14 | 22.D5 | AT1100:NEG | TURBINE BOX^DOOR^JB70 | 22.D3
BA1100:DEVICE | WC0101 | BA1100DEVICE | ENET | CABLE | 22.D1 | AT1100:L1 | TURBINE BOX^DOOR^JB70 | 22.D3
FU0680:LI | SC | FU0210 | WHT | 14 | 6.D2 | XT0233:3 | TURBINE PANEL A | 12.C4
PC0470:+PWR | SC | 009344 | WHT | 20 | 22.B5 | AF0093:44 | TURBINE PANEL A | 22.B7
PC0470:INP_A | SC | 009312 | WHT | 20 | 22.B5 | AF0093:12 | TURBINE PANEL A | 22.B7
PC0470:-PWR | SC | 009328 | WHT | 20 | 22.B5 | AF0093:28 | TURBINE PANEL A | 22.B7
XT0001:1 | SC | FU0210 | WHT | 14 | 5.A5 | XT0233:3 | TURBINE PANEL A | 12.C4
XT0001:3 | SC | 0V | WHT | 16 | 5.A6 | XT0235:3 | TURBINE PANEL A | 12.D4
XT0291:1 | SC | FU0136 | WHT | 14 | 22.D5 | XT0138:3 | TURBINE PANEL A | 12.A3
XT0291:2 | SC | 0V | WHT | 14 | 22.D5 | XT0134:3 | TURBINE PANEL A | 12.B3
XT0680:2 | SC | 0V | WHT | 14 | 6.D3 | XT0235:3 | TURBINE PANEL A | 12.D4
BA1100:L2 | WC0010 | BA1100L2 | ENET | CABLE | 2.B4 | AP0602:L1 | TURBINE PANEL A | 2.A2
BA0001:RJ45 | WC0601 | AP0601E | ENET | CABLE | 5.A7 | AP0601: | TURBINE PANEL A | 8.D4
AT0680:LAN1 | WC0680 | AP0606L1 | ENET | CABLE | 6.A2 | AP0606:L1 | TURBINE PANEL A | 6.A1
GR1100: | SC | IEG023014 | GRN | 14 | 4.A5 | IEG0230:14 | TURBINE PANEL B | 4.A4
XT0137:1 | SC | SB0472B111 | WHT | 20 | 21.B5 | XT0240:3 | TURBINE PANEL B | 14.A3
XT0137:2 | SC | SB0472B112 | WHT | 20 | 21.B5 | XT0240:4 | TURBINE PANEL B | 14.A3
SolarTools ver. 24.0.84.24712 (Jul 31, 2025)
Report date: 3/31/2026 5:23 PM

## TURBINE PANEL A
TURBINE PANEL A
Project # | J0971
Project Name | EPROD BECKVILLE CONTROL RETROFITS-PRU
Revision | A.4
Controls DE | S. MARTINEZ
Phone:
Controls ME | A.PUENTES
Phone:
From | [5 empty] | To
Device ID | Cable (W) Conductor (SC) Jumper Clip (JC) | Wire No. | Wire ID | Gauge/Size | Page/Zone | Device ID | Location | Page/Zone
XT0011:1 | JC | 0V | CLIP | --- | 11.D6 | XT0011:2 | TURBINE PANEL A | 11.D6
XT0011:2 | JC | 0V | CLIP | --- | 11.D6 | XT0011:3 | TURBINE PANEL A | 11.D6
XT0011:3 | JC | 0V | CLIP | --- | 11.D6 | XT0011:4 | TURBINE PANEL A | 11.D6
XT0012:2 | JC | 24V | CLIP | --- | 11.B6 | XT0012:1 | TURBINE PANEL A | 11.C6
XT0012:3 | JC | 0V | CLIP | --- | 11.C6 | XT0012:4 | TURBINE PANEL A | 11.C6
XT0033:1 | JC | FU0011LI | CLIP | --- | 11.B2 | XT0033:2 | TURBINE PANEL A | 11.B2
XT0033:3 | JC | 521NEG | CLIP | --- | 11.B2 | XT0033:4 | TURBINE PANEL A | 11.B2
XT0080:1 | JC | 0V | CLIP | --- | 9.D1 | XT0080:2 | TURBINE PANEL A | 9.D1
XT0080:2 | JC | 0V | CLIP | --- | 9.D1 | XT0080:3 | TURBINE PANEL A | 9.D1
XT0090:1 | JC | 0V | CLIP | --- | 9.B1 | XT0090:2 | TURBINE PANEL A | 9.B1
XT0134:1 | JC | 0V | CLIP | --- | 12.B3 | XT0134:2 | TURBINE PANEL A | 12.B3
XT0134:2 | JC | 0V | CLIP | --- | 12.B3 | XT0134:3 | TURBINE PANEL A | 12.B3
XT0134:3 | JC | 0V | CLIP | --- | 12.B3 | XT0134:4 | TURBINE PANEL A | 12.B3
XT0135:1 | JC | 0V | CLIP | --- | 12.B4 | XT0135:2 | TURBINE PANEL A | 12.B4
XT0135:2 | JC | 0V | CLIP | --- | 12.B4 | XT0135:3 | TURBINE PANEL A | 12.B4
XT0138:1 | JC | FU0136 | CLIP | --- | 12.A3 | XT0138:2 | TURBINE PANEL A | 12.A3
XT0138:2 | JC | FU0136 | CLIP | --- | 12.A3 | XT0138:3 | TURBINE PANEL A | 12.A3
XT0138:3 | JC | FU0136 | CLIP | --- | 12.A3 | XT0138:4 | TURBINE PANEL A | 12.B3
XT0139:1 | JC | FU0137 | CLIP | --- | 12.A4 | XT0139:2 | TURBINE PANEL A | 12.A4
XT0139:2 | JC | FU0137 | CLIP | --- | 12.A4 | XT0139:3 | TURBINE PANEL A | 12.B4
XT0200N:1 | JC | 0V | CLIP | --- | 11.B4 | XT0200N:2 | TURBINE PANEL A | 11.B4
XT0200V:1 | JC | F0200 | CLIP | --- | 11.A5 | XT0200V:2 | TURBINE PANEL A | 11.B5
XT0200V:3 | JC | F0201 | CLIP | --- | 11.B4 | XT0200V:4 | TURBINE PANEL A | 11.C4
XT0233:1 | JC | FU0210 | CLIP | --- | 12.C4 | XT0233:2 | TURBINE PANEL A | 12.C4
XT0233:2 | JC | FU0210 | CLIP | --- | 12.C4 | XT0233:3 | TURBINE PANEL A | 12.C4
XT0235:1 | JC | 0V | CLIP | --- | 12.D4 | XT0235:2 | TURBINE PANEL A | 12.D4
XT0235:2 | JC | 0V | CLIP | --- | 12.D4 | XT0235:3 | TURBINE PANEL A | 12.D4
AF0081:COM | SC | AU0080N | WHT | 20 | 9.C2 | AU0080:COM | TURBINE PANEL A | 9.C2
AF0081:P | SC | * |  |  | 9.C2 | AU0080:J | TURBINE PANEL A | 9.C2
AF0081:V+ | SC | AU0080P | WHT | 20 | 9.C2 | AU0080:V+ | TURBINE PANEL A | 9.C2
AF0082:COM | SC | 0V | WHT | 14 | 9.D3 | XT0080:2 | TURBINE PANEL A | 9.D1
AF0082:COM | SC | AF0082N | WHT | 20 | 9.D3 | AF0083:COM | TURBINE PANEL A | 9.D3
AF0082:V+ | SC | FU0081 | WHT | 14 | 9.D3 | FU0081:LD | TURBINE PANEL A | 9.D1
AF0082:V+ | SC | AF0082P | WHT | 20 | 9.D3 | AF0083:V+ | TURBINE PANEL A | 9.D3
AF0083:02 | SC | 008302 | WHT | 20 | 11.B7 | XT0085:5 | TURBINE PANEL A | 11.B6
AF0083:03 | SC | 0V | WHT | 14 | 11.B7 | XT0085:6 | TURBINE PANEL A | 11.B5
AF0083:COM | SC | AF0083N | WHT | 20 | 9.D3 | AF0084:COM | TURBINE PANEL A | 9.D4
AF0083:SH | SC | AF0083G | GRN | 14 | 9.D3 | AF0084:SH | TURBINE PANEL A | 9.D4
AF0083:SH | SC | AU0080G | GRN | 14 | 9.D3 | AU0080:GND | TURBINE PANEL A | 9.C2
AF0083:V+ | SC | AF0083P | WHT | 20 | 9.D3 | AF0084:V+ | TURBINE PANEL A | 9.D4
AF0084:COM | SC | AF0084N | WHT | 20 | 9.D4 | AF0085:COM | TURBINE PANEL A | 9.D5
AF0084:SH | SC | AF0084G | GRN | 14 | 9.D4 | AF0085:SH | TURBINE PANEL A | 9.D5
AF0084:V+ | SC | AF0084P | WHT | 20 | 9.D4 | AF0085:V+ | TURBINE PANEL A | 9.D5
AF0085:COM | SC | AF0085N | WHT | 20 | 9.D5 | AF0086:COM | TURBINE PANEL A | 9.D5
AF0085:SH | SC | AF0085G | GRN | 14 | 9.D5 | AF0086:SH | TURBINE PANEL A | 9.D5
AF0085:V+ | SC | AF0085P | WHT | 20 | 9.D5 | AF0086:V+ | TURBINE PANEL A | 9.D5
AF0086:COM | SC | AF0086N | WHT | 20 | 9.D5 | AF0087:COM | TURBINE PANEL A | 9.D6
AF0086:V+ | SC | AF0086P | WHT | 20 | 9.D5 | AF0087:V+ | TURBINE PANEL A | 9.D6
AF0087:COM | SC | AF0087N | WHT | 20 | 9.D6 | AF0088:COM | TURBINE PANEL A | 9.D6
AF0087:V+ | SC | AF0087P | WHT | 20 | 9.D6 | AF0088:V+ | TURBINE PANEL A | 9.D6
AF0091:COM | SC | AF0091N | WHT | 20 | 9.B2 | AF0094:COM | TURBINE PANEL A | 9.B4
AF0091:COM | SC | AU0090N | WHT | 20 | 9.B2 | AU0090:COM | TURBINE PANEL A | 9.A2
AF0091:P | SC | * |  |  | 9.B2 | AU0090:J | TURBINE PANEL A | 9.A2
AF0091:V+ | SC | AF0091P | WHT | 20 | 9.B2 | AF0094:V+ | TURBINE PANEL A | 9.B4
AF0091:V+ | SC | AU0090P | WHT | 20 | 9.B2 | AU0090:V+ | TURBINE PANEL A | 9.A2
AF0092:08 | SC | 009208 | WHT | 20 | 44.A7 | KA3103:A1 | TURBINE PANEL A | 44.A5
AF0092:24 | SC | 009224 | WHT | 20 | 44.A7 | KA3103:A2 | TURBINE PANEL A | 44.A5
AF0092:COM | SC | 0V | WHT | 14 | 9.B3 | XT0090:2 | TURBINE PANEL A | 9.B1
AF0092:V+ | SC | FU0091 | WHT | 14 | 9.B3 | FU0091:LD | TURBINE PANEL A | 9.B1
AF0093:COM | SC | 0V | WHT | 14 | 9.B3 | XT0090:2 | TURBINE PANEL A | 9.B1
AF0093:V+ | SC | FU0092 | WHT | 14 | 9.B3 | FU0092:LD | TURBINE PANEL A | 9.B1
AF0094:00 | SC | 009400 | WHT | 20 | 11.A7 | XT0085:2 | TURBINE PANEL A | 11.A6
AF0094:01 | SC | 0V | WHT | 14 | 11.A7 | XT0085:3 | TURBINE PANEL A | 11.B5
AF0094:SH | SC | AU0090G | GRN | 14 | 9.B4 | AU0090:GND | TURBINE PANEL A | 9.A2
AF0095:COM | SC | 0V | WHT | 14 | 9.B5 | XT0090:2 | TURBINE PANEL A | 9.B1
AF0095:V+ | SC | FU0093 | WHT | 14 | 9.B5 | FU0093:LD | TURBINE PANEL A | 9.B1
AR0600:IE1 | SC | UV0600G | GRN | 14 | 8.A1 | UV0600:GND | TURBINE PANEL A | 8.B2
AU0080:COM | SC | 0V | WHT | 14 | 9.C2 | XT0080:1 | TURBINE PANEL A | 9.D1
AU0080:V+ | SC | FU0080 | WHT | 14 | 9.C2 | FU0080:LD | TURBINE PANEL A | 9.D1
AU0090:COM | SC | 0V | WHT | 14 | 9.A2 | XT0090:1 | TURBINE PANEL A | 9.B1
AU0090:V+ | SC | FU0090 | WHT | 14 | 9.A2 | FU0090:LD | TURBINE PANEL A | 9.B1
F0200:GND | SC | PEG01301 | GRN/YEL | 14 | 11.A4 | PEG0130:1 | TURBINE PANEL A | 11.B3
F0200:LD - | SC | 0V | WHT | 10 | 11.A4 | XT0200N:1 | TURBINE PANEL A | 11.B4
F0200:LD + | SC | F0200 | WHT | 10 | 11.A4 | XT0200V:1 | TURBINE PANEL A | 11.A5
F0200:LI - | SC | 521NEG | WHT | 10 | 11.A4 | XT0033:3 | TURBINE PANEL A | 11.B2
F0200:LI + | SC | FU0032 | WHT | 10 | 11.A4 | FU0032:LD | TURBINE PANEL A | 11.A3
F0201:GND | SC | PEG01302 | GRN/YEL | 14 | 11.B3 | PEG0130:2 | TURBINE PANEL A | 11.B3
F0201:LD - | SC | 0V | WHT | 10 | 11.B3 | XT0012:4 | TURBINE PANEL A | 11.C6
F0201:LD + | SC | F0201 | WHT | 10 | 11.B3 | XT0200V:3 | TURBINE PANEL A | 11.B4
F0201:LI - | SC | 521NEG | WHT | 10 | 11.B3 | XT0033:4 | TURBINE PANEL A | 11.B2
F0201:LI + | SC | FU0031 | WHT | 10 | 11.B3 | FU0031:LD | TURBINE PANEL A | 11.B3
FU0010:LD | SC | FU0010 | WHT | 14 | 12.A5 | UV0600:(+) | TURBINE PANEL A | 8.B2
FU0010:LI | SC | FU0137 | WHT | 14 | 12.A5 | XT0139:1 | TURBINE PANEL A | 12.A4
FU0012:LI | SC | 24V | WHT | 12 | 11.C6 | FU0013:LI | TURBINE PANEL A | 11.C6
FU0012:LI | SC | 24V | WHT | 12 | 11.C6 | XT0012:2 | TURBINE PANEL A | 11.B6
FU0013:LI | SC | 24V | WHT | 12 | 11.C6 | FU0014:LI | TURBINE PANEL A | 11.C6
FU0014:LI | SC | 24V | WHT | 12 | 11.C6 | FU0015:LI | TURBINE PANEL A | 11.C6
FU0015:LI | SC | 24V | WHT | 12 | 11.C6 | FU0016:LI | TURBINE PANEL A | 11.C6
FU0031:LI | SC | FU0011LI | WHT | 10 | 11.B3 | XT0033:2 | TURBINE PANEL A | 11.B2
FU0032:LI | SC | FU0011LI | WHT | 10 | 11.A3 | XT0033:1 | TURBINE PANEL A | 11.B2
FU0080:LI | SC | FU0137 | WHT | 14 | 9.D1 | FU0081:LI | TURBINE PANEL A | 9.D1
FU0080:LI | SC | FU0137 | WHT | 14 | 9.D1 | XT0139:2 | TURBINE PANEL A | 12.A4
FU0081:LI | SC | FU0137 | WHT | 14 | 9.D1 | FU0082:LI | TURBINE PANEL A | 9.D1
FU0090:LI | SC | FU0137 | WHT | 14 | 9.B1 | XT0139:2 | TURBINE PANEL A | 12.A4
FU0090:LI | SC | FU0137 | WHT | 14 | 9.B1 | FU0091:LI | TURBINE PANEL A | 9.B1
FU0091:LI | SC | FU0137 | WHT | 14 | 9.B1 | FU0092:LI | TURBINE PANEL A | 9.B1
FU0092:LI | SC | FU0137 | WHT | 14 | 9.B1 | FU0093:LI | TURBINE PANEL A | 9.B1
FU0136:LD | SC | FU0136 | WHT | 10 | 12.A3 | XT0138:1 | TURBINE PANEL A | 12.A3
FU0136:LI | SC | 24V | WHT | 10 | 12.A3 | XT0012:1 | TURBINE PANEL A | 11.C6
FU0137:LD | SC | FU0137 | WHT | 12 | 12.A4 | XT0139:1 | TURBINE PANEL A | 12.A4
FU0137:LI | SC | FU0136 | WHT | 14 | 12.A4 | XT0138:1 | TURBINE PANEL A | 12.A3
FU0139:LI | SC | FU0137 | WHT | 14 | 12.A5 | XT0139:1 | TURBINE PANEL A | 12.A4
FU0210:LD | SC | FU0210 | WHT | 14 | 12.C4 | XT0233:1 | TURBINE PANEL A | 12.C4
FU0210:LI | SC | FU0136 | WHT | 14 | 12.C4 | XT0138:2 | TURBINE PANEL A | 12.A3
FU0211:LI | SC | FU0137 | WHT | 12 | 12.B4 | XT0139:3 | TURBINE PANEL A | 12.B4
FU0212:LD | SC | FU0212 | WHT | 16 | 12.C5 | XT0233:4 | TURBINE PANEL A | 15.D5
FU0212:LI | SC | FU0210 | WHT | 14 | 12.C5 | XT0233:1 | TURBINE PANEL A | 12.C4
GR0131: | SC | GR0131 | GRN/YEL | 14 | 4.A3 | FRAME | TURBINE PANEL A | 4.A3
GR0132: | SC | GR0132 | GRN/YEL | 14 | 4.A3 | FRAME | TURBINE PANEL A | 4.A3
RR0851: -3.01K OHM | SC | 009400 | LEAD | --- | 11.A5 | XT0085:2 | TURBINE PANEL A | 11.A6
RR0851: -3.01K OHM | SC | F0200 | LEAD | --- | 11.A5 | XT0085:1 | TURBINE PANEL A | 11.A5
RR0852: -1.0K OHM | SC | 0V | LEAD | --- | 11.A5 | XT0085:3 | TURBINE PANEL A | 11.B5
RR0852: -1.0K OHM | SC | 009400 | LEAD | --- | 11.A5 | XT0085:2 | TURBINE PANEL A | 11.A6
RR0855: -3.01K OHM | SC | 008302 | LEAD | --- | 11.B5 | XT0085:5 | TURBINE PANEL A | 11.B6
RR0855: -3.01K OHM | SC | F0201 | LEAD | --- | 11.B5 | XT0085:4 | TURBINE PANEL A | 11.B5
RR0856: -1.0K OHM | SC | 0V | LEAD | --- | 11.B5 | XT0085:6 | TURBINE PANEL A | 11.B5
RR0856: -1.0K OHM | SC | 008302 | LEAD | --- | 11.B5 | XT0085:5 | TURBINE PANEL A | 11.B6
UV0600:(-) | SC | 0V | WHT | 14 | 8.B2 | XT0135:1 | TURBINE PANEL A | 12.B4
VD7634:1 | SC | F0200 | LEAD | --- | 11.B5 | XT0200V:2 | TURBINE PANEL A | 11.B5
VD7634:2 | SC | 24V | LEAD | --- | 11.B5 | XT0012:2 | TURBINE PANEL A | 11.B6
VD7634:3 | SC | F0201 | LEAD | --- | 11.B5 | XT0200V:4 | TURBINE PANEL A | 11.C4
VD7634:4 | SC | 24V | LEAD | --- | 11.B5 | XT0012:1 | TURBINE PANEL A | 11.C6
XT0012:4 | SC | 0V | WHT | 14 | 11.C6 | XT0011:1 | TURBINE PANEL A | 11.D6
XT0090:1 | SC | 0V | WHT | 14 | 9.B1 | XT0135:2 | TURBINE PANEL A | 12.B4
XT0134:1 | SC | 0V | WHT | 10 | 12.B3 | XT0012:3 | TURBINE PANEL A | 11.C6
XT0134:2 | SC | 0V | WHT | 12 | 12.B3 | XT0235:1 | TURBINE PANEL A | 12.D4
XT0135:1 | SC | 0V | WHT | 12 | 12.B4 | XT0134:1 | TURBINE PANEL A | 12.B3
XT0135:2 | SC | 0V | WHT | 14 | 12.B4 | XT0080:1 | TURBINE PANEL A | 9.D1
XT0200N:1 | SC | 0V | WHT | 12 | 11.B4 | XT0085:3 | TURBINE PANEL A | 11.B5
XT0200N:2 | SC | 0V | WHT | 10 | 11.B4 | XT0012:3 | TURBINE PANEL A | 11.C6
XT0200N:2 | SC | 0V | WHT | 12 | 11.B4 | XT0085:6 | TURBINE PANEL A | 11.B5
XT0200V:1 | SC | F0200 | WHT | 14 | 11.A5 | XT0085:1 | TURBINE PANEL A | 11.A5
XT0200V:3 | SC | F0201 | WHT | 14 | 11.B4 | XT0085:4 | TURBINE PANEL A | 11.B5
XT0235:2 | SC | 0V | WHT | 16 | 12.D4 | XT0235:4 | TURBINE PANEL A | 15.D5
AP0602:L2 | WC0001 | AP0602L2 | ENET | CABLE | 2.A2 | AP0603:L1 | TURBINE PANEL A | 2.A3
AP0603:L2 | WC0003 | AP0603L2 | ENET | CABLE | 2.A3 | AU0090:L1 | TURBINE PANEL A | 2.A4
AU0080:L1 | WC0009 | AU0090L2 | ENET | CABLE | 2.A4 | AU0090:L2 | TURBINE PANEL A | 2.A4
AF0081:04 | SC | SB0472B212 | WHT | 20 | 21.B7 | SB0472:B2-12 | TURBINE BOX^DOOR^JB70 | 21.B1
AF0081:36 | SC | SB0472B211 | WHT | 20 | 21.B7 | SB0472:B2-11 | TURBINE BOX^DOOR^JB70 | 21.B1
AF0087:01 | SC | SA0474B214 | WHT | 20 | 21.C7 | SA0474:B2-14 | TURBINE BOX^DOOR^JB70 | 21.C1
AF0087:02 | SC | SA0474B114 | WHT | 20 | 21.C7 | SA0474:B1-14 | TURBINE BOX^DOOR^JB70 | 21.C1
AF0087:33 | SC | SA0474B213 | WHT | 20 | 21.C7 | SA0474:B2-13 | TURBINE BOX^DOOR^JB70 | 21.C1
AF0087:34 | SC | SA0474B113 | WHT | 20 | 21.C7 | SA0474:B1-13 | TURBINE BOX^DOOR^JB70 | 21.C1
AF0088:00 | SC | SH047114 | WHT | 20 | 20.A7 | SH0471:14 | TURBINE BOX^DOOR^JB70 | 20.A1
AF0088:01 | SC | SH047012 | WHT | 20 | 20.B7 | SH0470:12 | TURBINE BOX^DOOR^JB70 | 20.B1
AF0088:02 | SC | SB047112 | WHT | 20 | 20.D7 | SB0471:12 | TURBINE BOX^DOOR^JB70 | 20.D1
AF0088:03 | SC | SB047314 | WHT | 20 | 20.D7 | SB0473:14 | TURBINE BOX^DOOR^JB70 | 20.D1
AF0088:04 | SC | SB047414 | WHT | 20 | 21.A7 | SB0474:14 | TURBINE BOX^DOOR^JB70 | 21.A1
AF0088:05 | SC | SA047312 | WHT | 20 | 21.D7 | SA0473:12 | TURBINE BOX^DOOR^JB70 | 21.D1
AF0088:06 | SC | SA047314 | WHT | 20 | 21.D7 | SA0473:14 | TURBINE BOX^DOOR^JB70 | 21.D1
AF0088:07 | SC | SA0471B214 | WHT | 20 | 21.A7 | SA0471:B2-14 | TURBINE BOX^DOOR^JB70 | 21.A1
AF0088:08 | SC | SA0471B114 | WHT | 20 | 21.B7 | SA0471:B1-14 | TURBINE BOX^DOOR^JB70 | 21.B1
AF0088:32 | SC | SH047113 | WHT | 20 | 20.A7 | SH0471:13 | TURBINE BOX^DOOR^JB70 | 20.A1
AF0088:33 | SC | SH047011 | WHT | 20 | 20.B7 | SH0470:11 | TURBINE BOX^DOOR^JB70 | 20.B1
AF0088:34 | SC | SB047111 | WHT | 20 | 20.D7 | SB0471:11 | TURBINE BOX^DOOR^JB70 | 20.D1
AF0088:35 | SC | SB047313 | WHT | 20 | 20.D7 | SB0473:13 | TURBINE BOX^DOOR^JB70 | 20.D1
AF0088:36 | SC | SB047413 | WHT | 20 | 21.A7 | SB0474:13 | TURBINE BOX^DOOR^JB70 | 21.A1
AF0088:37 | SC | SA047311 | WHT | 20 | 21.D7 | SA0473:11 | TURBINE BOX^DOOR^JB70 | 21.D1
AF0088:38 | SC | SA047313 | WHT | 20 | 21.D7 | SA0473:13 | TURBINE BOX^DOOR^JB70 | 21.D1
AF0088:39 | SC | SA0471B213 | WHT | 20 | 21.A7 | SA0471:B2-13 | TURBINE BOX^DOOR^JB70 | 21.A1
AF0088:40 | SC | SA0471B113 | WHT | 20 | 21.B7 | SA0471:B1-13 | TURBINE BOX^DOOR^JB70 | 21.B1
AF0093:06 | SC | SH0470X2 | WHT | 20 | 20.B7 | SH0470:X2 | TURBINE BOX^DOOR^JB70 | 20.B1
AF0093:09 | SC | SH0471X2 | WHT | 20 | 20.A7 | SH0471:X2 | TURBINE BOX^DOOR^JB70 | 20.A1
AF0093:22 | SC | SH0470X1 | WHT | 20 | 20.B7 | SH0470:X1 | TURBINE BOX^DOOR^JB70 | 20.B1
AF0093:25 | SC | SH0471X1 | WHT | 20 | 20.A7 | SH0471:X1 | TURBINE BOX^DOOR^JB70 | 20.A1
PEG0130:4 | SC | PEG01304 | GRN/YEL | 14 | 22.D6 | AT1100:GND | TURBINE BOX^DOOR^JB70 | 22.D3
AF0092:28 | WC5072 | HA04721 | 1 | 18 | 20.C7 | HA0472:BLK-1 | TURBINE BOX^DOOR^JB70 | 20.C1
AF0092:12 | WC5072 | HA04722 | 2 | 18 | 20.C7 | HA0472:BLK-2 | TURBINE BOX^DOOR^JB70 | 20.C1
KA0194:A1 | SC | 019311 | WHT | 20 | 48.B6 | KA0193:11 | TURBINE BOX^LEFT RAIL^JB70 | 48.B6
KA0194:A2 | SC | 120124 | WHT | 20 | 48.B6 | AF1201:24 | TURBINE BOX^LEFT RAIL^JB70 | 48.A7
AF0093:12 | SC | 009312 | WHT | 20 | 22.B7 | PC0470:INP_A | TURBINE BOX^RIGHT RAIL^JB70 | 22.B5
AF0093:28 | SC | 009328 | WHT | 20 | 22.B7 | PC0470:-PWR | TURBINE BOX^RIGHT RAIL^JB70 | 22.B5
AF0093:44 | SC | 009344 | WHT | 20 | 22.B7 | PC0470:+PWR | TURBINE BOX^RIGHT RAIL^JB70 | 22.B5
XT0134:3 | SC | 0V | WHT | 14 | 12.B3 | XT0291:2 | TURBINE BOX^RIGHT RAIL^JB70 | 22.D5
XT0138:3 | SC | FU0136 | WHT | 14 | 12.A3 | XT0291:1 | TURBINE BOX^RIGHT RAIL^JB70 | 22.D5
XT0233:3 | SC | FU0210 | WHT | 14 | 12.C4 | XT0001:1 | TURBINE BOX^RIGHT RAIL^JB70 | 5.A5
XT0233:3 | SC | FU0210 | WHT | 14 | 12.C4 | FU0680:LI | TURBINE BOX^RIGHT RAIL^JB70 | 6.D2
XT0235:3 | SC | 0V | WHT | 14 | 12.D4 | XT0680:2 | TURBINE BOX^RIGHT RAIL^JB70 | 6.D3
XT0235:3 | SC | 0V | WHT | 16 | 12.D4 | XT0001:3 | TURBINE BOX^RIGHT RAIL^JB70 | 5.A6
AP0602:L1 | WC0010 | BA1100L2 | ENET | CABLE | 2.A2 | BA1100:L2 | TURBINE BOX^RIGHT RAIL^JB70 | 2.B4
AP0601: | WC0601 | AP0601E | ENET | CABLE | 8.D4 | BA0001:RJ45 | TURBINE BOX^RIGHT RAIL^JB70 | 5.A7
AP0606:L1 | WC0680 | AP0606L1 | ENET | CABLE | 6.A1 | AT0680:LAN1 | TURBINE BOX^RIGHT RAIL^JB70 | 6.A2
AF0081:00 | SC | 008100 | WHT | 20 | 14.A7 | KA0241:11 | TURBINE PANEL B | 14.A5
AF0081:01 | SC | KA024314 | WHT | 20 | 14.B7 | KA0243:14 | TURBINE PANEL B | 14.B6
AF0081:02 | SC | KA024524 | WHT | 20 | 14.B7 | KA0245:24 | TURBINE PANEL B | 14.B6
AF0081:03 | SC | 008103 | WHT | 20 | 15.C7 | KA0130:14 | TURBINE PANEL B | 15.D6
AF0081:08 | SC | KA024214 | WHT | 20 | 14.C7 | KA0242:14 | TURBINE PANEL B | 14.C6
AF0081:09 | SC | KA023924 | WHT | 20 | 14.A7 | KA0239:24 | TURBINE PANEL B | 14.B6
AF0081:19 | SC | UA1200J27 | WHT | 20 | 15.C7 | UA1200:J2-7 | TURBINE PANEL B | 15.B3
AF0081:33 | SC | KA024311 | WHT | 20 | 14.B7 | KA0243:11 | TURBINE PANEL B | 14.B6
AF0081:34 | SC | KA024521 | WHT | 20 | 14.B7 | KA0245:21 | TURBINE PANEL B | 14.B6
AF0081:35 | SC | 008135 | WHT | 20 | 15.C7 | KA0130:A1 | TURBINE PANEL B | 15.C5
AF0081:41 | SC | KA023921 | WHT | 20 | 14.A7 | KA0239:21 | TURBINE PANEL B | 14.B6
AF0086:SH | SC | IEG02302 | GRN | 14 | 9.D5 | IEG0230:2 | TURBINE PANEL B | 9.D6
AF0088:09 | SC | KA013724 | WHT | 20 | 13.C4 | KA0137:24 | TURBINE PANEL B | 13.D3
AF0088:10 | SC | KA013624 | WHT | 20 | 13.B4 | KA0136:24 | TURBINE PANEL B | 13.B3
AF0088:42 | SC | KA013621 | WHT | 20 | 13.B4 | KA0136:21 | TURBINE PANEL B | 13.B3
AF0091:07 | SC | KA014114 | WHT | 20 | 13.C2 | KA0141:14 | TURBINE PANEL B | 13.C2
AF0091:12 | SC | KA0134A1 | WHT | 20 | 42.C7 | KA0134:A1 | TURBINE PANEL B | 13.C6
AF0091:39 | SC | KA014111 | WHT | 20 | 13.C2 | KA0141:11 | TURBINE PANEL B | 13.C2
AF0092:01 | SC | KA0133A1 | WHT | 20 | 40.B7 | KA0133:A1 | TURBINE PANEL B | 13.C6
AF0092:04 | SC | 009204 | WHT | 20 | 25.A6 | KA2160:A1 | TURBINE PANEL B | 25.A5
AF0092:07 | SC | 009207 | WHT | 20 | 25.A6 | KA2161:A1 | TURBINE PANEL B | 25.B5
AF0092:20 | SC | 009220 | WHT | 20 | 25.A6 | KA2160:A2 | TURBINE PANEL B | 25.A5
AF0092:23 | SC | 009223 | WHT | 20 | 25.A6 | KA2161:A2 | TURBINE PANEL B | 25.B5
AF0093:10 | SC | XT02372 | WHT | 20 | 20.C7 | XT0237:2 T2 | TURBINE PANEL B | 20.C5
AF0094:SH | SC | IEG023011 | GRN | 14 | 9.B4 | IEG0230:11 | TURBINE PANEL B | 9.B5
AF0095:02 | SC | 009502 | WHT | 20 | 34.A7 | KA0221:14 | TURBINE PANEL B | 34.A6
AF0095:08 | SC | KA0134A1 | WHT | 20 | 42.D7 | KA0134:A1 | TURBINE PANEL B | 13.C6
AF0095:12 | SC | 009512 | WHT | 20 | 49.C7 | XT0190:3 | TURBINE PANEL B | 49.C6
AF0095:18 | SC | SV21202 | WHT | 20 | 34.A7 | XT0060:4 | TURBINE PANEL B | 34.A5
AF0095:28 | SC | SV54302 | WHT | 16 | 49.C7 | XT0190:4 | TURBINE PANEL B | 49.C6
AR0600:IE2 | SC | IEG02301 | GRN | 12 | 8.A1 | IEG0230:1 | TURBINE PANEL B | 8.B4
FU0016:LD | SC | FU0016 | WHT | 14 | 11.C6 | KA0237:14 | TURBINE PANEL B | 32.D6
FU0139:LD | SC | FU0139 | WHT | 14 | 12.A5 | XT0136:1 | TURBINE PANEL B | 13.A2
FU0211:LD | SC | FU0211 | WHT | 14 | 12.B4 | KA1020:14 | TURBINE PANEL B | 27.A5
FU0212:LD | SC | FU0212 | WHT | 16 | 12.C5 | KA0248:21 | TURBINE PANEL B | 15.C6
GR0133: | SC | IEG02303 | GRN | 14 | 4.A3 | IEG0230:3 | TURBINE PANEL B | 4.A3
GR0134: | SC | IEG02306 | GRN | 14 | 4.A3 | IEG0230:6 | TURBINE PANEL B | 4.A3
KA0135:A1 | SC | KA0135A1 | WHT | 20 | 13.D6 | KA0144:A1 | TURBINE PANEL B | 13.C6
KA0135:A1 | SC | KA0135A1 | WHT | 20 | 13.D6 | KA0131:11 | TURBINE PANEL B | 13.D4
KA0135:A2 | SC | 0V | WHT | 20 | 13.D6 | KA0136:A2 | TURBINE PANEL B | 13.D6
KA0135:A2 | SC | 0V | WHT | 20 | 13.D6 | KA0144:A2 | TURBINE PANEL B | 13.C6
XT0134:4 | SC | 0V | WHT | 14 | 12.B3 | XT0110:2 | TURBINE PANEL B | 16.A5
XT0135:1 | SC | 0V | WHT | 14 | 12.B4 | XT0136:3 | TURBINE PANEL B | 13.A2
XT0135:1 | SC | 0V | WHT | 14 | 12.B4 | KA1020:24 | TURBINE PANEL B | 27.A5
XT0138:4 | SC | FU0136 | WHT | 14 | 12.B3 | XT0110:1 | TURBINE PANEL B | 16.A5
XT0139:4 | SC | KA0231A1 | WHT | 14 | 14.D6 | XT0110:3 | TURBINE PANEL B | 16.B6
XT0139:4 | SC | KA0231A1 | WHT | 20 | 14.D6 | KA0234:A1 | TURBINE PANEL B | 14.D6
XT0233:1 | SC | FU0210 | WHT | 14 | 12.C4 | FU0060:LI | TURBINE PANEL B | 10.C1
XT0233:2 | SC | FU0210 | WHT | 14 | 12.C4 | FU0070:LI | TURBINE PANEL B | 10.B1
XT0233:4 | SC | FU0212 | WHT | 20 | 15.D5 | UA1200:J1-10 | TURBINE PANEL B | 15.B3
XT0233:4 | SC | FU0212 | WHT | 20 | 15.D5 | UA1200:J2-1 | TURBINE PANEL B | 15.B3
XT0235:1 | SC | 0V | WHT | 14 | 12.D4 | XT0060:1 | TURBINE PANEL B | 10.C1
XT0235:1 | SC | 0V | WHT | 14 | 12.D4 | XT0070:1 | TURBINE PANEL B | 10.B1
XT0235:4 | SC | 0V | WHT | 20 | 15.D5 | UA1200:J1-9 | TURBINE PANEL B | 15.B3
AU0080:L2 | WC0008 | AU0080L2 | ENET | CABLE | 2.A4 | AU0070:L1 | TURBINE PANEL B | 2.A5
SolarTools ver. 24.0.84.24712 (Jul 31, 2025)
Report date: 3/31/2026 5:23 PM

## TURBINE PANEL B
TURBINE PANEL B
Project # | J0971
Project Name | EPROD BECKVILLE CONTROL RETROFITS-PRU
Revision | A.4
Controls DE | S. MARTINEZ
Phone:
Controls ME | A.PUENTES
Phone:
From | [5 empty] | To
Device ID | Cable (W) Conductor (SC) Jumper Clip (JC) | Wire No. | Wire ID | Gauge/Size | Page/Zone | Device ID | Location | Page/Zone
XT0060:1 | JC | 0V | CLIP | --- | 10.C1 | XT0060:2 | TURBINE PANEL B | 10.C1
XT0070:1 | JC | 0V | CLIP | --- | 10.B1 | XT0070:2 | TURBINE PANEL B | 10.B1
XT0136:1 | JC | FU0139 | CLIP | --- | 13.A2 | XT0136:2 | TURBINE PANEL B | 13.A2
XT0240:11 | JC | FU0139 | CLIP | --- | 14.C4 | XT0240:12 | TURBINE PANEL B | 14.C4
XT0240:9 | JC | 0V | CLIP | --- | 14.D3 | XT0240:10 | TURBINE PANEL B | 14.D3
AF0061:00 | SC | KA013114 | WHT | 20 | 40.A7 | KA0131:14 | TURBINE PANEL B | 13.D4
AF0061:06 | SC | 006106 | WHT | 20 | 26.A7 | KA0240:14 | TURBINE PANEL B | 26.A5
AF0061:COM | SC | 0V | WHT | 14 | 10.C2 | XT0060:2 | TURBINE PANEL B | 10.C1
AF0061:P | SC | * |  |  | 10.C2 | AU0060:J | TURBINE PANEL B | 10.B2
AF0061:V+ | SC | FU0061 | WHT | 14 | 10.C2 | FU0061:LD | TURBINE PANEL B | 10.C1
AF0062:00 | SC | 006200 | WHT | 20 | 34.B7 | KA0222:14 | TURBINE PANEL B | 34.B6
AF0062:16 | SC | SV21242 | WHT | 20 | 34.B7 | XT0060:6 | TURBINE PANEL B | 34.C5
AF0062:COM | SC | 0V | WHT | 14 | 10.C3 | XT0060:2 | TURBINE PANEL B | 10.C1
AF0062:V+ | SC | FU0062 | WHT | 14 | 10.C3 | FU0062:LD | TURBINE PANEL B | 10.C1
AF0063:COM | SC | AF0063N | WHT | 20 | 10.C3 | AF0064:COM | TURBINE PANEL B | 10.B4
AF0063:COM | SC | AU0060N | WHT | 20 | 10.C3 | AU0060:COM | TURBINE PANEL B | 10.B2
AF0063:V+ | SC | AF0063P | WHT | 20 | 10.C3 | AF0064:V+ | TURBINE PANEL B | 10.B4
AF0063:V+ | SC | AU0060P | WHT | 20 | 10.C3 | AU0060:V+ | TURBINE PANEL B | 10.B2
AF0064:COM | SC | AF0065N | WHT | 20 | 10.B4 | AF0065:COM | TURBINE PANEL B | 10.B5
AF0064:SH | SC | AF0064G | GRN | 14 | 10.B4 | AF0065:SH | TURBINE PANEL B | 10.B5
AF0064:SH | SC | AU0060G | GRN | 14 | 10.B4 | AU0060:GND | TURBINE PANEL B | 10.B2
AF0064:V+ | SC | AF0064P | WHT | 20 | 10.B4 | AF0065:V+ | TURBINE PANEL B | 10.B5
AF0065:COM | SC | AF0066N | WHT | 20 | 10.B5 | AF0066:COM | TURBINE PANEL B | 10.C5
AF0065:SH | SC | AF0065G | GRN | 14 | 10.B5 | AF0066:SH | TURBINE PANEL B | 10.C5
AF0065:V+ | SC | AF0065P | WHT | 20 | 10.B5 | AF0066:V+ | TURBINE PANEL B | 10.C5
AF0066:SH | SC | IEG02304 | GRN | 14 | 10.C5 | IEG0230:4 | TURBINE PANEL B | 10.C6
AF0071:COM | SC | AF0071N | WHT | 20 | 10.B2 | AF0072:COM | TURBINE PANEL B | 10.A3
AF0071:COM | SC | AU0070N | WHT | 20 | 10.B2 | AU0070:COM | TURBINE PANEL B | 10.A2
AF0071:P | SC | * |  |  | 10.B2 | AU0070:J | TURBINE PANEL B | 10.A2
AF0071:SH | SC | AF0071G | GRN | 14 | 10.B2 | AF0072:SH | TURBINE PANEL B | 10.A3
AF0071:SH | SC | AU0070G | GRN | 14 | 10.B2 | AU0070:GND | TURBINE PANEL B | 10.A2
AF0071:V+ | SC | AF0071P | WHT | 20 | 10.B2 | AF0072:V+ | TURBINE PANEL B | 10.A3
AF0071:V+ | SC | AU0070P | WHT | 20 | 10.B2 | AU0070:V+ | TURBINE PANEL B | 10.A2
AF0072:COM | SC | AF0072N | WHT | 20 | 10.A3 | AF0073:COM | TURBINE PANEL B | 10.B3
AF0072:SH | SC | AF0072G | GRN | 14 | 10.A3 | AF0073:SH | TURBINE PANEL B | 10.B3
AF0072:V+ | SC | AF0072P | WHT | 20 | 10.A3 | AF0073:V+ | TURBINE PANEL B | 10.B3
AF0073:COM | SC | AF0073N | WHT | 20 | 10.B3 | AF0074:COM | TURBINE PANEL B | 10.B4
AF0073:SH | SC | AF0073G | GRN | 14 | 10.B3 | AF0074:SH | TURBINE PANEL B | 10.B4
AF0073:V+ | SC | AF0073P | WHT | 20 | 10.B3 | AF0074:V+ | TURBINE PANEL B | 10.B4
AF0074:COM | SC | AF0074N | WHT | 20 | 10.B4 | AF0075:COM | TURBINE PANEL B | 10.A5
AF0074:SH | SC | AF0074G | GRN | 14 | 10.B4 | AF0075:SH | TURBINE PANEL B | 10.A5
AF0074:V+ | SC | AF0074P | WHT | 20 | 10.B4 | AF0075:V+ | TURBINE PANEL B | 10.A5
AF0075:SH | SC | IEG02305 | GRN | 14 | 10.A5 | IEG0230:5 | TURBINE PANEL B | 10.B6
AF0076:00 | SC | 007600 | WHT | 20 | 32.C7 | KA0217:A1 | TURBINE PANEL B | 32.C5
AF0076:02 | SC | 007602 | WHT | 16 | 34.A7 | KA0221:A1 | TURBINE PANEL B | 34.A6
AF0076:04 | SC | 007604 | WHT | 16 | 34.B7 | KA0222:A1 | TURBINE PANEL B | 34.B6
AF0076:07 | SC | 007607 | WHT | 20 | 22.A7 | KA1020:A1 | TURBINE PANEL B | 22.A5
AF0076:08 | SC | KT014615 | WHT | 20 | 14.C7 | KT0146:15 | TURBINE PANEL B | 14.C6
AF0076:09 | SC | KT0146B1 | WHT | 20 | 13.B2 | KT0146:B1 | TURBINE PANEL B | 13.B2
AF0076:10 | SC | UA1200J14 | WHT | 20 | 15.C7 | UA1200:J1-4 | TURBINE PANEL B | 15.B3
AF0076:11 | SC | 007611 | WHT | 20 | 15.C7 | XT0237:1 B2 | TURBINE PANEL B | 15.C5
AF0076:16 | SC | 007616 | WHT | 20 | 32.C7 | KA0217:A2 | TURBINE PANEL B | 32.C5
AF0076:18 | SC | 007618 | WHT | 20 | 34.A7 | KA0221:A2 | TURBINE PANEL B | 34.A6
AF0076:20 | SC | 007620 | WHT | 20 | 34.B7 | KA0222:A2 | TURBINE PANEL B | 34.B6
AF0076:23 | SC | 007623 | WHT | 20 | 22.A7 | KA1020:A2 | TURBINE PANEL B | 22.A5
AF0076:24 | SC | KA0231A2 | WHT | 20 | 14.C7 | KA0231:A2 | TURBINE PANEL B | 14.C6
AF0076:25 | SC | KT0146A2 | WHT | 20 | 13.B2 | KT0146:A2 | TURBINE PANEL B | 13.B2
AF0076:COM | SC | 0V | WHT | 14 | 10.A5 | XT0070:2 | TURBINE PANEL B | 10.B1
AF0076:V+ | SC | FU0071 | WHT | 16 | 10.A5 | FU0071:LD | TURBINE PANEL B | 10.B1
AF0410:32 | SC | XT04001 | GRN | 16 | 16.B5 | XT0400:1 | TURBINE PANEL B | 16.C6
AF0410:53 | SC | 0V | WHT | 16 | 16.B5 | XT0110:2 | TURBINE PANEL B | 16.A5
AF0410:55 | SC | FU0113 | WHT | 16 | 16.B5 | FU0113:LD | TURBINE PANEL B | 16.A4
AU0060:COM | SC | 0V | WHT | 14 | 10.B2 | XT0060:1 | TURBINE PANEL B | 10.C1
AU0060:V+ | SC | FU0060 | WHT | 14 | 10.B2 | FU0060:LD | TURBINE PANEL B | 10.C1
AU0070:COM | SC | 0V | WHT | 14 | 10.A2 | XT0070:1 | TURBINE PANEL B | 10.B1
AU0070:V+ | SC | FU0070 | WHT | 14 | 10.A2 | FU0070:LD | TURBINE PANEL B | 10.B1
FU0060:LI | SC | FU0210 | WHT | 14 | 10.C1 | FU0061:LI | TURBINE PANEL B | 10.C1
FU0061:LI | SC | FU0210 | WHT | 14 | 10.C1 | FU0062:LI | TURBINE PANEL B | 10.C1
FU0070:LI | SC | FU0210 | WHT | 14 | 10.B1 | FU0071:LI | TURBINE PANEL B | 10.B1
FU0110:LD | SC | FU0110 | WHT | 14 | 16.A4 | FU0113:LI | TURBINE PANEL B | 16.A4
FU0110:LI | SC | FU0136 | WHT | 14 | 16.A4 | XT0110:1 | TURBINE PANEL B | 16.A5
FU0291:LD | SC | FU0291 | WHT | 14 | 49.A5 | XT0190:2 | TURBINE PANEL B | 49.A5
GR0231: | SC | IEG02308 | GRN | 14 | 4.A4 | IEG0230:8 | TURBINE PANEL B | 4.A4
GR0232: | SC | GR0232 | GRN/YEL | 14 | 4.A4 | FG0232:1 | TURBINE PANEL B | 4.A4
GR0233: | SC | IEG023012 | GRN | 14 | 4.A4 | IEG0230:12 | TURBINE PANEL B | 4.A4
IEG0230:10 | SC | IEG023010 | GRN | 16 | 15.D6 | UA1200:J3-4 | TURBINE PANEL B | 15.B3
IEG0230:9 | SC | IEG02309 | GRN | 14 | 16.C6 | XT0400:3 | TURBINE PANEL B | 16.C6
KA0130:A1 | SC | 008135 | WHT | 20 | 15.C5 | KA0130:11 | TURBINE PANEL B | 15.D6
KA0130:A2 | SC | UA1200J26 | WHT | 20 | 15.C5 | UA1200:J2-6 | TURBINE PANEL B | 15.B3
KA0131:12 | SC | KA013724 | WHT | 20 | 13.D4 | KA0137:24 | TURBINE PANEL B | 13.D3
KA0131:A1 | SC | KA0231A1 | WHT | 20 | 13.B6 | KA0132:A1 | TURBINE PANEL B | 13.B6
KA0131:A1 | SC | KA0231A1 | WHT | 20 | 13.B6 | XT0136:12 | TURBINE PANEL B | 13.B5
KA0131:A2 | SC | 0V | WHT | 20 | 13.B6 | KA0132:A2 | TURBINE PANEL B | 13.B6
KA0131:A2 | SC | 0V | WHT | 20 | 13.B6 | KT0145:A2 | TURBINE PANEL B | 13.B6
KA0132:11 | SC | FU0139 | WHT | 20 | 13.A3 | KA0133:11 | TURBINE PANEL B | 13.A3
KA0132:11 | SC | FU0139 | WHT | 20 | 13.A3 | KT0145:15 | TURBINE PANEL B | 13.D2
KA0132:12 | SC | KT0141A1 | WHT | 20 | 13.A3 | KT0142:A1 | TURBINE PANEL B | 13.A6
KA0132:12 | SC | KT0141A1 | WHT | 20 | 13.A3 | KA0133:12 | TURBINE PANEL B | 13.A3
KA0132:21 | SC | KA0138A1 | WHT | 20 | 13.D4 | KA0138:A1 | TURBINE PANEL B | 13.D6
KA0132:22 | SC | KA013222 | WHT | 20 | 13.D4 | KA0137:14 | TURBINE PANEL B | 13.D3
KA0132:22 | SC | KA013222 | WHT | 20 | 13.D4 | KT0141:18 | TURBINE PANEL B | 13.D2
KA0132:24 | SC | KA013224 | WHT | 20 | 13.D4 | KA0134:14 | TURBINE PANEL B | 13.D3
KA0132:A1 | SC | KA0231A1 | WHT | 20 | 13.B6 | KA0141:A1 | TURBINE PANEL B | 13.C6
KA0132:A2 | SC | 0V | WHT | 20 | 13.B6 | KA0141:A2 | TURBINE PANEL B | 13.C6
KA0133:11 | SC | FU0139 | WHT | 20 | 13.A3 | KA0134:11 | TURBINE PANEL B | 13.D3
KA0133:A2 | SC | 0V | WHT | 20 | 13.C6 | KA0134:A2 | TURBINE PANEL B | 13.C6
KA0133:A2 | SC | 0V | WHT | 20 | 13.C6 | KA0141:A2 | TURBINE PANEL B | 13.C6
KA0134:11 | SC | FU0139 | WHT | 20 | 13.D3 | KA0136:11 | TURBINE PANEL B | 13.B4
KA0134:A2 | SC | 0V | WHT | 20 | 13.C6 | KA0144:A2 | TURBINE PANEL B | 13.C6
KA0136:11 | SC | FU0139 | WHT | 20 | 13.B4 | KA0137:21 | TURBINE PANEL B | 13.D3
KA0136:14 | SC | KA013821 | WHT | 20 | 13.B4 | KA0138:21 | TURBINE PANEL B | 13.B5
KA0136:A1 | SC | PS32002 | WHT | 20 | 13.D6 | XT0136:5 | TURBINE PANEL B | 39.D5
KA0136:A2 | SC | 0V | WHT | 20 | 13.D6 | KA0137:A2 | TURBINE PANEL B | 13.D6
KA0137:11 | SC | FU0139 | WHT | 20 | 13.D3 | KA0137:21 | TURBINE PANEL B | 13.D3
KA0137:A1 | SC | KA0137A1 | WHT | 20 | 13.D6 | KT0142:18 | TURBINE PANEL B | 13.D2
KA0137:A2 | SC | 0V | WHT | 20 | 13.D6 | KA0138:A2 | TURBINE PANEL B | 13.D6
KA0138:11 | SC | KM3170EP | WHT | 20 | 42.C5 | XT0136:11 | TURBINE PANEL B | 42.C5
KA0138:12 | SC | FU0139 | WHT | 20 | 42.C5 | XT0136:9 | TURBINE PANEL B | 42.C6
KA0138:24 | SC | KT0144B1 | WHT | 20 | 13.B5 | KT0144:B1 | TURBINE PANEL B | 13.B6
KA0141:21 | SC | KT0146A1 | WHT | 20 | 13.B2 | KT0146:A1 | TURBINE PANEL B | 13.B2
KA0141:21 | SC | KT0146A1 | WHT | 20 | 13.B2 | KA0241:21 | TURBINE PANEL B | 13.B2
KA0141:24 | SC | FU0139 | WHT | 20 | 13.B2 | KA0241:24 | TURBINE PANEL B | 13.B2
KA0141:24 | SC | FU0139 | WHT | 20 | 13.B2 | XT0136:2 | TURBINE PANEL B | 13.A2
KA0217:11 | SC | FCE213019 | WHT | 14 | 32.D5 | XT0236:8 | TURBINE PANEL B | 32.D5
KA0217:14 | SC | KA021714 | WHT | 14 | 32.D5 | KA0237:11 | TURBINE PANEL B | 32.D6
KA0221:11 | SC | 022111 | WHT | 20 | 34.A6 | KA0235:24 | TURBINE PANEL B | 34.A5
KA0222:11 | SC | 022211 | WHT | 20 | 34.B6 | KA0236:24 | TURBINE PANEL B | 34.B5
KA0231:11 | SC | KA0231A1 | WHT | 20 | 14.C6 | KA0231:A1 | TURBINE PANEL B | 14.C6
KA0231:11 | SC | KA0231A1 | WHT | 20 | 14.C6 | KA0242:11 | TURBINE PANEL B | 14.C6
KA0231:14 | SC | KA024214 | WHT | 20 | 14.C6 | KA0242:14 | TURBINE PANEL B | 14.C6
KA0231:14 | SC | KA024214 | WHT | 20 | 14.C6 | KT0146:18 | TURBINE PANEL B | 14.C6
KA0231:21 | SC | KA023121 | WHT | 20 | 14.A4 | KA0245:14 | TURBINE PANEL B | 14.A4
KA0231:A1 | SC | KA0231A1 | WHT | 20 | 14.C6 | KA0232:A1 | TURBINE PANEL B | 14.D6
KA0231:A2 | SC | KA0231A2 | WHT | 20 | 14.C6 | KA0232:A2 | TURBINE PANEL B | 14.D6
KA0232:A1 | SC | KA0231A1 | WHT | 20 | 14.D6 | KA0233:A1 | TURBINE PANEL B | 14.D6
KA0232:A2 | SC | KA0231A2 | WHT | 20 | 14.D6 | KA0233:A2 | TURBINE PANEL B | 14.D6
KA0233:A1 | SC | KA0231A1 | WHT | 20 | 14.D6 | KA0234:A1 | TURBINE PANEL B | 14.D6
KA0233:A2 | SC | KA0231A2 | WHT | 20 | 14.D6 | KA0234:A2 | TURBINE PANEL B | 14.D6
KA0235:11 | SC | 008100 | WHT | 20 | 14.A5 | XT0060:3 | TURBINE PANEL B | 15.D5
KA0235:11 | SC | 008100 | WHT | 20 | 14.A5 | KA0241:11 | TURBINE PANEL B | 14.A5
KA0235:14 | SC | KA024114 | WHT | 20 | 14.A5 | KA0241:14 | TURBINE PANEL B | 14.A5
KA0235:A1 | SC | SB0472B112 | WHT | 20 | 14.A2 | XT0240:4 | TURBINE PANEL B | 14.A3
KA0235:A1 | SC | SB0472B112 | WHT | 20 | 14.A2 | KA0236:A1 | TURBINE PANEL B | 14.B2
KA0236:11 | SC | FU0139 | WHT | 20 | 14.D4 | KA0244:11 | TURBINE PANEL B | 14.D4
KA0236:11 | SC | FU0139 | WHT | 20 | 14.D4 | XT0240:12 | TURBINE PANEL B | 14.C4
KA0236:12 | SC | KA023612 | WHT | 20 | 14.D4 | XT0240:13 | TURBINE PANEL B | 14.D4
KA0236:A1 | SC | SB0472B112 | WHT | 20 | 14.B2 | KA0237:A1 | TURBINE PANEL B | 14.B2
KA0236:A2 | SC | 0V | WHT | 20 | 14.B2 | KA0235:A2 | TURBINE PANEL B | 14.A2
KA0236:A2 | SC | 0V | WHT | 20 | 14.B2 | KA0237:A2 | TURBINE PANEL B | 14.B2
KA0237:A1 | SC | SB0472B112 | WHT | 20 | 14.B2 | KA0238:A1 | TURBINE PANEL B | 14.B2
KA0237:A2 | SC | 0V | WHT | 20 | 14.B2 | KA0238:A2 | TURBINE PANEL B | 14.B2
KA0238:A1 | SC | SB0472B112 | WHT | 20 | 14.B2 | KA0239:A1 | TURBINE PANEL B | 14.B2
KA0238:A2 | SC | 0V | WHT | 20 | 14.B2 | KA0239:A2 | TURBINE PANEL B | 14.B2
KA0239:A1 | SC | SB0472B112 | WHT | 20 | 14.B2 | KA0240:A1 | TURBINE PANEL B | 14.B2
KA0239:A2 | SC | 0V | WHT | 20 | 14.B2 | KA0240:A2 | TURBINE PANEL B | 14.B2
KA0240:A1 | SC | SB0472B112 | WHT | 20 | 14.B2 | KA0248:A1 | TURBINE PANEL B | 14.C2
KA0240:A2 | SC | 0V | WHT | 20 | 14.B2 | KA0248:A2 | TURBINE PANEL B | 14.C2
KA0241:14 | SC | KA024114 | WHT | 20 | 14.A5 | KA0231:24 | TURBINE PANEL B | 14.A4
KA0241:A1 | SC | KA0241A1 | WHT | 20 | 14.C2 | KA0242:A1 | TURBINE PANEL B | 14.C2
KA0241:A1 | SC | KA0241A1 | WHT | 20 | 14.C2 | XT0240:6 | TURBINE PANEL B | 14.C3
KA0241:A2 | SC | 0V | WHT | 20 | 14.C2 | KA0242:A2 | TURBINE PANEL B | 14.C2
KA0241:A2 | SC | 0V | WHT | 20 | 14.C2 | KA0250:A2 | TURBINE PANEL B | 14.C2
KA0242:11 | SC | KA0231A1 | WHT | 20 | 14.C6 | XT0136:12 | TURBINE PANEL B | 13.B5
KA0242:21 | SC | 024221 | WHT | 20 | 15.C6 | XT0237:1 T2 | TURBINE PANEL B | 15.C5
KA0242:24 | SC | KA024822 | WHT | 20 | 15.C6 | KA0248:22 | TURBINE PANEL B | 15.C6
KA0242:A2 | SC | 0V | WHT | 20 | 14.C2 | KA0243:A2 | TURBINE PANEL B | 14.C2
KA0243:21 | SC | ESTOPC | WHT | 20 | 14.A3 | XT0240:1 | TURBINE PANEL B | 14.A3
KA0243:24 | SC | KA024511 | WHT | 20 | 14.A3 | KA0245:11 | TURBINE PANEL B | 14.A4
KA0243:A1 | SC | KA0243A1 | WHT | 20 | 14.C2 | KA0244:A1 | TURBINE PANEL B | 14.D2
KA0243:A1 | SC | KA0243A1 | WHT | 20 | 14.C2 | XT0240:7 | TURBINE PANEL B | 14.C3
KA0243:A2 | SC | 0V | WHT | 20 | 14.C2 | KA0244:A2 | TURBINE PANEL B | 14.D2
KA0244:12 | SC | KA024412 | WHT | 20 | 14.D4 | KT0145:A1 | TURBINE PANEL B | 13.B6
KA0244:A1 | SC | KA0243A1 | WHT | 20 | 14.D2 | KA0246:A1 | TURBINE PANEL B | 14.D2
KA0244:A2 | SC | 0V | WHT | 20 | 14.D2 | KA0246:A2 | TURBINE PANEL B | 14.D2
KA0245:A1 | SC | KA0245A1 | WHT | 20 | 14.D2 | KA0249:A1 | TURBINE PANEL B | 14.D2
KA0245:A1 | SC | KA0245A1 | WHT | 20 | 14.D2 | XT0240:8 | TURBINE PANEL B | 14.D3
KA0245:A2 | SC | 0V | WHT | 20 | 14.D2 | KA0249:A2 | TURBINE PANEL B | 14.D2
KA0245:A2 | SC | 0V | WHT | 20 | 14.D2 | KA0247:A2 | TURBINE PANEL B | 14.D2
KA0246:A1 | SC | KA0243A1 | WHT | 20 | 14.D2 | KA0247:A1 | TURBINE PANEL B | 14.D2
KA0246:A2 | SC | 0V | WHT | 20 | 14.D2 | KA0247:A2 | TURBINE PANEL B | 14.D2
KA0248:A1 | SC | SB0472B112 | WHT | 20 | 14.C2 | KA0250:A1 | TURBINE PANEL B | 14.C2
KA0248:A2 | SC | 0V | WHT | 20 | 14.C2 | KA0250:A2 | TURBINE PANEL B | 14.C2
KA0249:A2 | SC | 0V | WHT | 20 | 14.D2 | XT0240:10 | TURBINE PANEL B | 14.D3
KA4401:11 | SC | PS44012 | WHT | 20 | 46.A6 | XT0121:1 | TURBINE PANEL B | 46.A5
KA4401:21 | SC | FU0291 | WHT | 16 | 49.A5 | XT0190:2 | TURBINE PANEL B | 49.A5
KA4401:24 | SC | 019012 | WHT | 20 | 49.A5 | XT0190:1 | TURBINE PANEL B | 49.A6
KA4401:A1 | SC | PS44013 | WHT | 20 | 46.A6 | XT0121:2 | TURBINE PANEL B | 46.A5
KT0140:15 | SC | FU0139 | WHT | 20 | 13.D1 | KT0142:15 | TURBINE PANEL B | 13.D2
KT0140:15 | SC | FU0139 | WHT | 20 | 13.A2 | XT0136:2 | TURBINE PANEL B | 13.A2
KT0140:16 | SC | KT014115 | WHT | 20 | 13.D1 | KT0141:15 | TURBINE PANEL B | 13.D2
KT0140:18 | SC | KT0143A1 | WHT | 20 | 13.A2 | KT0143:A1 | TURBINE PANEL B | 13.A6
KT0140:A1 | SC | KT0140A1 | WHT | 20 | 13.A6 | KT0143:16 | TURBINE PANEL B | 13.A5
KT0140:A2 | SC | 0V | WHT | 20 | 13.A6 | KT0141:A2 | TURBINE PANEL B | 13.A6
KT0140:A2 | SC | 0V | WHT | 20 | 13.A6 | XT0136:3 | TURBINE PANEL B | 13.A2
KT0141:18 | SC | KA013222 | WHT | 20 | 13.D2 | KT0144:18 | TURBINE PANEL B | 13.D2
KT0141:A1 | SC | KT0141A1 | WHT | 20 | 13.A6 | KT0143:15 | TURBINE PANEL B | 13.A5
KT0141:A1 | SC | KT0141A1 | WHT | 20 | 13.A6 | KT0142:A1 | TURBINE PANEL B | 13.A6
KT0141:A2 | SC | 0V | WHT | 20 | 13.A6 | KT0142:A2 | TURBINE PANEL B | 13.A6
KT0142:15 | SC | FU0139 | WHT | 20 | 13.D2 | KT0144:A1 | TURBINE PANEL B | 13.B6
KT0142:18 | SC | KA0137A1 | WHT | 20 | 13.D2 | KT0145:18 | TURBINE PANEL B | 13.D2
KT0142:A2 | SC | 0V | WHT | 20 | 13.A6 | KT0143:A2 | TURBINE PANEL B | 13.A6
KT0143:A2 | SC | 0V | WHT | 20 | 13.A6 | KT0144:A2 | TURBINE PANEL B | 13.B6
KT0144:15 | SC | FU0139 | WHT | 20 | 13.D2 | KT0145:15 | TURBINE PANEL B | 13.D2
KT0144:15 | SC | FU0139 | WHT | 20 | 13.D2 | KT0144:A1 | TURBINE PANEL B | 13.B6
KT0144:A2 | SC | 0V | WHT | 20 | 13.B6 | KT0145:A2 | TURBINE PANEL B | 13.B6
UA1200:J1-5 | SC | UA1200J15 | WHT | 20 | 15.B3 | XT0237:1 B1 | TURBINE PANEL B | 15.C5
UA1200:J1-8 | SC | UA1200J | WHT | 20 | 37.B6 | UA1200:J3-5 | TURBINE PANEL B | 37.B6
UA1200:J2-2 | SC | 008100 | WHT | 20 | 15.B3 | XT0060:3 | TURBINE PANEL B | 15.D5
XT0136:1 | SC | FU0139 | WHT | 20 | 13.A2 | XT0136:9 | TURBINE PANEL B | 42.C6
XT0136:1 | SC | FU0139 | WHT | 20 | 13.A2 | XT0240:12 | TURBINE PANEL B | 14.C4
XT0136:10 | SC | 0V | WHT | 20 | 42.C6 | XT0136:3 | TURBINE PANEL B | 13.A2
XT0136:3 | SC | 0V | WHT | 14 | 13.A2 | XT0240:10 | TURBINE PANEL B | 14.D3
XT0136:4 | SC | FU0139 | WHT | 20 | 39.D5 | XT0136:1 | TURBINE PANEL B | 13.A2
XT0240:11 | SC | FU0139 | WHT | 20 | 14.C4 | XT0236:1 | TURBINE PANEL B | 20.C5
XT0240:13 | SC | KA023612 | WHT | 20 | 14.D4 | XT0237:2 B2 | TURBINE PANEL B | 20.C5
XT0240:6 | SC | KA0241A1 | WHT | 20 | 14.C3 | XT0236:2 | TURBINE PANEL B | 20.C5
XT0240:9 | SC | 0V | WHT | 20 | 14.D3 | XT0236:3 | TURBINE PANEL B | 20.C5
AF0410:L1 | WC0006 | AU0060L2 | ENET | CABLE | 2.A2 | AU0060:L2 | TURBINE PANEL B | 2.A6
AU0060:L1 | WC0007 | AU0070L2 | ENET | CABLE | 2.A6 | AU0070:L2 | TURBINE PANEL B | 2.A5
AF0065:12 | WC4524 | UA1200J13 | RED | 20 | 15.B7 | UA1200:J1-3 | TURBINE PANEL B | 15.B3
AF0065:28 | WC4524 | UA1200J11 | BLK | 20 | 15.B7 | UA1200:J1-1 | TURBINE PANEL B | 15.B3
AF0065:60 | WC4524 | UA1200S | SH | 20 | 15.B7 | FLOATING | TURBINE PANEL B | 15.B3
XT0121:1 | SC | PS44012 | WHT | 20 | 46.A5 | XT4875:2 | JB75 | 46.A2
XT0121:2 | SC | PS44013 | WHT | 20 | 46.A5 | XT4875:3 | JB75 | 46.A2
XT0236:1 | SC | FU0139 | WHT | 20 | 20.C5 | SH0472:13 | TURBINE BOX^DOOR^JB70 | 20.C1
XT0236:2 | SC | KA0241A1 | WHT | 20 | 20.C5 | SH0472:14 | TURBINE BOX^DOOR^JB70 | 20.C1
XT0236:3 | SC | 0V | WHT | 20 | 20.C5 | SH0472:X1 | TURBINE BOX^DOOR^JB70 | 20.C1
XT0236:4 | SC | SH047211 | WHT | 20 | 20.C5 | SH0472:11 | TURBINE BOX^DOOR^JB70 | 20.C1
XT0236:5 | SC | SH047212 | WHT | 20 | 20.C5 | SH0472:12 | TURBINE BOX^DOOR^JB70 | 20.C1
XT0237:2 B1 | SC | SH0472X2 | WHT | 20 | 20.C5 | SH0472:X2 | TURBINE BOX^DOOR^JB70 | 20.C1
FU0291:LI | SC | FU0130 | WHT | 14 | 49.A5 | FU0121:LI | TURBINE BOX^LEFT RAIL^JB70 | 17.D1
IEG0230:13 | SC | IEG023013 | GRN | 14 | 4.A5 | GR1101: | TURBINE BOX^LEFT RAIL^JB70 | 4.A6
IEG0230:7 | SC | IEG02307 | GRN | 14 | 17.D7 | AF1208:SH | TURBINE BOX^LEFT RAIL^JB70 | 17.D6
KA4401:11 | SC | PS44012 | WHT | 20 | 46.A6 | AF1207:34 | TURBINE BOX^LEFT RAIL^JB70 | 46.A7
KA4401:14 | SC | 120702 | WHT | 20 | 46.A6 | AF1207:02 | TURBINE BOX^LEFT RAIL^JB70 | 46.A7
KA4401:22 | SC | 019312 | WHT | 20 | 49.A5 | KA0193:12 | TURBINE BOX^LEFT RAIL^JB70 | 48.A6
KA4401:A2 | SC | 120718 | WHT | 20 | 46.A6 | AF1207:18 | TURBINE BOX^LEFT RAIL^JB70 | 46.A7
XT0110:1 | SC | FU0136 | WHT | 14 | 16.A5 | XT0130:1 | TURBINE BOX^LEFT RAIL^JB70 | 17.A5
XT0110:2 | SC | 0V | WHT | 14 | 16.A5 | XT0130:2 | TURBINE BOX^LEFT RAIL^JB70 | 17.A5
XT0110:3 | SC | KA0231A1 | WHT | 20 | 16.B6 | XT0130:5 | TURBINE BOX^LEFT RAIL^JB70 | 17.A5
XT0190:1 | SC | 019012 | WHT | 20 | 49.A6 | KA0190:12 | TURBINE BOX^LEFT RAIL^JB70 | 49.C5
XT0190:3 | SC | 009512 | WHT | 20 | 49.C6 | KA0190:14 | TURBINE BOX^LEFT RAIL^JB70 | 49.C5
AF0410:L2 | WC0041 | AF0410L2 | ENET | CABLE | 2.A2 | AU1200:L1 | TURBINE BOX^LEFT RAIL^JB70 | 2.A3
IEG0230:14 | SC | IEG023014 | GRN | 14 | 4.A4 | GR1100: | TURBINE BOX^RIGHT RAIL^JB70 | 4.A5
XT0240:3 | SC | SB0472B111 | WHT | 20 | 14.A3 | XT0137:1 | TURBINE BOX^RIGHT RAIL^JB70 | 21.B5
XT0240:4 | SC | SB0472B112 | WHT | 20 | 14.A3 | XT0137:2 | TURBINE BOX^RIGHT RAIL^JB70 | 21.B5
FU0060:LI | SC | FU0210 | WHT | 14 | 10.C1 | XT0233:1 | TURBINE PANEL A | 12.C4
FU0070:LI | SC | FU0210 | WHT | 14 | 10.B1 | XT0233:2 | TURBINE PANEL A | 12.C4
IEG0230:1 | SC | IEG02301 | GRN | 12 | 8.B4 | AR0600:IE2 | TURBINE PANEL A | 8.A1
IEG0230:11 | SC | IEG023011 | GRN | 14 | 9.B5 | AF0094:SH | TURBINE PANEL A | 9.B4
IEG0230:2 | SC | IEG02302 | GRN | 14 | 9.D6 | AF0086:SH | TURBINE PANEL A | 9.D5
IEG0230:3 | SC | IEG02303 | GRN | 14 | 4.A3 | GR0133: | TURBINE PANEL A | 4.A3
IEG0230:6 | SC | IEG02306 | GRN | 14 | 4.A3 | GR0134: | TURBINE PANEL A | 4.A3
KA0130:14 | SC | 008103 | WHT | 20 | 15.D6 | AF0081:03 | TURBINE PANEL A | 15.C7
KA0130:A1 | SC | 008135 | WHT | 20 | 15.C5 | AF0081:35 | TURBINE PANEL A | 15.C7
KA0131:11 | SC | KA0135A1 | WHT | 20 | 13.D4 | KA0135:A1 | TURBINE PANEL A | 13.D6
KA0133:A1 | SC | KA0133A1 | WHT | 20 | 13.C6 | AF0092:01 | TURBINE PANEL A | 40.B7
KA0134:A1 | SC | KA0134A1 | WHT | 20 | 13.C6 | AF0095:08 | TURBINE PANEL A | 42.D7
KA0134:A1 | SC | KA0134A1 | WHT | 20 | 13.C6 | AF0091:12 | TURBINE PANEL A | 42.C7
KA0136:21 | SC | KA013621 | WHT | 20 | 13.B3 | AF0088:42 | TURBINE PANEL A | 13.B4
KA0136:24 | SC | KA013624 | WHT | 20 | 13.B3 | AF0088:10 | TURBINE PANEL A | 13.B4
KA0136:A2 | SC | 0V | WHT | 20 | 13.D6 | KA0135:A2 | TURBINE PANEL A | 13.D6
KA0137:24 | SC | KA013724 | WHT | 20 | 13.D3 | AF0088:09 | TURBINE PANEL A | 13.C4
KA0141:11 | SC | KA014111 | WHT | 20 | 13.C2 | AF0091:39 | TURBINE PANEL A | 13.C2
KA0141:14 | SC | KA014114 | WHT | 20 | 13.C2 | AF0091:07 | TURBINE PANEL A | 13.C2
KA0144:A1 | SC | KA0135A1 | WHT | 20 | 13.C6 | KA0135:A1 | TURBINE PANEL A | 13.D6
KA0144:A2 | SC | 0V | WHT | 20 | 13.C6 | KA0135:A2 | TURBINE PANEL A | 13.D6
KA0221:14 | SC | 009502 | WHT | 20 | 34.A6 | AF0095:02 | TURBINE PANEL A | 34.A7
KA0234:A1 | SC | KA0231A1 | WHT | 20 | 14.D6 | XT0139:4 | TURBINE PANEL A | 14.D6
KA0237:14 | SC | FU0016 | WHT | 14 | 32.D6 | FU0016:LD | TURBINE PANEL A | 11.C6
KA0239:21 | SC | KA023921 | WHT | 20 | 14.B6 | AF0081:41 | TURBINE PANEL A | 14.A7
KA0239:24 | SC | KA023924 | WHT | 20 | 14.B6 | AF0081:09 | TURBINE PANEL A | 14.A7
KA0241:11 | SC | 008100 | WHT | 20 | 14.A5 | AF0081:00 | TURBINE PANEL A | 14.A7
KA0242:14 | SC | KA024214 | WHT | 20 | 14.C6 | AF0081:08 | TURBINE PANEL A | 14.C7
KA0243:11 | SC | KA024311 | WHT | 20 | 14.B6 | AF0081:33 | TURBINE PANEL A | 14.B7
KA0243:14 | SC | KA024314 | WHT | 20 | 14.B6 | AF0081:01 | TURBINE PANEL A | 14.B7
KA0245:21 | SC | KA024521 | WHT | 20 | 14.B6 | AF0081:34 | TURBINE PANEL A | 14.B7
KA0245:24 | SC | KA024524 | WHT | 20 | 14.B6 | AF0081:02 | TURBINE PANEL A | 14.B7
KA0248:21 | SC | FU0212 | WHT | 16 | 15.C6 | FU0212:LD | TURBINE PANEL A | 12.C5
KA1020:14 | SC | FU0211 | WHT | 14 | 27.A5 | FU0211:LD | TURBINE PANEL A | 12.B4
KA1020:24 | SC | 0V | WHT | 14 | 27.A5 | XT0135:1 | TURBINE PANEL A | 12.B4
KA2160:A1 | SC | 009204 | WHT | 20 | 25.A5 | AF0092:04 | TURBINE PANEL A | 25.A6
KA2160:A2 | SC | 009220 | WHT | 20 | 25.A5 | AF0092:20 | TURBINE PANEL A | 25.A6
KA2161:A1 | SC | 009207 | WHT | 20 | 25.B5 | AF0092:07 | TURBINE PANEL A | 25.A6
KA2161:A2 | SC | 009223 | WHT | 20 | 25.B5 | AF0092:23 | TURBINE PANEL A | 25.A6
UA1200:J1-10 | SC | FU0212 | WHT | 20 | 15.B3 | XT0233:4 | TURBINE PANEL A | 15.D5
UA1200:J1-9 | SC | 0V | WHT | 20 | 15.B3 | XT0235:4 | TURBINE PANEL A | 15.D5
UA1200:J2-1 | SC | FU0212 | WHT | 20 | 15.B3 | XT0233:4 | TURBINE PANEL A | 15.D5
UA1200:J2-7 | SC | UA1200J27 | WHT | 20 | 15.B3 | AF0081:19 | TURBINE PANEL A | 15.C7
XT0060:1 | SC | 0V | WHT | 14 | 10.C1 | XT0235:1 | TURBINE PANEL A | 12.D4
XT0060:4 | SC | SV21202 | WHT | 20 | 34.A5 | AF0095:18 | TURBINE PANEL A | 34.A7
XT0070:1 | SC | 0V | WHT | 14 | 10.B1 | XT0235:1 | TURBINE PANEL A | 12.D4
XT0110:1 | SC | FU0136 | WHT | 14 | 16.A5 | XT0138:4 | TURBINE PANEL A | 12.B3
XT0110:2 | SC | 0V | WHT | 14 | 16.A5 | XT0134:4 | TURBINE PANEL A | 12.B3
XT0110:3 | SC | KA0231A1 | WHT | 14 | 16.B6 | XT0139:4 | TURBINE PANEL A | 14.D6
XT0136:1 | SC | FU0139 | WHT | 14 | 13.A2 | FU0139:LD | TURBINE PANEL A | 12.A5
XT0136:3 | SC | 0V | WHT | 14 | 13.A2 | XT0135:1 | TURBINE PANEL A | 12.B4
XT0190:3 | SC | 009512 | WHT | 20 | 49.C6 | AF0095:12 | TURBINE PANEL A | 49.C7
XT0190:4 | SC | SV54302 | WHT | 16 | 49.C6 | AF0095:28 | TURBINE PANEL A | 49.C7
XT0237:2 T2 | SC | XT02372 | WHT | 20 | 20.C5 | AF0093:10 | TURBINE PANEL A | 20.C7
AU0070:L1 | WC0008 | AU0080L2 | ENET | CABLE | 2.A5 | AU0080:L2 | TURBINE PANEL A | 2.A4
SolarTools ver. 24.0.84.24712 (Jul 31, 2025)
Report date: 3/31/2026 5:23 PM

## Panel Errors
Panel Errors
Project # | J0971
Project Name | EPROD BECKVILLE CONTROL RETROFITS-PRU
Revision | A.4
Controls DE | S. MARTINEZ
Phone:
Controls ME | A.PUENTES
Phone:
From | [6 empty] | To
Device ID | Location | Cable (W) Conductor (SC) Jumper Clip (JC) | Wire ID | Wire No. | Gauge/Size | Page/Zone | Device ID | Location | Page/Zone
Report date: 3/31/2026 5:23 PM |  |  |  | SolarTools ver. 24.0.84.24712 (Jul 31, 2025)

## Cable Part Numbers
Cable Part Numbers |  |  | SolarTools ver. 24.0.84.24712 (Jul 31, 2025)
Project # | J0971
Report date: 3/31/2026 5:23 PM
Project Name | EPROD BECKVILLE CONTROL RETROFITS-PRU
Revision | A.4
Controls DE | S. MARTINEZ
Phone:
Controls ME | A.PUENTES
Phone:
Device ID |  | Part Number |  | Description
WC1400 |  | 2684693-54 |  | CABLE, EXTENSION, BACKPLANE
WC5072 |  | PART OF 1103208-1 |  | CABLE, 2 CONDUCTOR UNSHIELDED PART OF HORN
WC0001 |  | 1302073-36 |  | CABLE, ETHERNET - 36 INCHES
WC0003 |  | 1302073-36 |  | CABLE, ETHERNET - 36 INCHES
WC0006 |  | 1302073-36 |  | CABLE, ETHERNET - 36 INCHES
WC0007 |  | 1302073-36 |  | CABLE, ETHERNET - 36 INCHES
WC0008 |  | 1302073-36 |  | CABLE, ETHERNET - 36 INCHES
WC0009 |  | 1302073-36 |  | CABLE, ETHERNET - 36 INCHES
WC0010 |  | 1302073-36 |  | CABLE, ETHERNET - 36 INCHES
WC0014 |  | 1302073-36 |  | CABLE, ETHERNET - 36 INCHES
WC0041 |  | 1302073-36 |  | CABLE, ETHERNET - 36 INCHES
WC0101 |  | 1302073-36 |  | CABLE, COMMUNICATION CABLE - 36 INCHES
WC0601 |  | 1302073-48 |  | CABLE, COMMUNICATION CABLE - 48 INCHES
WC0680 |  | 1302073-36 |  | CABLE
WC0684 |  | 1302073-48 |  | CABLE, COMMUNICATION CABLE - 48 INCHES
WC4524 |  | 1022941-12 |  | TPE, 1 PAIR TWISTED SHIELDED

## Part Number List
Part Number List |  | SolarTools ver. 24.0.84.24712 (Jul 31, 2025)
Project # | J0971
Report date: 3/31/2026 5:23 PM
Project Name | EPROD BECKVILLE CONTROL RETROFITS-PRU
Revision | A.4
Controls DE | S. MARTINEZ
Phone:
Controls ME | A.PUENTES
Phone:
Device ID | Part Number | Description | Location
AF0141 | 2684693-17,2684693-25 | 5094-OB8XT, 8 DISCRETE OUTPUT | BOP PANEL^JB74
AF0142 | 2684693-17,2684693-23 | 5094-IB16XT, 16 DISCRETE INPUT | BOP PANEL^JB74
AF0143 | 2684693-18,2684693-56 | 5094-IF8IHXT, 8 ANALOG INPUT, ISOLATED | BOP PANEL^JB74
AF0144 | 2684693-18,2684693-27 | 5094-OF8IHXT, 8 ANALOG OUTPUT, ISOLATED | BOP PANEL^JB74
AF0145 | 2684693-19,2684693-33 | 5094-IY8XT, 8 ANALOG INPUT,TC/RTD/I&V | BOP PANEL^JB74
AF0146 | 2684693-17,2684693-25 | 5094-OB8XT, 8 DISCRETE OUTPUT | BOP PANEL^JB74
AF0147 | 2684693-18,2684693-28 | 5094-IB16SXT, 16 DISCRETE INPUT, S | BOP PANEL^JB74
AF0181 | 2684693-18,2684693-55 | 5094-OB16SXT, 16 DISCRETE OUTPUT, S | BOP PANEL^JB74
AU0140 | 2684693-22 | 5094-AENTRXT, DEVICE LEVEL RING | BOP PANEL^JB74
AU0180 | 2684693-22 | 5094-AENTRXT, FLEX 5000 I/O | BOP PANEL^JB74
FU0140 | 1043265-1,1043265-5 | FUSE, 10A | BOP PANEL^JB74
FU0141 | 1043265-1,1043265-5 | FUSE, 10A | BOP PANEL^JB74
FU0147 | 1043265-1,1043265-5 | FUSE, 10A | BOP PANEL^JB74
FU0180 | 1043265-5 | FUSE, 10A | BOP PANEL^JB74
FU0181 | 1043265-1,1043265-5 | FUSE, 10A | BOP PANEL^JB74
FU0570 | 1043265-1,1043265-7 | FUSE, 20A | BOP PANEL^JB74
GR0140 | 903849C1 | RAIL GROUND, DIN RAIL GROUNDING | BOP PANEL^JB74
GR0180 | 903849C1 | RAIL GROUND, DIN RAIL GROUNDING | BOP PANEL^JB74
GR0257 | 903849C1 | RAIL GROUND, DIN RAIL GROUNDING | BOP PANEL^JB74
IEG0257 | 232941-200 | BUS BAR, BOP - INSTRUMENT EARTH GROUNDING | BOP PANEL^JB74
KA0531 | 1061979-1 | RELAY, NO EMERGENCY SHUTDOWN SUMMARY | BOP PANEL^JB74
KA0532 | 1061979-1 | RELAY, NO EMERGENCY SHUTDOWN SUMMARY | BOP PANEL^JB74
KA0533 | 1061979-1 | RELAY, NO EMERGENCY SHUTDOWN SUMMARY | BOP PANEL^JB74
KA0534 | 1061979-1 | RELAY, NO EMERGENCY SHUTDOWN SUMMARY | BOP PANEL^JB74
KA0535 | 1061979-1 | RELAY, CONTROLLER ACTIVE | BOP PANEL^JB74
KA0536 | 1061979-1 | RELAY, CONTROLLER ACTIVE | BOP PANEL^JB74
KA0537 | 1061979-1 | RELAY, NO EMERGENCY SHUTDOWN SUMMARY | BOP PANEL^JB74
KA0540 | 1061979-1 | RELAY, OPEN SUCTION VALVE | BOP PANEL^JB74
KA0541 | 1061979-1 | RELAY, OPEN DISCHARGE VALVE | BOP PANEL^JB74
KA0542 | 1061979-1 | RELAY, DISCHARGE VALVE CLOSED | BOP PANEL^JB74
KA0550 | 1061979-1 | RELAY, OPEN SUCTION VALVE (SAFETY) | BOP PANEL^JB74
KA0551 | 1061979-1 | RELAY, OPEN DISCHARGE VALVE (SAFETY) | BOP PANEL^JB74
KA0552 | 1061979-1 | RELAY, CLOSE SUCTION VALVE (SAFETY) | BOP PANEL^JB74
KA0553 | 1061979-1 | RELAY, CLOSE DISCHARGE VALVE (SAFETY) | BOP PANEL^JB74
KA0554 | 1061979-1 | RELAY, CLOSE VENT VALVE (SAFETY) | BOP PANEL^JB74
KA0555 | 1061979-1 | RELAY, OPEN VENT VALVE (SAFETY) | BOP PANEL^JB74
KT0571 | 2651077-1 | TIMER RELAY, LOADING VALVE CLOSED | BOP PANEL^JB74
KT0572 | 2651077-1 | TIMER RELAY, SUCTION VALVE CLOSED | BOP PANEL^JB74
KT0573 | 2651077-1 | TIMER RELAY, DISCHARGE VALVE CLOSED | BOP PANEL^JB74
WC1400 | 2684693-54 |  | BOP PANEL^JB74
XT0140 | 1066730-7,1066730-8,1067996-4 | TERMINAL BLOCK, SPRING, 4 CONDUCTOR,30-12 AWG (0.05-3.31 MM2),NON-IS | BOP PANEL^JB74
XT0144 | 1066730-4,1066730-7,1066730-8 | TERMINAL BLOCK, SPRING, 4 CONDUCTOR,30-12 AWG (0.05-3.31 MM2),NON-IS | BOP PANEL^JB74
XT0180 | 1066730-4,1066730-7,1066730-8 | TERMINAL BLOCK, SPRING, 4 CONDUCTOR,30-12 AWG (0.05-3.31 MM2),NON-IS | BOP PANEL^JB74
XT0570 | 1066730-16,1066730-17,1067996-4 | TERMINAL STRIP, 2 CONDUCTOR | BOP PANEL^JB74
XT0572 | 1066730-7,1066730-8,1067996-4 | TERMINAL BLOCK, SPRING, 4 CONDUCTOR,30-12 AWG (0.05-3.31 MM2),NON-IS | BOP PANEL^JB74
XT0573 | 1066730-10,1066730-9,1067996-4 | DIODE TERMINAL STRIP, 4 CONDUCTOR | BOP PANEL^JB74
XT4875 | DRIVEN COMMON | TERMINAL STRIP, HP COMPRESSOR CASE PRESSURE | JB75
BA0002 | 1271449-1 | MEDIA CONVERTER, ETHERNET-FIBER OPTIC | PANEL
BUOSM | REFERENCE |  | PANEL
CCBA0001E | CUSTOMER DEFINED | CUSTOMER CONNECTION, DCS ENET CONNECTION | PANEL
CCBA0002 | CUSTOMER DEFINED | CUSTOMER CONNECTION, DCS FIBER CONVERTER^24VDC POWER SUPPLY | PANEL
SB7510 | CUSTOMER DEFINED | PUSHBUTTON SWITCH, START (CUSTOMER) | PANEL
SB7511 | CUSTOMER DEFINED | PUSHBUTTON SWITCH, NORMAL STOP (CUSTOMER) | PANEL
SB7512 | CUSTOMER DEFINED | PUSHBUTTON SWITCH, EMERGENCY STOP (CUSTOMER) | PANEL
AT1100 | 1577354-4502 | WORKSTATION, VERSA VIEW 1200H | TURBINE BOX^DOOR^JB70
HA0472 | 1103208-101 | HORN, CONTROL SYSTEM ALARM | TURBINE BOX^DOOR^JB70
SA0471 | 1035040-1652,2380746-2 | SELECTOR SWITCH, PROCESS SETPOINT | TURBINE BOX^DOOR^JB70
SA0473 | 2380746-5 | SELECTOR SWITCH, OFF/LOC/AUX | TURBINE BOX^DOOR^JB70
SA0474 | 1035040-804,2380746-2 | SELECTOR SWITCH, SURGE VALVE | TURBINE BOX^DOOR^JB70
SB0471 | 1035040-854,2380746-1 | PUSHBUTTON SWITCH, HORN SILENCE | TURBINE BOX^DOOR^JB70
SB0472 | 1035040-32,2380746-4 | PUSHBUTTON SWITCH, EMERGENCY STOP | TURBINE BOX^DOOR^JB70
SB0473 | 1035040-855,2380746-1 | PUSHBUTTON SWITCH, ACKNOWLEDGE | TURBINE BOX^DOOR^JB70
SB0474 | 1035040-121,2380746-1 | PUSHBUTTON SWITCH, RESET | TURBINE BOX^DOOR^JB70
SH0470 | 1035040-108,2380746-3 | LIGHTED SWITCH, STOP/STOPPING, RED | TURBINE BOX^DOOR^JB70
SH0471 | 1035040-857,2380746-3 | LIGHTED SWITCH, START/STARTING, GREEN | TURBINE BOX^DOOR^JB70
SH0472 | 1035040-859,2380746-3 | LIGHTED SWITCH, BACKUP SYSTEM ACTIVE/RESET, AMBER | TURBINE BOX^DOOR^JB70
AF1201 | 2684693-17,2684693-25 | 5094-OB8XT, 8 DISCRETE OUTPUT | TURBINE BOX^LEFT RAIL^JB70
AF1202 | 2684693-17,2684693-23 | 5094-IB16XT, 16 DISCRETE INPUT | TURBINE BOX^LEFT RAIL^JB70
AF1203 | 2684693-18,2684693-56 | 5094-IF8IHXT, 8 ANALOG INPUT, ISOLATED | TURBINE BOX^LEFT RAIL^JB70
AF1204 | 2684693-18,2684693-30 | 5094-IF4IHSXT, 4 ANALOG INPUT, S | TURBINE BOX^LEFT RAIL^JB70
AF1205 | 2684693-18,2684693-30 | 5094-IF4IHSXT, 4 ANALOG INPUT, S | TURBINE BOX^LEFT RAIL^JB70
AF1206 | 2684693-21,2684693-36 | 5094-IRT8SXT, 8 RTD/TC ANALOG INPUT, S | TURBINE BOX^LEFT RAIL^JB70
AF1207 | 2684693-18,2684693-28 | 5094-IB16SXT, 16 DISCRETE INPUT, S | TURBINE BOX^LEFT RAIL^JB70
AF1208 | 2684693-19,2684693-33 | 5094-IY8XT, 8 ANALOG INPUT,TC/RTD/I&V | TURBINE BOX^LEFT RAIL^JB70
AU1200 | 2684693-22 | 5094-AENTRXT, FLEX 5000 I/O | TURBINE BOX^LEFT RAIL^JB70
FU0120 | 1043265-1,1043265-5 | FUSE, 10A | TURBINE BOX^LEFT RAIL^JB70
FU0121 | 1043265-1,1043265-5 | FUSE, 10A | TURBINE BOX^LEFT RAIL^JB70
FU0130 | 1043265-1,1043265-7 | FUSE, 20A | TURBINE BOX^LEFT RAIL^JB70
GR1101 | 903849C1 | RAIL GROUND, DIN RAIL GROUNDING | TURBINE BOX^LEFT RAIL^JB70
KA0120 | 1061979-1 | RELAY, CONTROLLER ACTIVE | TURBINE BOX^LEFT RAIL^JB70
KA0190 | 1061979-1 | RELAY, CONTROLLER ACTIVE | TURBINE BOX^LEFT RAIL^JB70
KA0191 | 1061979-1 | RELAY, CONTROLLER ACTIVE | TURBINE BOX^LEFT RAIL^JB70
KA0192 | 1061979-1 | RELAY, CONTROLLER ACTIVE | TURBINE BOX^LEFT RAIL^JB70
KA0193 | 1061979-1 | RELAY, CONTROLLER ACTIVE | TURBINE BOX^LEFT RAIL^JB70
XT0130 | 1066730-7,1066730-8,1067996-4 | TERMINAL BLOCK, SPRING, 4 CONDUCTOR,30-12 AWG (0.05-3.31 MM2),NON-IS | TURBINE BOX^LEFT RAIL^JB70
XT0520 | 1066730-7,1066730-8,1067996-4 | TERMINAL BLOCK, SPRING, 4 CONDUCTOR,30-12 AWG (0.05-3.31 MM2),NON-IS | TURBINE BOX^LEFT RAIL^JB70
AT0680 | 1634974-100 | GATEWAY MODULE, TURBOTRONIC GATEWAY | TURBINE BOX^RIGHT RAIL^JB70
BA0001 | 1271449-1 | MEDIA CONVERTER, ETHERNET-FIBER OPTIC | TURBINE BOX^RIGHT RAIL^JB70
BA0003 | 1271449-1 | MEDIA CONVERTER, ETHERNET-FIBER OPTIC | TURBINE BOX^RIGHT RAIL^JB70
BA1100 | 1337728-10 | SWITCH, ETAP, DLR INTERFACE | TURBINE BOX^RIGHT RAIL^JB70
FU0001 | 1043265-1,1043265-3 | FUSE, 2A | TURBINE BOX^RIGHT RAIL^JB70
FU0003 | 1043265-1,1043265-3 | FUSE, 2A | TURBINE BOX^RIGHT RAIL^JB70
FU0292 | [2]1043265-1,1043265-4 | FUSE, 5A | TURBINE BOX^RIGHT RAIL^JB70
FU0680 | 1043265-1,1043265-4 | FUSE, 5A | TURBINE BOX^RIGHT RAIL^JB70
FU1100 | 1043265-1,1043265-5 | FUSE, 10A | TURBINE BOX^RIGHT RAIL^JB70
FU1101 | 1043265-1,1043265-3 | FUSE, 2A | TURBINE BOX^RIGHT RAIL^JB70
GR1100 | 903849C1 | RAIL GROUND, DIN RAIL GROUNDING | TURBINE BOX^RIGHT RAIL^JB70
PC0470 | 2271605-1 | TIMER/COUNTER, ENGINE HOUR / START COUNTER | TURBINE BOX^RIGHT RAIL^JB70
UV0291 | 1088442-4 | POWER CONVERTER, DC/DC INPUT TO 24V DC OUTPUT | TURBINE BOX^RIGHT RAIL^JB70
XT0001 | 1066730-7 | TERMINAL BLOCK, SPRING, 4 CONDUCTOR,30-12 AWG (0.05-3.31 MM2),NON-IS | TURBINE BOX^RIGHT RAIL^JB70
XT0137 | 1066730-7,1066730-8,1067996-4 | TERMINAL BLOCK, SPRING, 4 CONDUCTOR,30-12 AWG (0.05-3.31 MM2),NON-IS | TURBINE BOX^RIGHT RAIL^JB70
XT0291 | 1066730-4,1066730-7,1066730-8 | TERMINAL BLOCK, SPRING, 4 CONDUCTOR,30-12 AWG (0.05-3.31 MM2),NON-IS | TURBINE BOX^RIGHT RAIL^JB70
XT0680 | 1066730-7,1066730-8,1067996-4 | TERMINAL BLOCK, SPRING, 4 CONDUCTOR,30-12 AWG (0.05-3.31 MM2),NON-IS | TURBINE BOX^RIGHT RAIL^JB70
XT1100 | 1066730-4,1066730-7,1066730-8 | TERMINAL BLOCK, SPRING, 4 CONDUCTOR,30-12 AWG (0.05-3.31 MM2),NON-IS | TURBINE BOX^RIGHT RAIL^JB70
AF0081 | 2684693-18,2684693-28 | 5094-IB16SXT, 16 DISCRETE INPUT, S | TURBINE PANEL A
AF0082 | 2684693-17,2684693-23 | 5094-IB16XT, 16 DISCRETE INPUT | TURBINE PANEL A
AF0083 | 2684693-19,2684693-33 | 5094-IY8XT, 8 ANALOG INPUT,TC/RTD/I&V | TURBINE PANEL A
AF0084 | 2684693-19,2684693-33 | 5094-IY8XT, 8 ANALOG INPUT,TC/RTD/I&V | TURBINE PANEL A
AF0085 | 2684693-18,2684693-56 | 5094-IF8IHXT, 8 ANALOG INPUT, ISOLATED | TURBINE PANEL A
AF0086 | 2684693-18,2684693-56 | 5094-IF8IHXT, 8 ANALOG INPUT, ISOLATED | TURBINE PANEL A
AF0087 | 2684693-17,2684693-23 | 5094-IB16XT, 16 DISCRETE INPUT | TURBINE PANEL A
AF0088 | 2684693-17,2684693-23 | 5094-IB16XT, 16 DISCRETE INPUT | TURBINE PANEL A
AF0091 | 2684693-17,2684693-23 | 5094-IB16XT, 16 DISCRETE INPUT | TURBINE PANEL A
AF0092 | 2684693-17,2684693-24 | 5094-OB16XT, 16 DISCRETE OUTPUT | TURBINE PANEL A
AF0093 | 2684693-17,2684693-24 | 5094-OB16XT, 16 DISCRETE OUTPUT | TURBINE PANEL A
AF0094 | 2684693-19,2684693-33 | 5094-IY8XT, 8 ANALOG INPUT,TC/RTD/I&V | TURBINE PANEL A
AF0095 | 2684693-17,2684693-25 | 5094-OB8XT, 8 DISCRETE OUTPUT | TURBINE PANEL A
AP0601 | 1089241-36 | 1756-EN2TXT, ETHERNET | TURBINE PANEL A
AP0602 | 1089241-40 | 1756-EN2TRXT, ETHERNET | TURBINE PANEL A
AP0603 | 1089241-40 | 1756-EN2TRXT, ETHERNET | TURBINE PANEL A
AP0604 | 1089241-20 | MODULE, BLANK FILLER | TURBINE PANEL A
AP0605 | 1089241-20 | MODULE, BLANK FILLER | TURBINE PANEL A
AP0606 | 1089241-36 | 1756-EN2TXT, ETHERNET | TURBINE PANEL A
AR0600 | 1089241-29 | RACK CHASSIS, 1756-A7XT (7 SLOT) | TURBINE PANEL A
AT0600 | 1089241-43 | 1756-L83EXTS, CONTROLLER^GUARDLOGIX | TURBINE PANEL A
AU0080 | 2684693-22 | 5094-AENTRXT, FLEX 5000 I/O | TURBINE PANEL A
AU0090 | 2684693-22 | 5094-AENTRXT, FLEX 5000 I/O | TURBINE PANEL A
F0200 | 1022716-1 | EMI/SURGE FILTER, 24VDC | TURBINE PANEL A
F0201 | 1022716-1 | EMI/SURGE FILTER, 24VDC | TURBINE PANEL A
FU0010 | 1043265-1,1043265-5 | FUSE, 10A | TURBINE PANEL A
FU0012 | 1043265-1,1043265-5 | FUSE, 10A | TURBINE PANEL A
FU0013 | 1043265-1,1043265-5 | FUSE, 10A | TURBINE PANEL A
FU0014 | 1043265-1,1043265-5 | FUSE, 10A | TURBINE PANEL A
FU0015 | 1043265-5 | FUSE, 10A | TURBINE PANEL A
FU0016 | 1043265-5 | FUSE, 10A | TURBINE PANEL A
FU0031 | 1043265-1,1043265-9 | FUSE, 30A | TURBINE PANEL A
FU0032 | 1043265-1,1043265-9 | FUSE, 30A | TURBINE PANEL A
FU0080 | 1043265-1,1043265-5 | FUSE, 10A | TURBINE PANEL A
FU0081 | 1043265-1,1043265-5 | FUSE, 10A | TURBINE PANEL A
FU0082 | 1043265-1,1043265-5 | FUSE, 10A | TURBINE PANEL A
FU0090 | 1043265-1,1043265-5 | FUSE, 10A | TURBINE PANEL A
FU0091 | 1043265-1,1043265-5 | FUSE, 10A | TURBINE PANEL A
FU0092 | 1043265-1,1043265-5 | FUSE, 10A | TURBINE PANEL A
FU0093 | 1043265-1,1043265-5 | FUSE, 10A | TURBINE PANEL A
FU0136 | 1043265-1,1043265-9 | FUSE, 30A | TURBINE PANEL A
FU0137 | 1043265-1,1043265-7 | FUSE, 20A | TURBINE PANEL A
FU0139 | 1043265-1,1043265-4 | FUSE, 5A | TURBINE PANEL A
FU0210 | 1043265-1,1043265-7 | FUSE, 20A | TURBINE PANEL A
FU0211 | 1043265-1,1043265-4 | FUSE, 5A | TURBINE PANEL A
FU0212 | 1043265-1,1043265-3 | FUSE, 2A | TURBINE PANEL A
GR0131 | 903849C1 | RAIL GROUND, DIN RAIL GROUNDING | TURBINE PANEL A
GR0132 | 903849C1 | RAIL GROUND, DIN RAIL GROUNDING | TURBINE PANEL A
GR0133 | 903849C1 | RAIL GROUND, DIN RAIL GROUNDING | TURBINE PANEL A
GR0134 | 903849C1 | RAIL GROUND, DIN RAIL GROUNDING | TURBINE PANEL A
KA0135 | 1061979-1 | RELAY, AC PRE/POST PUMP DRIVE | TURBINE PANEL A
KA0194 | 1061979-1 | RELAY, SEAL OIL PUMP ON | TURBINE PANEL A
KA3103 | 1061979-1 | RELAY, LUBE OIL TANK HEATER | TURBINE PANEL A
PEG0130 | 232941-300 | BUS BAR, PANEL A - POWER EARTH GROUNDING | TURBINE PANEL A
RR0851 | 981090C1 | RESISTOR, 3.01K OHM | TURBINE PANEL A
RR0852 | 981089C1 | RESISTOR, 1.0K OHM | TURBINE PANEL A
RR0855 | 981090C1 | RESISTOR, 3.01K OHM | TURBINE PANEL A
RR0856 | 981089C1 | RESISTOR, 1.0K OHM | TURBINE PANEL A
UV0600 | 1089241-28 | POWER SUPPLY, RSLOGIX CHASSIS | TURBINE PANEL A
VD7634 | 1015693,2504354-1 | DUAL DIODE | TURBINE PANEL A
XT0011 | 1066730-16,1066730-17,1066730-18 | TERMINAL STRIP, 2 CONDUCTOR | TURBINE PANEL A
XT0012 | 1066730-16,1066730-17,1066730-18 | TERMINAL STRIP, 2 CONDUCTOR | TURBINE PANEL A
XT0033 | 1066730-16,1066730-17,1066730-18 | TERMINAL STRIP, 2 CONDUCTOR | TURBINE PANEL A
XT0080 | 1066730-7,1066730-8,1067996-4 | TERMINAL BLOCK, SPRING, 4 CONDUCTOR,30-12 AWG (0.05-3.31 MM2),NON-IS | TURBINE PANEL A
XT0085 | 1066730-7 | TERMINAL BLOCK, SPRING, 4 CONDUCTOR,30-12 AWG (0.05-3.31 MM2),NON-IS | TURBINE PANEL A
XT0090 | 1066730-7,1066730-8,1067996-4 | TERMINAL BLOCK, SPRING, 4 CONDUCTOR,30-12 AWG (0.05-3.31 MM2),NON-IS | TURBINE PANEL A
XT0134 | 1066730-16,1066730-17,1066730-18 | TERMINAL STRIP, 2 CONDUCTOR | TURBINE PANEL A
XT0135 | 1066730-7,1066730-8,1067996-4 | TERMINAL BLOCK, SPRING, 4 CONDUCTOR,30-12 AWG (0.05-3.31 MM2),NON-IS | TURBINE PANEL A
XT0138 | 1066730-16,1066730-17,1066730-18 | TERMINAL STRIP, 2 CONDUCTOR | TURBINE PANEL A
XT0139 | 1066730-7,1066730-8,1067996-4 | TERMINAL BLOCK, SPRING, 4 CONDUCTOR,30-12 AWG (0.05-3.31 MM2),NON-IS | TURBINE PANEL A
XT0200N | 1066730-16 | TERMINAL STRIP, 2 CONDUCTOR | TURBINE PANEL A
XT0200V | 1066730-16 | TERMINAL STRIP, 2 CONDUCTOR | TURBINE PANEL A
XT0233 | 1066730-7,1066730-8,1067996-4 | TERMINAL BLOCK, SPRING, 4 CONDUCTOR,30-12 AWG (0.05-3.31 MM2),NON-IS | TURBINE PANEL A
XT0235 | 1066730-7,1066730-8,1067996-4 | TERMINAL BLOCK, SPRING, 4 CONDUCTOR,30-12 AWG (0.05-3.31 MM2),NON-IS | TURBINE PANEL A
AF0061 | 2684693-17,2684693-25 | 5094-OB8XT, 8 DISCRETE OUTPUT | TURBINE PANEL B
AF0062 | 2684693-17,2684693-25 | 5094-OB8XT, 8 DISCRETE OUTPUT | TURBINE PANEL B
AF0063 | 2684693-17,2684693-23 | 5094-IB16XT, 16 DISCRETE INPUT | TURBINE PANEL B
AF0064 | 2684693-18,2684693-30 | 5094-IF4IHSXT, 4 ANALOG INPUT, S | TURBINE PANEL B
AF0065 | 2684693-18,2684693-30 | 5094-IF4IHSXT, 4 ANALOG INPUT, S | TURBINE PANEL B
AF0066 | 2684693-18,2684693-27 | 5094-OF8IHXT, 8 ANALOG OUTPUT, ISOLATED | TURBINE PANEL B
AF0071 | 2684693-18,2684693-32 | 5094-IJ2ISXT, 2 FAST COUNTER INPUT, S | TURBINE PANEL B
AF0072 | 2684693-18,2684693-30 | 5094-IF4IHSXT, 4 ANALOG INPUT, S | TURBINE PANEL B
AF0073 | 2684693-21,2684693-36 | 5094-IRT8SXT, 8 RTD/TC ANALOG INPUT, S | TURBINE PANEL B
AF0074 | 2684693-18,2684693-56 | 5094-IF8IHXT, 8 ANALOG INPUT, ISOLATED | TURBINE PANEL B
AF0075 | 2684693-18,2684693-30 | 5094-IF4IHSXT, 4 ANALOG INPUT, S | TURBINE PANEL B
AF0076 | 2684693-18,2684693-55 | 5094-OB16SXT, 16 DISCRETE OUTPUT, S | TURBINE PANEL B
AF0410 | 1322418-11,1322418-20,1322418-70,1322418-71 | 1444-DYN04-01RA, 4-CH VIBRATION INPUT^DYNAMIX 1444 VIBRATION | TURBINE PANEL B
AU0060 | 2684693-22 | 5094-AENTRXT, FLEX 5000 I/O | TURBINE PANEL B
AU0070 | 2684693-22 | 5094-AENTRXT, FLEX 5000 I/O | TURBINE PANEL B
FU0060 | 1043265-1,1043265-5 | FUSE, 10A | TURBINE PANEL B
FU0061 | 1043265-1,1043265-5 | FUSE, 10A | TURBINE PANEL B
FU0062 | 1043265-1,1043265-5 | FUSE, 10A | TURBINE PANEL B
FU0070 | 1043265-1,1043265-5 | FUSE, 10A | TURBINE PANEL B
FU0071 | 1043265-1,1043265-5 | FUSE, 10A | TURBINE PANEL B
FU0110 | 1043265-1,1043265-7 | FUSE, 20A | TURBINE PANEL B
FU0113 | 1043265-1,1043265-4 | FUSE, 5A | TURBINE PANEL B
FU0291 | 1043265-1,1043265-4 | FUSE, 5A | TURBINE PANEL B
GR0231 | 903842C1 | RAIL LUG, DINRAIL GROUNDING | TURBINE PANEL B
GR0232 | 903842C1 | RAIL LUG, DINRAIL GROUNDING | TURBINE PANEL B
GR0233 | 903842C1 | RAIL LUG, DINRAIL GROUNDING | TURBINE PANEL B
IEG0230 | 232941-300 | BUS BAR, PANEL B - INSTRUMENT EARTH GROUNDING | TURBINE PANEL B
KA0130 | 1061979-1 | RELAY, LOWSPEED/OPEN PROBE SETPOINT | TURBINE PANEL B
KA0131 | 1061979-1 | RELAY, CONTROLLER ACTIVE | TURBINE PANEL B
KA0132 | 1061979-1 | RELAY, CONTROLLER ACTIVE | TURBINE PANEL B
KA0133 | 1061979-1 | RELAY, POST LUBE NOT REQUIRED | TURBINE PANEL B
KA0134 | 1061979-1 | RELAY, BACKUP COMMAND OFF | TURBINE PANEL B
KA0136 | 1061979-1 | RELAY, LUBE OIL HEADER^PRESSURE HIGH | TURBINE PANEL B
KA0137 | 1061979-1 | RELAY, LUBE PUMP INHIBIT | TURBINE PANEL B
KA0138 | 1061979-1 | RELAY, BACKUP LUBE OIL PUMP OFF | TURBINE PANEL B
KA0141 | 1061979-1 | RELAY, CONTROLLER ACTIVE | TURBINE PANEL B
KA0144 | 1061979-1 | RELAY, AC PRE-POST PUMP | TURBINE PANEL B
KA0217 | 1061979-1 | RELAY, MAIN GAS FUEL ACTUATOR ENABLE | TURBINE PANEL B
KA0221 | 1061979-1 | RELAY, PRIMARY GAS FUEL^SHUTOFF VALVE | TURBINE PANEL B
KA0222 | 1061979-1 | RELAY, SECONDARY GAS FUEL^ SHUTOFF VALVE | TURBINE PANEL B
KA0231 | 1061979-1 | RELAY, CONTROLLER ACTIVE | TURBINE PANEL B
KA0232 | 1061979-1 | RELAY, CONTROLLER ACTIVE | TURBINE PANEL B
KA0233 | 1061979-1 | RELAY, CONTROLLER ACTIVE | TURBINE PANEL B
KA0234 | 1061979-1 | RELAY, CONTROLLER ACTIVE | TURBINE PANEL B
KA0235 | 1061979-1 | RELAY, NO EMERGENCY ^SHUTDOWN SUMMARY | TURBINE PANEL B
KA0236 | 1061979-1 | RELAY, NO EMERGENCY ^SHUTDOWN SUMMARY | TURBINE PANEL B
KA0237 | 1061979-1 | RELAY, NO EMERGENCY^SHUTDOWN SUMMARY | TURBINE PANEL B
KA0238 | 1061979-1 | RELAY, NO EMERGENCY SHUTDOWN SUMMARY | TURBINE PANEL B
KA0239 | 1061979-1 | RELAY, NO EMERGENCY SHUTDOWN SUMMARY | TURBINE PANEL B
KA0240 | 1061979-1 | RELAY, NO EMERGENCY SHUTDOWN SUMMARY | TURBINE PANEL B
KA0241 | 1061979-1 | RELAY, BACKUP SYSTEM RESET | TURBINE PANEL B
KA0242 | 1061979-1 | RELAY, BACKUP SYSTEM RESET | TURBINE PANEL B
KA0243 | 1061979-1 | RELAY, NO FIRE DETECTED | TURBINE PANEL B
KA0244 | 1061979-1 | RELAY, NO FIRE DETECTED | TURBINE PANEL B
KA0245 | 1061979-1 | RELAY, NO GAS DETECTED | TURBINE PANEL B
KA0246 | 1061979-1 | RELAY, NO FIRE DETECTED | TURBINE PANEL B
KA0247 | 1061979-1 | RELAY, NO FIRE DETECTED | TURBINE PANEL B
KA0248 | 1061979-1 | RELAY, NO EMERGENCY SHUTDOWN SUMMARY | TURBINE PANEL B
KA0249 | 1061979-1 | RELAY, NO GAS DETECTED | TURBINE PANEL B
KA0250 | 1061979-1 | RELAY, NO EMERGENCY SHUTDOWN SUMMARY | TURBINE PANEL B
KA1020 | 1061979-1 | RELAY, IGNITION START | TURBINE PANEL B
KA2160 | 1061979-1 | RELAY, SPARE | TURBINE PANEL B
KA2161 | 1061979-1 | RELAY, SPARE | TURBINE PANEL B
KA4401 | 1061979-1 | RELAY, CASE DEPRESSURIZED | TURBINE PANEL B
KT0140 | 2651077-1 | TIMER RELAY, BACKUP PUMP POST LUBE OFF CYCLE | TURBINE PANEL B
KT0141 | 2651077-1 | TIMER RELAY, BACKUP POST LUBE CONTINUOUS | TURBINE PANEL B
KT0142 | 2651077-1 | TIMER RELAY, TOTAL POST LUBE | TURBINE PANEL B
KT0143 | 2651077-1 | TIMER RELAY, BACKUP PUMP POST LUBE ON CYCLE | TURBINE PANEL B
KT0144 | 2651077-1 | TIMER RELAY, HEADER PRESSURE HIGH BACKUP PUMP OFF | TURBINE PANEL B
KT0145 | 2651077-1 | TIMER RELAY, FIRE DETECTED ROLLDOWN LUBE | TURBINE PANEL B
KT0146 | 2651077-3 | TIMER RELAY, WATCHDOG | TURBINE PANEL B
UA1200 | 1053834-80 | BUOS MODULE, OVERSPEED | TURBINE PANEL B
XT0060 | 1066730-7,1066730-8,1067996-4 | TERMINAL BLOCK, SPRING, 4 CONDUCTOR,30-12 AWG (0.05-3.31 MM2),NON-IS | TURBINE PANEL B
XT0070 | 1066730-7,1066730-8,1067996-4 | TERMINAL BLOCK, SPRING, 4 CONDUCTOR,30-12 AWG (0.05-3.31 MM2),NON-IS | TURBINE PANEL B
XT0110 | 1066730-7,1066730-8,1067996-4 | TERMINAL BLOCK, SPRING, 4 CONDUCTOR,30-12 AWG (0.05-3.31 MM2),NON-IS | TURBINE PANEL B
XT0121 | 1066730-7,1066730-8,1067996-4 | TERMINAL BLOCK, SPRING, 4 CONDUCTOR,30-12 AWG (0.05-3.31 MM2),NON-IS | TURBINE PANEL B
XT0136 | 1066730-7,1066730-8,1067996-4 | TERMINAL BLOCK, SPRING, 4 CONDUCTOR,30-12 AWG (0.05-3.31 MM2),NON-IS | TURBINE PANEL B
XT0190 | 1066730-7,1066730-8,1067996-4 | TERMINAL BLOCK, SPRING, 4 CONDUCTOR,30-12 AWG (0.05-3.31 MM2),NON-IS | TURBINE PANEL B
XT0236 | 1066730-7,1066730-8,1067996-4 | TERMINAL BLOCK, SPRING, 4 CONDUCTOR,30-12 AWG (0.05-3.31 MM2),NON-IS | TURBINE PANEL B
XT0237 | 1066730-10,1066730-9,1067996-4 | DIODE TERMINAL STRIP, 4 CONDUCTOR | TURBINE PANEL B
XT0240 | 1066730-7,1066730-8,1067996-4 | TERMINAL BLOCK, SPRING, 4 CONDUCTOR,30-12 AWG (0.05-3.31 MM2),NON-IS | TURBINE PANEL B
XT0400 | [2]1066730-1,1067996-4 |  | TURBINE PANEL B
XT0400 | [2]1066730-1,1067996-4 |  | TURBINE PANEL B
XT0400 | [2]1066730-1,1067996-4 | TERMINAL STRIP, 4 CONDUCTOR | TURBINE PANEL B
XT0400 | [2]1066730-1,1067996-4 | TERMINAL STRIP, 4 CONDUCTOR | TURBINE PANEL B