## Blue Labels
(SHT 1) TURBINE BOX^DOOR^JB70 | (SHT 10) MEDIA CONVERTER | (SHT 11) PLC PANEL | (SHT 2) TURBINE BOX^LEFT RAIL^JB70 | (SHT 3) TURBINE BOX^RIGHT RAIL^JB70 | (SHT 4) FIRE SYSTEM^CONTROLLER PANEL | (SHT 5) TURBINE PANEL A | (SHT 6) TURBINE PANEL B | (SHT 7) HP COMPRESSOR^ONSKID PANEL | (SHT 8) BOP PANEL^JB74 | (SHT 9) JB5
HL0171 | GR1123 | UV0600 | AT0175 | PC0470 | XT0174 | FU0080 | FU6211 | FU0120 | IEG0257 | IEG1105
HL0172 | BA0005 | AR0600 | AT0176 | AT0680 | GR0171 | FU0081 | FU3150 | FU0121 | FU0180 | UA1520
HL0173 | BA0006 | AT0600 | AT0178 | BA0001 | AT0170 | FU0082 | XT0237 | FU0122 | FU0181 | XT1521
SA0170 | GR1124 | AP0601 | XT0171 | BA0002 | UV0170 | XT0080 | XT0240 | AU1200 | FU0184 | XTFGH
SB0170 | BA0007 | AP0602 | KA0172 | BA0003 |  | XT0085 | FU0070 | AF1201 | XT0180 | GR0113
AT1100 | BA0009 | AP0603 | KA0174 | BA0004 |  | AU0080 | FU0071 | AF1202 | AU0180 | AF0450
SB0471 | UJ1123 | AP0604 | KA0176 | FU1100 |  | AF0081 | XT0070 | AF1203 | AF0181 | AF0430
SB0473 | FU0005 | AT0605 | KA0178 | FU0680 |  | AF0082 | AU0070 | AF1204 | AF0182 | AF0420
SB0474 | FU0006 | AP0606 | KA0875 | FU0001 |  | AF0083 | AF0071 | AF1205 | AF0183 | AF0410
SH0470 | FU0007 | AP0607 | KA6510 | FU0002 |  | AF0084 | AF0072 | AF1206 | AF0184 | AF0400
SH0472 | FU0009 | AP0608 | KA6511 | FU0003 |  | AF0085 | AF0073 | GR0120 | AF0185 | XT0400
SA0473 | FU1125 | AP0609 | FU0170 | FU0004 |  | AF0086 | AF0074 | AF1211 | GR0180 | FU0110
SA0474 | XT0003 | FU1111 | XT0170 | XT0680 |  | AF0087 | AF0075 | AF1210 | XT0570 | FU0113
HA0472 | XT1123 | FU1101 | XT0172 | XT0001 |  | AF0088 | AF0076 | AF1209 | XT0140 | XT1110
SH0471 | GR1125 | UJ1100 | XT0147 | GR1100 |  | XT0137 | GR0233 | AF1208 | KA0531 | XT0110
SA0471 | FU1123 | BA1100 | GR1101 | UA1200 |  | GR0134 | KA1020 | AF1207 | KA0532 | GR0110
SB0472 | FU1124 | GR0135 |  |  |  | FU0090 | KA0222 | GR0124 | KA0533
| GR1126 |  |  |  |  | FU0091 | KA0221 | KA0120 | KA0534
[6 empty] | FU0092 | KA6211 | KA4401 | KA0535
[6 empty] | FU0093 | XT0235 | XT0121 | KA0536
[6 empty] | XT0090 | XT0233 | XT0520 | KA0537
[6 empty] | AU0090 | FU0210 | XT0130 | KA0540
[6 empty] | AF0091 | FU0211 | FU0130 | KA0541
[6 empty] | AF0092 | FU0212 | FU0131 | KA1536
[6 empty] | AF0093 | FU0060 | XT0845 | KA5621
[6 empty] | AF0094 | FU0061 | XT1200 | KA5624
[6 empty] | AF0095 | FU0062 | GR0845 | KA5643
[6 empty] | AF0096 | FU0063 | WC8058 | KA5644
[6 empty] | XT0114 | FU2108 | IEG0130 | KA7482
[6 empty] | FU3112 | XT0060 | XT0500 | KT0571
[6 empty] | FU3113 | KA0235 | AF0510 | KT0572
[6 empty] | GR0133 | KA0236 | AF0520 | KT0573
[6 empty] | FU0010 | KA0237 | AF0500 | KT0574
[6 empty] | FU0139 | KA0238 |  | XT0572
[6 empty] | XT0138 | KA0239 |  | XT0573
[6 empty] | XT0139 | KA0240 |  | FU1212
[6 empty] | XT0134 | KA0248 |  | FU0571
[6 empty] | XT0135 | KA0250 |  | UJ1212
[6 empty] | FU0137 | KA0241 |  | BA1212
[6 empty] | FU0136 | KA0242 |  | GR0257
[6 empty] | XT0012 | KA0243 |  | FU0570
[6 empty] | KA7513 | KA0244 |  | FU0140
[6 empty] | KA2712 | KA0246 |  | FU0141
[6 empty] | KA2711 | KA0247 |  | FU0142
[6 empty] | KA0100 | KA0245 |  | AU0140
[6 empty] | GR0131 | KA0249 |  | FU0143
[6 empty] | FU3011 | KA0231 |  | AF0141
[6 empty] | FU0012 | KA0232 |  | AF0142
[6 empty] | FU0013 | KA0233 |  | AF0143
[6 empty] | FU0014 | KA0234 |  | AF0144
[6 empty] | FU0015 | KA1235 |  | AF0145
[6 empty] | XT0011 | AF0066 |  | GR0140
[6 empty] | GR0132 | AF0067
[6 empty] | UJ0131 | AF0068
[6 empty] | XT0014 | GR0232
[6 empty] | XT0015 | XT0136
[6 empty] | PEG0130 | XT0236
KA0130
KA0131
KA0132
KA0141
KA0133
KA0134
KA0144
KA0135
KA0136
KA0137
KA0138
KT0140
KT0141
KT0142
KT0143
KT0144
KT0145
KT0146
AF0065
AF0064
AF0063
AF0062
AF0061
AU0060
GR0231
WC0060
IEG0230

## White Labels
(SHT 8) BOP PANEL^JB74 | (SHT 7) HP COMPRESSOR^ONSKID PANEL | (SHT 9) JB5 | (SHT 11) PLC PANEL | (SHT 11) PLC PANEL - (SHT 6) TURBINE PANEL B | (SHT 1) TURBINE BOX^DOOR^JB70 - (SHT 5) TURBINE PANEL A | (SHT 3) TURBINE BOX^RIGHT RAIL^JB70 - (SHT 6) TURBINE PANEL B | (SHT 5) TURBINE PANEL A | (SHT 5) TURBINE PANEL A - (SHT 6) TURBINE PANEL B | (SHT 6) TURBINE PANEL B
AF0143G | AF1203G | IEG11051 | UV0600G | IEG02301 | PEG01304 | IEG023010 | AF0083G | IEG023011 | AF0064G
AF0144G | AF1204G | XT04001 |  |  |  | IEG023014 | AF0084G | IEG02302 | AF0065G
AU0140G | AF1205G | XT04002 |  |  |  |  | AF0085G | IEG02303 | AF0066G
AU0180G | AF1206G | [5 empty] | AF0086G | IEG02306 | AF0071G
GR0257 | AF1208G | [5 empty] | AF0094G |  | AF0072G
IEG02571 | AF1209G | [5 empty] | AU0080G |  | AF0073G
IEG02572 | AF1210G | [5 empty] | AU0090G |  | AF0074G
IEG02573 | AU1200G | [7 empty] | AU0060G
IEG02575 | IEG01301 | [7 empty] | AU0070G
| IEG01303 | [7 empty] | IEG023012
| IEG01304 | [7 empty] | IEG023013
| IEG01307 | [7 empty] | IEG02304
| XT05001 | [7 empty] | IEG02305
IEG02308

## Heat Shrink Labels
(SHT 4) FIRE SYSTEM^CONTROLLER PANEL - (SHT 2) TURBINE BOX^LEFT RAIL^JB70 | (SHT 7) HP COMPRESSOR^ONSKID PANEL - (SHT 9) JB5 | (SHT 9) JB5 | (SHT 2) TURBINE BOX^LEFT RAIL^JB70 | (SHT 3) TURBINE BOX^RIGHT RAIL^JB70 - (SHT 6) TURBINE PANEL B
WC5018 | WC0405 | WC4749 | WC5500 | WC4524
WC8069 |  |  | WC8066
WC8067

## BOP PANEL^JB74
BOP PANEL^JB74
Project # | J1070
Project Name | TCE ST VINCENT
Revision | A
Controls DE | A. Jarque
Phone:
Controls ME | A.GAMEZ
Phone:
From | [5 empty] | To
Device ID | Cable (W) Conductor (SC) Jumper Clip (JC) | Wire No. | Wire ID | Gauge/Size | Page/Zone | Device ID | Location | Page/Zone
XT0140:3 | JC | 0V | CLIP | --- | 19.A5 | XT0140:2 | BOP PANEL^JB74 | 19.A5
XT0140:4 | JC | 0V | CLIP | --- | 19.A5 | XT0140:3 | BOP PANEL^JB74 | 19.A5
XT0180:1 | JC | 0V | CLIP | --- | 19.D1 | XT0180:2 | BOP PANEL^JB74 | 19.D1
AF0141:00 | SC | KA153614 | WHT | 20 | 91.A7 | KA1536:14 | BOP PANEL^JB74 | 91.A6
AF0141:04 | SC | KA053211 | WHT | 20 | 92.A7 | KA0532:11 | BOP PANEL^JB74 | 92.A6
AF0141:12 | SC | 014112 | WHT | 20 | 94.B7 | KA5624:14 | BOP PANEL^JB74 | 94.B6
AF0141:14 | SC | KA053111 | WHT | 20 | 90.A7 | KA0531:11 | BOP PANEL^JB74 | 90.A5
AF0141:16 | SC | SV76212 | WHT | 20 | 91.A7 | XT0572:4 | BOP PANEL^JB74 | 91.A5
AF0141:20 | SC | SV76412 | WHT | 20 | 92.A7 | XT0572:5 | BOP PANEL^JB74 | 92.A5
AF0141:32 | SC | 014132 | WHT | 20 | 91.A7 | KA5621:14 | BOP PANEL^JB74 | 91.A6
AF0141:36 | SC | 014136 | WHT | 20 | 92.A7 | KA5643:14 | BOP PANEL^JB74 | 92.A6
AF0141:COM | SC | 0V | WHT | 16 | 19.B2 | XT0140:3 | BOP PANEL^JB74 | 19.A5
AF0141:V+ | SC | FU0141 | WHT | 16 | 19.B2 | FU0141:LD | BOP PANEL^JB74 | 19.C1
AF0142:07 | SC | ZSC76112 | WHT | 20 | 90.B7 | XT0572:1 | BOP PANEL^JB74 | 90.B5
AF0142:23 | SC | 014223 | WHT | 20 | 90.B7 | KT0571:A2 | BOP PANEL^JB74 | 90.B6
AF0142:COM | SC | AF0142N | WHT | 16 | 19.B3 | AF0143:COM | BOP PANEL^JB74 | 19.B3
AF0142:COM | SC | AU0140N | WHT | 16 | 19.B3 | AU0140:COM | BOP PANEL^JB74 | 19.B1
AF0142:V+ | SC | AF0142P | WHT | 16 | 19.B3 | AF0143:V+ | BOP PANEL^JB74 | 19.B3
AF0142:V+ | SC | AU0140P | WHT | 16 | 19.B3 | AU0140:V+ | BOP PANEL^JB74 | 19.B1
AF0143:COM | SC | AF0143N | WHT | 16 | 19.B3 | AF0144:COM | BOP PANEL^JB74 | 19.B4
AF0143:SH | SC | AF0143G | GRN | 14 | 19.B3 | AF0144:SH | BOP PANEL^JB74 | 19.B4
AF0143:SH | SC | AU0140G | GRN | 14 | 19.B3 | AU0140:GND | BOP PANEL^JB74 | 19.B1
AF0143:V+ | SC | AF0143P | WHT | 16 | 19.B3 | AF0144:V+ | BOP PANEL^JB74 | 19.B4
AF0144:COM | SC | AF0144N | WHT | 16 | 19.B4 | AF0145:COM | BOP PANEL^JB74 | 19.B5
AF0144:SH | SC | AF0144G | GRN | 14 | 19.B4 | AF0145:SH | BOP PANEL^JB74 | 19.B5
AF0144:V+ | SC | AF0144P | WHT | 16 | 19.B4 | AF0145:V+ | BOP PANEL^JB74 | 19.B5
AF0145:SH | SC | IEG02571 | GRN | 14 | 19.B5 | IEG0257:1 | BOP PANEL^JB74 | 19.C5
AF0181:00 | SC | 018100 | WHT | 20 | 93.A7 | KA0536:24 | BOP PANEL^JB74 | 93.A6
AF0181:16 | SC | SV74822 | WHT | 20 | 93.A7 | XT0572:10 | BOP PANEL^JB74 | 93.A5
AF0181:32 | SC | 018132 | WHT | 20 | 93.A7 | KA5644:14 | BOP PANEL^JB74 | 93.A6
AF0181:COM | SC | 0V | WHT | 16 | 19.D2 | XT0180:2 | BOP PANEL^JB74 | 19.D1
AF0181:V+ | SC | FU0181 | WHT | 16 | 19.D2 | FU0181:LD | BOP PANEL^JB74 | 19.D1
AF0182:COM | SC | AF0182N | WHT | 16 | 19.D3 | AF0183:COM | BOP PANEL^JB74 | 19.C3
AF0182:COM | SC | AU0180N | WHT | 16 | 19.D3 | AU0180:COM | BOP PANEL^JB74 | 19.C1
AF0182:V+ | SC | AF0182P | WHT | 16 | 19.D3 | AF0183:V+ | BOP PANEL^JB74 | 19.C3
AF0182:V+ | SC | AU0180P | WHT | 16 | 19.D3 | AU0180:V+ | BOP PANEL^JB74 | 19.C1
AF0183:04 | SC | ZSC76212 | WHT | 20 | 91.B7 | XT0572:2 | BOP PANEL^JB74 | 91.B5
AF0183:05 | SC | ZSC76412 | WHT | 20 | 92.B7 | XT0572:3 | BOP PANEL^JB74 | 92.B5
AF0183:06 | SC | ZSC74822 | WHT | 20 | 93.B7 | XT0572:9 | BOP PANEL^JB74 | 93.B5
AF0183:20 | SC | KT0572A2 | WHT | 20 | 91.B7 | KT0572:A2 | BOP PANEL^JB74 | 91.B6
AF0183:21 | SC | KT0573A2 | WHT | 20 | 92.B7 | KT0573:A2 | BOP PANEL^JB74 | 92.B6
AF0183:22 | SC | 018322 | WHT | 20 | 93.B7 | KT0574:A2 | BOP PANEL^JB74 | 93.B6
AF0183:COM | SC | AF0183N | WHT | 16 | 19.C3 | AF0185:COM | BOP PANEL^JB74 | 19.D5
AF0183:V+ | SC | AF0183P | WHT | 16 | 19.C3 | AF0185:V+ | BOP PANEL^JB74 | 19.D5
AF0184:00 | SC | 018400 | WHT | 20 | 91.C7 | KA5621:A1 | BOP PANEL^JB74 | 91.C6
AF0184:01 | SC | 018401 | WHT | 20 | 92.C7 | KA5643:A1 | BOP PANEL^JB74 | 92.C6
AF0184:02 | SC | 018402 | WHT | 20 | 93.C7 | KA5644:A1 | BOP PANEL^JB74 | 93.C6
AF0184:03 | SC | 018403 | WHT | 20 | 94.C7 | KA5624:A1 | BOP PANEL^JB74 | 94.C6
AF0184:16 | SC | 018416 | WHT | 20 | 91.C7 | KA5621:A2 | BOP PANEL^JB74 | 91.C6
AF0184:17 | SC | 018417 | WHT | 20 | 92.C7 | KA5643:A2 | BOP PANEL^JB74 | 92.C6
AF0184:18 | SC | 018418 | WHT | 20 | 93.C7 | KA5644:A2 | BOP PANEL^JB74 | 93.C6
AF0184:19 | SC | 018419 | WHT | 20 | 94.C7 | KA5624:A2 | BOP PANEL^JB74 | 94.C6
AF0184:COM | SC | 0V | WHT | 16 | 19.C4 | XT0180:1 | BOP PANEL^JB74 | 19.D1
AF0184:V+ | SC | FU0184 | WHT | 16 | 19.C4 | FU0184:LD | BOP PANEL^JB74 | 19.D1
AF0185:SH | SC | IEG02572 | GRN | 14 | 19.D5 | IEG0257:2 | BOP PANEL^JB74 | 19.D5
AF0185:SH | SC | AU0180G | GRN | 14 | 19.D5 | AU0180:GND | BOP PANEL^JB74 | 19.C1
AU0140:COM | SC | 0V | WHT | 16 | 19.B1 | XT0140:2 | BOP PANEL^JB74 | 19.A5
AU0140:V+ | SC | FU0140 | WHT | 16 | 19.B1 | FU0140:LD | BOP PANEL^JB74 | 19.B1
AU0180:COM | SC | 0V | WHT | 16 | 19.C1 | XT0180:1 | BOP PANEL^JB74 | 19.D1
AU0180:V+ | SC | FU0180 | WHT | 16 | 19.C1 | FU0180:LD | BOP PANEL^JB74 | 19.D1
BA1212:NEG | SC | UJ1212N | WHT | 16 | 19.C6 | UJ1212:OUT2(+) | BOP PANEL^JB74 | 19.B6
BA1212:POS | SC | FU12121 | WHT | 16 | 19.C6 | FU1212:LD | BOP PANEL^JB74 | 19.B7
FU0140:LI | SC | FU0570 | WHT | 14 | 19.B1 | FU0570:LD | BOP PANEL^JB74 | 19.A4
FU0140:LI | SC | FU0570 | WHT | 14 | 19.B1 | FU0141:LI | BOP PANEL^JB74 | 19.C1
FU0141:LI | SC | FU0570 | WHT | 14 | 19.C1 | FU0142:LI | BOP PANEL^JB74 | 19.C1
FU0142:LI | SC | FU0570 | WHT | 14 | 19.C1 | FU0143:LI | BOP PANEL^JB74 | 19.C1
FU0143:LD | SC | FU0143 | WHT | 14 | 19.C1 | XT0140:7 | BOP PANEL^JB74 | 20.C1
FU0143:LI | SC | FU0570 | WHT | 14 | 19.C1 | FU0180:LI | BOP PANEL^JB74 | 19.D1
FU0180:LI | SC | FU0570 | WHT | 14 | 19.D1 | FU0181:LI | BOP PANEL^JB74 | 19.D1
FU0181:LI | SC | FU0570 | WHT | 14 | 19.D1 | FU0184:LI | BOP PANEL^JB74 | 19.D1
FU0570:LI | SC | FU0136 | WHT | 12 | 19.A4 | XT0140:1 | BOP PANEL^JB74 | 19.A5
FU0571:LD | SC | FU0571 | WHT | 12 | 19.A6 | UJ1212:24V(+) | BOP PANEL^JB74 | 19.B6
FU0571:LI | SC | FU0136 | WHT | 12 | 19.A6 | XT0140:1 | BOP PANEL^JB74 | 19.A5
FU1212:LI | SC | UJ1212P | WHT | 16 | 19.B7 | UJ1212:OUT1(+) | BOP PANEL^JB74 | 19.B6
GR0140: | SC | IEG02573 | GRN | 14 | 6.A4 | IEG0257:3 | BOP PANEL^JB74 | 6.A3
GR0180: | SC | IEG02575 | GRN | 14 | 6.A3 | IEG0257:5 | BOP PANEL^JB74 | 6.A3
GR0257: | SC | GR0257 | GRN/YEL | 14 | 6.A3 | FG1:2 | BOP PANEL^JB74 | 6.A3
KA0531:A1 | SC | ESTOP | WHT | 20 | 20.B3 | KA0532:A1 | BOP PANEL^JB74 | 20.B3
KA0531:A1 | SC | ESTOP | WHT | 20 | 20.B3 | XT0140:6 | BOP PANEL^JB74 | 20.B2
KA0531:A2 | SC | 0V | WHT | 20 | 20.B3 | KA0532:A2 | BOP PANEL^JB74 | 20.B3
KA0531:A2 | SC | 0V | WHT | 20 | 20.B3 | KA1536:A2 | BOP PANEL^JB74 | 20.A3
KA0532:14 | SC | KA053214 | WHT | 20 | 92.A6 | KA0541:A1 | BOP PANEL^JB74 | 92.A5
KA0532:A1 | SC | ESTOP | WHT | 20 | 20.B3 | KA0533:A1 | BOP PANEL^JB74 | 20.B3
KA0532:A2 | SC | 0V | WHT | 20 | 20.B3 | KA0533:A2 | BOP PANEL^JB74 | 20.B3
KA0533:11 | SC | FU0143 | WHT | 14 | 20.C2 | XT0140:7 | BOP PANEL^JB74 | 20.C1
KA0533:A1 | SC | ESTOP | WHT | 20 | 20.B3 | KA0534:A1 | BOP PANEL^JB74 | 20.B3
KA0533:A2 | SC | 0V | WHT | 20 | 20.B3 | KA0534:A2 | BOP PANEL^JB74 | 20.B3
KA0534:A1 | SC | ESTOP | WHT | 20 | 20.B3 | KA0537:A1 | BOP PANEL^JB74 | 20.B3
KA0534:A2 | SC | 0V | WHT | 20 | 20.B3 | KA0537:A2 | BOP PANEL^JB74 | 20.B3
KA0535:11 | SC | KA053511 | WHT | 20 | 94.B5 | KA5624:11 | BOP PANEL^JB74 | 94.B6
KA0535:14 | SC | KA053514 | WHT | 20 | 94.B5 | XT0573:1 B2 | BOP PANEL^JB74 | 94.B5
KA0535:A1 | SC | KA0231A1 | WHT | 20 | 20.A3 | KA0536:A1 | BOP PANEL^JB74 | 20.A3
KA0535:A1 | SC | KA0231A1 | WHT | 20 | 20.A3 | XT0140:5 | BOP PANEL^JB74 | 20.A2
KA0535:A2 | SC | 0V | WHT | 20 | 20.A3 | KA0536:A2 | BOP PANEL^JB74 | 20.A3
KA0535:A2 | SC | 0V | WHT | 20 | 20.A3 | XT0140:4 | BOP PANEL^JB74 | 19.A5
KA0536:11 | SC | XT05732B1 | WHT | 20 | 94.B5 | XT0573:2 B1 | BOP PANEL^JB74 | 94.B5
KA0536:12 | SC | KA053612 | WHT | 20 | 94.B5 | XT0573:1 T1 | BOP PANEL^JB74 | 94.B5
KA0536:21 | SC | KA7482A1 | WHT | 20 | 93.A6 | KA7482:A1 | BOP PANEL^JB74 | 93.A5
KA0536:A1 | SC | KA0231A1 | WHT | 20 | 20.A3 | KA1536:A1 | BOP PANEL^JB74 | 20.A3
KA0536:A2 | SC | 0V | WHT | 20 | 20.A3 | KA1536:A2 | BOP PANEL^JB74 | 20.A3
KA0540:11 | SC | KA054011 | WHT | 20 | 91.A5 | KA5621:11 | BOP PANEL^JB74 | 91.A6
KA0540:A1 | SC | KA153611 | WHT | 20 | 91.A5 | KA1536:11 | BOP PANEL^JB74 | 91.A6
KA0540:A2 | SC | SV76212 | WHT | 20 | 91.A5 | XT0572:4 | BOP PANEL^JB74 | 91.A5
KA0541:11 | SC | KA054111 | WHT | 20 | 92.A5 | KA5643:11 | BOP PANEL^JB74 | 92.A6
KA0541:A2 | SC | SV76412 | WHT | 20 | 92.A5 | XT0572:5 | BOP PANEL^JB74 | 92.A5
KA5644:11 | SC | KA748214 | WHT | 20 | 93.A6 | KA7482:14 | BOP PANEL^JB74 | 93.A5
KA7482:A2 | SC | SV74822 | WHT | 20 | 93.A5 | XT0572:10 | BOP PANEL^JB74 | 93.A5
KT0571:A1 | SC | ZSC76112 | WHT | 20 | 90.B6 | XT0572:1 | BOP PANEL^JB74 | 90.B5
KT0572:15 | SC | KA053312 | WHT | 20 | 20.C3 | KT0574:15 | BOP PANEL^JB74 | 20.D3
KT0572:15 | SC | KA053312 | WHT | 20 | 20.C3 | KT0573:15 | BOP PANEL^JB74 | 20.C3
KT0572:16 | SC | KT057216 | WHT | 20 | 20.C3 | XT0573:2 B2 | BOP PANEL^JB74 | 94.B5
KT0572:A1 | SC | ZSC76212 | WHT | 20 | 91.B6 | XT0572:2 | BOP PANEL^JB74 | 91.B5
KT0573:15 | SC | KA053312 | WHT | 20 | 20.C3 | KA0533:12 | BOP PANEL^JB74 | 20.C2
KT0573:16 | SC | KT057316 | WHT | 20 | 20.C3 | XT0573:3 B2 | BOP PANEL^JB74 | 94.B5
KT0573:A1 | SC | ZSC76412 | WHT | 20 | 92.B6 | XT0572:3 | BOP PANEL^JB74 | 92.B5
KT0574:16 | SC | KT057416 | WHT | 20 | 20.D3 | XT0573:3 T2 | BOP PANEL^JB74 | 94.B5
KT0574:A1 | SC | ZSC74822 | WHT | 20 | 93.B6 | XT0572:9 | BOP PANEL^JB74 | 93.B5
UJ1212:24V(-) | SC | 0V | WHT | 20 | 19.B6 | XT0140:3 | BOP PANEL^JB74 | 19.A5
XT0140:1 | SC | FU0136 | WHT | 12 | 19.A5 | XT0570:1 | BOP PANEL^JB74 | 19.A5
XT0140:2 | SC | 0V | WHT | 12 | 19.A5 | XT0570:2 | BOP PANEL^JB74 | 19.A5
XT0180:1 | SC | 0V | WHT | 16 | 19.D1 | XT0140:4 | BOP PANEL^JB74 | 19.A5
XT0573:3 B1 | SC | XT05732T1 | WHT | 20 | 94.B5 | XT0573:2 T1 | BOP PANEL^JB74 | 94.B5
AU0140:L2 | WC0014 | AU0140L2 | ENET | CABLE | 2.D2 | AU0180:L1 | BOP PANEL^JB74 | 2.D3
AU0180:L2 | WC0018 | AU0180L2 | ENET | CABLE | 2.D3 | BA1212:L1 | BOP PANEL^JB74 | 2.D4
SolarTools ver. 24.0.84.24712 (Jul 31, 2025)
Report date: 3/10/2026 1:09 PM

## FIRE SYSTEM^CONTROLLER PANEL
FIRE SYSTEM^CONTROLLER PANEL
Project # | J1070
Project Name | TCE ST VINCENT
Revision | A
Controls DE | A. Jarque
Phone:
Controls ME | A.GAMEZ
Phone:
From | [5 empty] | To
Device ID | Cable (W) Conductor (SC) Jumper Clip (JC) | Wire No. | Wire ID | Gauge/Size | Page/Zone | Device ID | Location | Page/Zone
AT0170:1 | SC | UV01705 | WHT | 14 | 11.A5 | UV0170:5(+) | FIRE SYSTEM^CONTROLLER PANEL | 11.A3
AT0170:2 | SC | UV01706 | WHT | 14 | 11.A5 | UV0170:6(-) | FIRE SYSTEM^CONTROLLER PANEL | 11.A3
AT0170:3 | SC | UV01707 | WHT | 14 | 11.A5 | UV0170:7(+) | FIRE SYSTEM^CONTROLLER PANEL | 11.A3
AT0170:4 | SC | UV01708 | WHT | 14 | 11.A5 | UV0170:8(-) | FIRE SYSTEM^CONTROLLER PANEL | 11.A3
AT0170:GND | SC | AT0170G | GRN/YEL | 14 | 11.A5 | FRAME | FIRE SYSTEM^CONTROLLER PANEL | 11.B6
GR0171: | SC | GR0171 | GRN/YEL | 14 | 5.A6 | FRAME | FIRE SYSTEM^CONTROLLER PANEL | 5.A5
RR0175A: -10K OHM | SC | VD0175A | LEAD | --- | 21.B3 | XT0174:4 | FIRE SYSTEM^CONTROLLER PANEL | 21.B3
RR0175A: -10K OHM | SC | HL0171X1 | LEAD | --- | 21.B3 | XT0174:5 | FIRE SYSTEM^CONTROLLER PANEL | 21.B3
RR0175D: -10K OHM | SC | VD0175D | LEAD | --- | 21.C3 | XT0174:10 | FIRE SYSTEM^CONTROLLER PANEL | 21.C3
RR0175D: -10K OHM | SC | HL0173X1 | LEAD | --- | 21.C3 | XT0174:11 | FIRE SYSTEM^CONTROLLER PANEL | 21.C3
RR0175I: -10K OHM | SC | VD0175I | LEAD | --- | 21.C3 | XT0174:7 | FIRE SYSTEM^CONTROLLER PANEL | 21.C3
RR0175I: -10K OHM | SC | HL0172X1 | LEAD | --- | 21.C3 | XT0174:8 | FIRE SYSTEM^CONTROLLER PANEL | 21.C3
RR0175M: -10K OHM | SC | SB017013 | LEAD | --- | 21.B3 | XT0174:1 | FIRE SYSTEM^CONTROLLER PANEL | 21.B3
RR0175M: -10K OHM | SC | SB017014 | LEAD | --- | 21.B3 | XT0174:2 | FIRE SYSTEM^CONTROLLER PANEL | 21.B3
UV0170:GND | SC | UV0170G | GRN/YEL | 14 | 11.A3 | FRAME | FIRE SYSTEM^CONTROLLER PANEL | 11.B4
VD0175A:--1N4007 | SC | HL0171X2 | LEAD | --- | 21.B2 | XT0174:3 | FIRE SYSTEM^CONTROLLER PANEL | 21.B2
VD0175A:+-1N4007 | SC | VD0175A | LEAD | --- | 21.B2 | XT0174:4 | FIRE SYSTEM^CONTROLLER PANEL | 21.B3
VD0175D:--1N4007 | SC | HL0173X2 | LEAD | --- | 21.C2 | XT0174:9 | FIRE SYSTEM^CONTROLLER PANEL | 21.C2
VD0175D:+-1N4007 | SC | VD0175D | LEAD | --- | 21.C2 | XT0174:10 | FIRE SYSTEM^CONTROLLER PANEL | 21.C3
VD0175I:--1N4007 | SC | HL0172X2 | LEAD | --- | 21.C2 | XT0174:6 | FIRE SYSTEM^CONTROLLER PANEL | 21.C2
VD0175I:+-1N4007 | SC | VD0175I | LEAD | --- | 21.C2 | XT0174:7 | FIRE SYSTEM^CONTROLLER PANEL | 21.C3
AT0170:L2 | WC0017 | AT0170L2 | ENET | CABLE | 2.A6 | AP0602:L1 | PLC PANEL | 2.A2
XT0174:1 | SC | SB017013 | WHT | 20 | 21.B3 | SB0170:13 | TURBINE BOX^DOOR^JB70 | 21.B1
XT0174:11 | SC | HL0173X1 | WHT | 20 | 21.C3 | HL0173:X1 | TURBINE BOX^DOOR^JB70 | 21.C1
XT0174:2 | SC | SB017014 | WHT | 20 | 21.B3 | SB0170:14 | TURBINE BOX^DOOR^JB70 | 21.B1
XT0174:3 | SC | HL0171X2 | WHT | 20 | 21.B2 | HL0171:X2 | TURBINE BOX^DOOR^JB70 | 21.B1
XT0174:5 | SC | HL0171X1 | WHT | 20 | 21.B3 | HL0171:X1 | TURBINE BOX^DOOR^JB70 | 21.B1
XT0174:6 | SC | HL0172X2 | WHT | 20 | 21.C2 | HL0172:X2 | TURBINE BOX^DOOR^JB70 | 21.C1
XT0174:8 | SC | HL0172X1 | WHT | 20 | 21.C3 | HL0172:X1 | TURBINE BOX^DOOR^JB70 | 21.C1
XT0174:9 | SC | HL0173X2 | WHT | 20 | 21.C2 | HL0173:X2 | TURBINE BOX^DOOR^JB70 | 21.C1
AT0170:11 | SC | SA0170B113 | WHT | 20 | 21.A6 | XT0170:11 | TURBINE BOX^LEFT RAIL^JB70 | 21.A6
AT0170:12 | SC | SA0170B114 | WHT | 20 | 21.A6 | XT0170:12 | TURBINE BOX^LEFT RAIL^JB70 | 21.A6
AT0170:25 | SC | AT017025 | WHT | 20 | 11.B3 | KA0172:A1 | TURBINE BOX^LEFT RAIL^JB70 | 11.B2
AT0170:31 | SC | AT017031 | WHT | 20 | 11.C3 | KA0174:A1 | TURBINE BOX^LEFT RAIL^JB70 | 11.C2
AT0170:45 | SC | AT017045 | WHT | 20 | 76.D6 | XT0170:5 | TURBINE BOX^LEFT RAIL^JB70 | 76.D5
AT0170:46 | SC | AT017046 | WHT | 20 | 76.D6 | XT0170:6 | TURBINE BOX^LEFT RAIL^JB70 | 76.D5
UV0170:1(+) | SC | FU0170 | WHT | 14 | 11.A3 | XT0170:2 | TURBINE BOX^LEFT RAIL^JB70 | 11.A2
UV0170:10(-) | SC | UV017010 | WHT | 14 | 11.A3 | AT0175:2P1 | TURBINE BOX^LEFT RAIL^JB70 | 11.B5
UV0170:11(+) | SC | UV017011 | WHT | 14 | 11.A3 | AT0176:1P1 | TURBINE BOX^LEFT RAIL^JB70 | 11.C5
UV0170:12(-) | SC | UV017012 | WHT | 14 | 11.A3 | AT0176:2P1 | TURBINE BOX^LEFT RAIL^JB70 | 11.C5
UV0170:13(+) | SC | LON0P | WHT | 14 | 79.B7 | XT0170:19 | TURBINE BOX^LEFT RAIL^JB70 | 79.A6
UV0170:14(-) | SC | LON0N | WHT | 14 | 79.B7 | XT0170:20 | TURBINE BOX^LEFT RAIL^JB70 | 79.A6
UV0170:15(+) | SC | LON2P | WHT | 14 | 79.B7 | XT0170:22 | TURBINE BOX^LEFT RAIL^JB70 | 79.D6
UV0170:16(-) | SC | LON2N | WHT | 14 | 79.B7 | XT0170:23 | TURBINE BOX^LEFT RAIL^JB70 | 79.D6
UV0170:2(-) | SC | 0V | WHT | 14 | 11.A3 | XT0170:3 | TURBINE BOX^LEFT RAIL^JB70 | 11.A2
UV0170:3(+) | SC | FU0170 | WHT | 14 | 11.A3 | XT0170:2 | TURBINE BOX^LEFT RAIL^JB70 | 11.A2
UV0170:4(-) | SC | 0V | WHT | 14 | 11.A3 | XT0170:3 | TURBINE BOX^LEFT RAIL^JB70 | 11.A2
UV0170:9(+) | SC | UV01709 | WHT | 14 | 11.A3 | AT0175:1P1 | TURBINE BOX^LEFT RAIL^JB70 | 11.B5
XT0174:1 | SC | SB017013 | WHT | 20 | 21.B3 | AT0175:2 | TURBINE BOX^LEFT RAIL^JB70 | 21.B6
XT0174:10 | SC | VD0175D | WHT | 20 | 21.C3 | AT0175:23 | TURBINE BOX^LEFT RAIL^JB70 | 21.C6
XT0174:11 | SC | HL0173X1 | WHT | 20 | 21.C3 | AT0175:24 | TURBINE BOX^LEFT RAIL^JB70 | 21.C6
XT0174:2 | SC | SB017014 | WHT | 20 | 21.B3 | AT0175:3 | TURBINE BOX^LEFT RAIL^JB70 | 21.B6
XT0174:4 | SC | VD0175A | WHT | 20 | 21.B3 | AT0175:17 | TURBINE BOX^LEFT RAIL^JB70 | 21.B6
XT0174:5 | SC | HL0171X1 | WHT | 20 | 21.B3 | AT0175:18 | TURBINE BOX^LEFT RAIL^JB70 | 21.B6
XT0174:7 | SC | VD0175I | WHT | 20 | 21.C3 | AT0175:20 | TURBINE BOX^LEFT RAIL^JB70 | 21.C6
XT0174:8 | SC | HL0172X1 | WHT | 20 | 21.C3 | AT0175:21 | TURBINE BOX^LEFT RAIL^JB70 | 21.C6
AT0170:53 | WC5018 | LON2A | WHT | 16 | 79.D6 | XT0172:22 | TURBINE BOX^LEFT RAIL^JB70 | 79.D6
AT0170:52 | WC5018 | LON2B | BLK | 16 | 79.D6 | XT0172:23 | TURBINE BOX^LEFT RAIL^JB70 | 79.D6
AT0170:51 | WC5018 | LON2S1 | SH | 16 | 79.D6 | XT0172:24 | TURBINE BOX^LEFT RAIL^JB70 | 79.D6
AT0170:50 | WC8069 | AT017050 | WHT | 16 | 11.A7 | AT0175:4P2 | TURBINE BOX^LEFT RAIL^JB70 | 11.A7
AT0170:49 | WC8069 | AT017049 | BLK | 16 | 11.A7 | AT0175:5P2 | TURBINE BOX^LEFT RAIL^JB70 | 11.A7
AT0170:48 | WC8069 | AT017048 | SH | 16 | 11.A7 | AT0175:6P2 | TURBINE BOX^LEFT RAIL^JB70 | 11.A7
AT0170:L1 | WC0002 | BA0002RJ45 | ENET | CABLE | 2.A6 | BA0002:RJ45 | TURBINE BOX^RIGHT RAIL^JB70 | 2.A5
AT0170:24 | SC | FU0139 | WHT | 20 | 11.B3 | XT0240:12 | TURBINE PANEL B | 15.C4
AT0170:26 | SC | KA0243A1 | WHT | 20 | 11.B3 | XT0240:7 | TURBINE PANEL B | 15.C3
AT0170:30 | SC | FU0139 | WHT | 20 | 11.C3 | XT0240:12 | TURBINE PANEL B | 15.C4
AT0170:32 | SC | KA0245A1 | WHT | 20 | 11.C3 | XT0240:8 | TURBINE PANEL B | 15.D3
SolarTools ver. 24.0.84.24712 (Jul 31, 2025)
Report date: 3/10/2026 1:09 PM

## HP COMPRESSOR^ONSKID PANEL
HP COMPRESSOR^ONSKID PANEL
Project # | J1070
Project Name | TCE ST VINCENT
Revision | A
Controls DE | A. Jarque
Phone:
Controls ME | A.GAMEZ
Phone:
From | [5 empty] | To
Device ID | Cable (W) Conductor (SC) Jumper Clip (JC) | Wire No. | Wire ID | Gauge/Size | Page/Zone | Device ID | Location | Page/Zone
XT0130:3 | JC | 0V | CLIP | --- | 18.A5 | XT0130:2 | HP COMPRESSOR^ONSKID PANEL | 18.A5
XT0130:4 | JC | 0V | CLIP | --- | 18.A5 | XT0130:3 | HP COMPRESSOR^ONSKID PANEL | 18.A5
AF0500:12 | SC | XT05001 | GRN | 16 | 18.B3 | XT0500:1 | HP COMPRESSOR^ONSKID PANEL | 18.C2
AF0510:32 | SC | XT05001 | GRN | 16 | 18.B2 | XT0500:1 | HP COMPRESSOR^ONSKID PANEL | 18.C2
AF0510:53 | SC | 0V | WHT | 16 | 18.B2 | XT0130:2 | HP COMPRESSOR^ONSKID PANEL | 18.A5
AF0510:54 | SC | AF0510N | WHT | 16 | 18.B2 | AF0520:53 | HP COMPRESSOR^ONSKID PANEL | 18.B1
AF0510:55 | SC | FU0131 | WHT | 16 | 18.B2 | FU0131:LD | HP COMPRESSOR^ONSKID PANEL | 18.C1
AF0510:56 | SC | AF0510P | WHT | 16 | 18.B2 | AF0520:55 | HP COMPRESSOR^ONSKID PANEL | 18.B1
AF0520:32 | SC | XT05001 | GRN | 16 | 18.B1 | XT0500:1 | HP COMPRESSOR^ONSKID PANEL | 18.C2
AF1201:00 | SC | 120100 | WHT | 16 | 72.C7 | KA0120:14 | HP COMPRESSOR^ONSKID PANEL | 72.C5
AF1201:32 | SC | 120132 | WHT | 20 | 72.C7 | KA4401:24 | HP COMPRESSOR^ONSKID PANEL | 72.C6
AF1201:COM | SC | 0V | WHT | 20 | 18.D2 | XT0130:3 | HP COMPRESSOR^ONSKID PANEL | 18.A5
AF1201:V+ | SC | FU0121 | WHT | 14 | 18.D2 | FU0121:LD | HP COMPRESSOR^ONSKID PANEL | 18.D1
AF1202:COM | SC | AF1202N | WHT | 20 | 18.D3 | AF1203:COM | HP COMPRESSOR^ONSKID PANEL | 18.D3
AF1202:COM | SC | AU1200N | WHT | 20 | 18.D3 | AU1200:COM | HP COMPRESSOR^ONSKID PANEL | 18.C1
AF1202:V+ | SC | AF1202P | WHT | 20 | 18.D3 | AF1203:V+ | HP COMPRESSOR^ONSKID PANEL | 18.D3
AF1202:V+ | SC | AU1200P | WHT | 20 | 18.D3 | AU1200:V+ | HP COMPRESSOR^ONSKID PANEL | 18.C1
AF1203:COM | SC | AF1203N | WHT | 20 | 18.D3 | AF1204:COM | HP COMPRESSOR^ONSKID PANEL | 18.C4
AF1203:SH | SC | AF1203G | GRN | 14 | 18.D3 | AF1204:SH | HP COMPRESSOR^ONSKID PANEL | 18.C4
AF1203:SH | SC | AU1200G | GRN | 14 | 18.D3 | AU1200:GND | HP COMPRESSOR^ONSKID PANEL | 18.C1
AF1203:V+ | SC | AF1203P | WHT | 20 | 18.D3 | AF1204:V+ | HP COMPRESSOR^ONSKID PANEL | 18.C4
AF1204:COM | SC | AF1204N | WHT | 20 | 18.C4 | AF1205:COM | HP COMPRESSOR^ONSKID PANEL | 18.C4
AF1204:SH | SC | AF1204G | GRN | 14 | 18.C4 | AF1205:SH | HP COMPRESSOR^ONSKID PANEL | 18.C4
AF1204:V+ | SC | AF1204P | WHT | 20 | 18.C4 | AF1205:V+ | HP COMPRESSOR^ONSKID PANEL | 18.C4
AF1205:COM | SC | AF1205N | WHT | 20 | 18.C4 | AF1206:COM | HP COMPRESSOR^ONSKID PANEL | 18.D5
AF1205:SH | SC | AF1205G | GRN | 14 | 18.C4 | AF1206:SH | HP COMPRESSOR^ONSKID PANEL | 18.D5
AF1205:V+ | SC | AF1205P | WHT | 20 | 18.C4 | AF1206:V+ | HP COMPRESSOR^ONSKID PANEL | 18.D5
AF1206:COM | SC | AF1206N | WHT | 20 | 18.D5 | AF1207:COM | HP COMPRESSOR^ONSKID PANEL | 18.C6
AF1206:SH | SC | AF1206G | GRN | 14 | 18.D5 | AF1208:SH | HP COMPRESSOR^ONSKID PANEL | 18.D6
AF1206:V+ | SC | AF1206P | WHT | 20 | 18.D5 | AF1207:V+ | HP COMPRESSOR^ONSKID PANEL | 18.C6
AF1207:02 | SC | 120702 | WHT | 20 | 70.A7 | KA4401:14 | HP COMPRESSOR^ONSKID PANEL | 70.A6
AF1207:18 | SC | 120718 | WHT | 20 | 70.A7 | KA4401:A2 | HP COMPRESSOR^ONSKID PANEL | 70.A6
AF1207:34 | SC | PS44012 | WHT | 20 | 70.A7 | XT0121:1 | HP COMPRESSOR^ONSKID PANEL | 70.A5
AF1207:COM | SC | AF1207N | WHT | 20 | 18.C6 | AF1208:COM | HP COMPRESSOR^ONSKID PANEL | 18.D6
AF1207:V+ | SC | AF1207P | WHT | 20 | 18.C6 | AF1208:V+ | HP COMPRESSOR^ONSKID PANEL | 18.D6
AF1208:COM | SC | AF1208N | WHT | 20 | 18.D6 | AF1209:COM | HP COMPRESSOR^ONSKID PANEL | 18.C4
AF1208:SH | SC | AF1208G | GRN | 14 | 18.D6 | AF1209:SH | HP COMPRESSOR^ONSKID PANEL | 18.C4
AF1208:V+ | SC | AF1208P | WHT | 20 | 18.D6 | AF1209:V+ | HP COMPRESSOR^ONSKID PANEL | 18.C4
AF1209:COM | SC | AF1209N | WHT | 20 | 18.C4 | AF1210:COM | HP COMPRESSOR^ONSKID PANEL | 18.C4
AF1209:SH | SC | AF1209G | GRN | 14 | 18.C4 | AF1210:SH | HP COMPRESSOR^ONSKID PANEL | 18.C4
AF1209:V+ | SC | AF1209P | WHT | 20 | 18.C4 | AF1210:V+ | HP COMPRESSOR^ONSKID PANEL | 18.C4
AF1210:COM | SC | AF1210N | WHT | 20 | 18.C4 | AF1211:COM | HP COMPRESSOR^ONSKID PANEL | 18.C5
AF1210:SH | SC | AF1210G | GRN | 14 | 18.C4 | AF1211:SH | HP COMPRESSOR^ONSKID PANEL | 18.C5
AF1210:V+ | SC | AF1210P | WHT | 20 | 18.C4 | AF1211:V+ | HP COMPRESSOR^ONSKID PANEL | 18.C5
AF1211:SH | SC | IEG01303 | GRN | 14 | 18.C5 | IEG0130:3 | HP COMPRESSOR^ONSKID PANEL | 18.C6
AU1200:COM | SC | 0V | WHT | 14 | 18.C1 | XT0130:4 | HP COMPRESSOR^ONSKID PANEL | 18.A5
AU1200:V+ | SC | FU0120 | WHT | 14 | 18.C1 | FU0120:LD | HP COMPRESSOR^ONSKID PANEL | 18.D1
FU0120:LI | SC | FU0130 | WHT | 14 | 18.D1 | FU0131:LI | HP COMPRESSOR^ONSKID PANEL | 18.C1
FU0120:LI | SC | FU0130 | WHT | 14 | 18.D1 | FU0121:LI | HP COMPRESSOR^ONSKID PANEL | 18.D1
FU0121:LI | SC | FU0130 | WHT | 14 | 18.D1 | FU0122:LI | HP COMPRESSOR^ONSKID PANEL | 18.D1
FU0122:LD | SC | FU0122 | WHT | 14 | 18.D1 | XT0121:3 | HP COMPRESSOR^ONSKID PANEL | 73.A5
FU0130:LD | SC | FU0130 | WHT | 14 | 18.A4 | FU0131:LI | HP COMPRESSOR^ONSKID PANEL | 18.C1
FU0130:LI | SC | FU0136 | WHT | 14 | 18.A4 | XT0130:1 | HP COMPRESSOR^ONSKID PANEL | 18.A5
GR0120: | SC | IEG01301 | GRN | 14 | 6.A3 | IEG0130:1 | HP COMPRESSOR^ONSKID PANEL | 6.A3
GR0124: | SC | IEG01307 | GRN | 14 | 6.A4 | IEG0130:7 | HP COMPRESSOR^ONSKID PANEL | 6.A3
GR0845: | SC | GR0845 | GRN/YEL | 14 | 6.A3 | FRAME | HP COMPRESSOR^ONSKID PANEL | 6.A3
IEG0130:4 | SC | IEG01304 | GRN | 14 | 18.C3 | XT0500:2 | HP COMPRESSOR^ONSKID PANEL | 18.C3
KA0120:11 | SC | SV6161 | WHT | 16 | 72.C5 | XT1200:1 | HP COMPRESSOR^ONSKID PANEL | 72.C5
KA0120:12 | SC | KA012012 | WHT | 20 | 72.C5 | KA4401:21 | HP COMPRESSOR^ONSKID PANEL | 72.C6
KA0120:A1 | SC | KA0231A1 | WHT | 14 | 18.B5 | XT0130:6 | HP COMPRESSOR^ONSKID PANEL | 18.B5
KA0120:A2 | SC | 0V | WHT | 14 | 18.B5 | XT0130:7 | HP COMPRESSOR^ONSKID PANEL | 18.B5
KA4401:11 | SC | PS44012 | WHT | 20 | 70.A6 | XT0121:1 | HP COMPRESSOR^ONSKID PANEL | 70.A5
KA4401:A1 | SC | PS44013 | WHT | 20 | 70.A6 | XT0121:2 | HP COMPRESSOR^ONSKID PANEL | 70.A5
XT0121:4 | SC | 0V | WHT | 14 | 73.A5 | XT0130:3 | HP COMPRESSOR^ONSKID PANEL | 18.A5
XT0130:1 | SC | FU0136 | WHT | 12 | 18.A5 | XT0520:1 | HP COMPRESSOR^ONSKID PANEL | 18.A5
XT0130:3 | SC | 0V | WHT | 20 | 18.A5 | XT0130:7 | HP COMPRESSOR^ONSKID PANEL | 18.B5
XT0130:4 | SC | 0V | WHT | 14 | 18.A5 | XT0520:2 | HP COMPRESSOR^ONSKID PANEL | 18.A5
XT0130:5 | SC | KA0231A1 | WHT | 14 | 18.A5 | XT0130:6 | HP COMPRESSOR^ONSKID PANEL | 18.B5
AF0510:L2 | WC0051 | AF0510L2 | ENET | CABLE | 2.C4 | AF0520:L1 | HP COMPRESSOR^ONSKID PANEL | 2.C5
AF0520:L2 | WC0052 | AF0520L2 | ENET | CABLE | 2.C5 | AU1200:L1 | HP COMPRESSOR^ONSKID PANEL | 2.C6
AF0500:LBUS | WC8050 | AF0510RBUS | BUS | CABLE | 18.B3 | AF0510:RBUS | HP COMPRESSOR^ONSKID PANEL | 18.B2
AF0510:LBUS | WC8051 | AF0520RBUS | BUS | CABLE | 18.B2 | AF0520:RBUS | HP COMPRESSOR^ONSKID PANEL | 18.B1
AF1208:J | WC8058 | AF1208J | CABLE | CABLE | 18.D6 | AF1209:P | HP COMPRESSOR^ONSKID PANEL | 18.C4
AF0510:L1 | WC0045 | AF0450L2 | ENET | CABLE | 2.C4 | AF0450:L2 | JB5 | 2.C5
AF0500:02 | WC0405 | 040013 | WHT | 16 | 66.A6 | AF0400:13 | JB5 | 52.A6
AF0500:03 | WC0405 | 040015 | BLK | 16 | 66.A6 | AF0400:15 | JB5 | 52.A6
AF0500:07 | WC0405 | 040020 | SH | 16 | 66.A6 | AF0400:20 | JB5 | 52.A6
XT0130:5 | SC | KA0231A1 | WHT | 14 | 18.A5 | XT0139:4 | TURBINE PANEL A | 15.D6
XT0520:1 | SC | FU0136 | WHT | 10 | 18.A5 | XT0138:5 | TURBINE PANEL A | 13.B3
XT0520:2 | SC | 0V | WHT | 10 | 18.A5 | XT0134:5 | TURBINE PANEL A | 13.B3
SolarTools ver. 24.0.84.24712 (Jul 31, 2025)
Report date: 3/10/2026 1:09 PM

## JB5
JB5
Project # | J1070
Project Name | TCE ST VINCENT
Revision | A
Controls DE | A. Jarque
Phone:
Controls ME | A.GAMEZ
Phone:
From | [5 empty] | To
Device ID | Cable (W) Conductor (SC) Jumper Clip (JC) | Wire No. | Wire ID | Gauge/Size | Page/Zone | Device ID | Location | Page/Zone
AF0400:12 | SC | XT04001 | WHT | 16 | 17.B6 | XT0400:1 | JB5 | 17.C6
AF0410:32 | SC | XT04001 | GRN | 16 | 17.B5 | XT0400:1 | JB5 | 17.C6
AF0410:53 | SC | 0V | WHT | 16 | 17.B5 | XT1110:2 | JB5 | 17.A5
AF0410:54 | SC | AF0410N | WHT | 16 | 17.B5 | AF0420:53 | JB5 | 17.B5
AF0410:55 | SC | FU0113 | WHT | 16 | 17.B5 | FU0113:LD | JB5 | 17.A3
AF0410:56 | SC | AF0410P | WHT | 16 | 17.B5 | AF0420:55 | JB5 | 17.B5
AF0420:32 | SC | XT04001 | GRN | 16 | 17.B5 | XT0400:1 | JB5 | 17.C6
AF0420:54 | SC | AF0420N | WHT | 16 | 17.B5 | AF0430:53 | JB5 | 17.B4
AF0420:56 | SC | AF0420P | WHT | 16 | 17.B5 | AF0430:55 | JB5 | 17.B4
AF0430:32 | SC | XT04002 | GRN | 16 | 17.B4 | XT0400:2 | JB5 | 17.C3
AF0430:54 | SC | AF0430N | WHT | 16 | 17.B4 | AF0450:53 | JB5 | 17.B3
AF0430:56 | SC | AF0430P | WHT | 16 | 17.B4 | AF0450:55 | JB5 | 17.B3
AF0450:32 | SC | XT04002 | GRN | 16 | 17.B3 | XT0400:2 | JB5 | 17.C3
FU0110:LD | SC | FU0110 | WHT | 14 | 17.A4 | FU0113:LI | JB5 | 17.A3
FU0110:LI | SC | FU0136 | WHT | 14 | 17.A4 | XT1110:1 | JB5 | 17.A5
GR0110: | SC | GR0110 | GRN/YEL | 14 | 5.B4 | FRAME | JB5 | 5.B3
GR0113: | SC | GR0113 | GRN/YEL | 14 | 5.B4 | FRAME | JB5 | 5.B3
IEG1105:1 | SC | IEG11051 | GRN | 14 | 17.C6 | XT0400:3 | JB5 | 17.C6
XT1110:1 | SC | FU0136 | WHT | 12 | 17.A5 | XT0110:1 | JB5 | 17.A5
XT1110:2 | SC | 0V | WHT | 12 | 17.A5 | XT0110:2 | JB5 | 17.A5
AF0410:L2 | WC0041 | AF0410L2 | ENET | CABLE | 2.C2 | AF0420:L1 | JB5 | 2.C3
AF0420:L2 | WC0042 | AF0420L2 | ENET | CABLE | 2.C3 | AF0430:L1 | JB5 | 2.C4
AF0430:L2 | WC0043 | AF0430L2 | ENET | CABLE | 2.C4 | AF0450:L1 | JB5 | 2.C5
AF0450:05 | WC4749 | UA15201 | RED | 20 | 38.A7 | UA1520:+24 | JB5 | 38.A5
AF0450:06 | WC4749 | UA15202 | CLR | 20 | 38.A7 | UA1520:OUT | JB5 | 38.A5
AF0450:08 | WC4749 | UA15203 | BLK | 20 | 38.A7 | UA1520:COM | JB5 | 38.A5
AF0450:23 | WC4749 | PE1520S | SH | 20 | 38.A7 | XT1521:1 | JB5 | 38.A5
AF0400:LBUS | WC8040 | AF0410RBUS | BUS | CABLE | 17.B6 | AF0410:RBUS | JB5 | 17.B5
AF0410:LBUS | WC8041 | AF0420RBUS | BUS | CABLE | 17.B5 | AF0420:RBUS | JB5 | 17.B5
AF0420:LBUS | WC8042 | AF0420LBUS | BUS | CABLE | 17.B5 | AF0430:RBUS | JB5 | 17.B4
AF0430:LBUS | WC8043 | AF0430LBUS | BUS | CABLE | 17.B4 | AF0450:RBUS | JB5 | 17.B3
AF0450:L2 | WC0045 | AF0450L2 | ENET | CABLE | 2.C5 | AF0510:L1 | HP COMPRESSOR^ONSKID PANEL | 2.C4
AF0400:13 | WC0405 | 040013 | WHT | 16 | 52.A6 | AF0500:02 | HP COMPRESSOR^ONSKID PANEL | 66.A6
AF0400:15 | WC0405 | 040015 | BLK | 16 | 52.A6 | AF0500:03 | HP COMPRESSOR^ONSKID PANEL | 66.A6
AF0400:20 | WC0405 | 040020 | SH | 16 | 52.A6 | AF0500:07 | HP COMPRESSOR^ONSKID PANEL | 66.A6
XT0110:1 | SC | FU0136 | WHT | 10 | 17.A5 | XT0138:4 | TURBINE PANEL A | 13.B3
XT0110:2 | SC | 0V | WHT | 10 | 17.A5 | XT0134:4 | TURBINE PANEL A | 13.B3
AF0410:L1 | WC0006 | AU0060L2 | ENET | CABLE | 2.C2 | AU0060:L2 | TURBINE PANEL B | 2.A6
SolarTools ver. 24.0.84.24712 (Jul 31, 2025)
Report date: 3/10/2026 1:09 PM

## MEDIA CONVERTER
MEDIA CONVERTER
Project # | J1070
Project Name | TCE ST VINCENT
Revision | A
Controls DE | A. Jarque
Phone:
Controls ME | A.GAMEZ
Phone:
From | [5 empty] | To
Device ID | Cable (W) Conductor (SC) Jumper Clip (JC) | Wire No. | Wire ID | Gauge/Size | Page/Zone | Device ID | Location | Page/Zone
XT0003:1 | JC | FU1125 | CLIP | --- | 4.A4 | XT0003:2 | MEDIA CONVERTER | 4.B4
XT0003:2 | JC | FU1125 | CLIP | --- | 4.B4 | XT0003:3 | MEDIA CONVERTER | 4.C4
XT0003:3 | JC | FU1125 | CLIP | --- | 4.C4 | XT0003:4 | MEDIA CONVERTER | 4.D4
XT0003:5 | JC | UJ1123V3 | CLIP | --- | 4.A3 | XT0003:6 | MEDIA CONVERTER | 4.B3
XT0003:6 | JC | UJ1123V3 | CLIP | --- | 4.B3 | XT0003:7 | MEDIA CONVERTER | 4.C3
XT0003:7 | JC | UJ1123V3 | CLIP | --- | 4.C3 | XT0003:8 | MEDIA CONVERTER | 4.D3
BA0005:V1(-) | SC | UJ1123V3 | WHT | 16 | 4.A1 | XT0003:5 | MEDIA CONVERTER | 4.A3
BA0005:V1(+) | SC | FU0005 | WHT | 16 | 4.A1 | FU0005:LD | MEDIA CONVERTER | 4.A2
BA0006:V1(-) | SC | UJ1123V3 | WHT | 16 | 4.B1 | XT0003:6 | MEDIA CONVERTER | 4.B3
BA0006:V1(+) | SC | FU0006 | WHT | 16 | 4.B1 | FU0006:LD | MEDIA CONVERTER | 4.B2
BA0007:V1(-) | SC | UJ1123V3 | WHT | 16 | 4.C1 | XT0003:7 | MEDIA CONVERTER | 4.C3
BA0007:V1(+) | SC | FU0007 | WHT | 16 | 4.C1 | FU0007:LD | MEDIA CONVERTER | 4.C2
BA0009:V1(-) | SC | UJ1123V3 | WHT | 16 | 4.D1 | XT0003:8 | MEDIA CONVERTER | 4.D3
BA0009:V1(+) | SC | FU0009 | WHT | 16 | 4.D1 | FU0009:LD | MEDIA CONVERTER | 4.D2
FU0005:LI | SC | FU1125 | WHT | 16 | 4.A2 | XT0003:1 | MEDIA CONVERTER | 4.A4
FU0006:LI | SC | FU1125 | WHT | 16 | 4.B2 | XT0003:2 | MEDIA CONVERTER | 4.B4
FU0007:LI | SC | FU1125 | WHT | 16 | 4.C2 | XT0003:3 | MEDIA CONVERTER | 4.C4
FU0009:LI | SC | FU1125 | WHT | 16 | 4.D2 | XT0003:4 | MEDIA CONVERTER | 4.D4
FU1123:LD | SC | UJ1123L | RED | 16 | 4.B6 | UJ1123:L | MEDIA CONVERTER | 4.B5
FU1124:LD | SC | UJ1123N | RED | 16 | 4.B6 | UJ1123:N | MEDIA CONVERTER | 4.B5
FU1125:LD | SC | UJ1123V1 | WHT | 14 | 4.A4 | XT1123:1 | MEDIA CONVERTER | 4.A4
FU1125:LI | SC | FU1125 | WHT | 16 | 4.A4 | XT0003:1 | MEDIA CONVERTER | 4.A4
GR1125: | SC | GR1125 | GRN/YEL | 14 | 5.C4 | FRAME | MEDIA CONVERTER | 5.C4
GR1126: | SC | GR1126 | GRN/YEL | 14 | 5.C4 | FRAME | MEDIA CONVERTER | 5.C4
UJ1123:V1(+) | SC | UJ1123V1 | WHT | 14 | 4.B5 | XT1123:1 | MEDIA CONVERTER | 4.A4
UJ1123:V3(-) | SC | UJ1123V3 | WHT | 20 | 4.B5 | XT1123:2 | MEDIA CONVERTER | 4.A4
XT0003:5 | SC | UJ1123V3 | WHT | 16 | 4.A3 | XT1123:2 | MEDIA CONVERTER | 4.A4
SolarTools ver. 24.0.84.24712 (Jul 31, 2025)
Report date: 3/10/2026 1:09 PM

## PLC PANEL
PLC PANEL
CONTROL CONSOLE (UNIT PANEL A)
Project # | J1070
Project Name | TCE ST VINCENT
Revision | A
Controls DE | A. Jarque
Phone:
Controls ME | A.GAMEZ
Phone:
From | [5 empty] | To
Device ID | Cable (W) Conductor (SC) Jumper Clip (JC) | Wire No. | Wire ID | Gauge/Size | Page/Zone | Device ID | Location | Page/Zone
AR0600:IE1 | SC | UV0600G | GRN | 14 | 8.A1 | UV0600:GND | PLC PANEL | 8.B2
BA1100:NEG | SC | UJ1100N | WHT | 16 | 24.D1 | UJ1100:OUT1(-) | PLC PANEL | 24.C4
BA1100:POS | SC | FU1101LD | WHT | 16 | 24.D1 | FU1101:LD | PLC PANEL | 24.C2
FU1101:LI | SC | UJ1100P | WHT | 16 | 24.C2 | UJ1100:OUT1(+) | PLC PANEL | 24.C4
FU1111:LD | SC | FU1111 | WHT | 16 | 24.B6 | UJ1100:24V(+) | PLC PANEL | 24.C4
GR0135: | SC | GR0135 | GRN/YEL | 14 | 5.A4 | FRAME | PLC PANEL | 5.A4
AP0602:L2 | WC0001 | AP0602L2 | ENET | CABLE | 2.A2 | AP0603:L1 | PLC PANEL | 2.A3
AP0602:L1 | WC0017 | AT0170L2 | ENET | CABLE | 2.A2 | AT0170:L2 | FIRE SYSTEM^CONTROLLER PANEL | 2.A6
BA1100:DEVICE | WC0101 | BA1100DEVICE | ENET | CABLE | 24.D1 | AT1100:L1 | TURBINE BOX^DOOR^JB70 | 24.D3
AP0601: | WC0601 | AP0601E | ENET | CABLE | 8.D6 | BA0004:RJ45 | TURBINE BOX^RIGHT RAIL^JB70 | 8.D6
AP0609:L1 | WC0680 | AP0609L1 | ENET | CABLE | 7.C1 | AT0680:LAN1 | TURBINE BOX^RIGHT RAIL^JB70 | 7.A1
BA1100:L2 | WC1100 | BA1100L2 | ENET | CABLE | 2.B2 | BA0001:RJ45 | TURBINE BOX^RIGHT RAIL^JB70 | 2.B3
FU1111:LI | SC | FU0137 | WHT | 14 | 24.B6 | XT0139:1 | TURBINE PANEL A | 13.A4
UJ1100:24V(-) | SC | 0V | WHT | 16 | 24.C4 | XT0135:2 | TURBINE PANEL A | 13.B4
UV0600:(-) | SC | 0V | WHT | 16 | 8.B2 | XT0135:1 | TURBINE PANEL A | 13.B4
UV0600:(+) | SC | FU0010 | WHT | 14 | 8.B2 | FU0010:LD | TURBINE PANEL A | 13.A5
AP0603:L2 | WC0003 | AP0603L2 | ENET | CABLE | 2.A3 | AU0090:L1 | TURBINE PANEL A | 2.A4
AR0600:IE2 | SC | IEG02301 | GRN | 12 | 8.A1 | IEG0230:1 | TURBINE PANEL B | 8.B6
SolarTools ver. 24.0.84.24712 (Jul 31, 2025)
Report date: 3/10/2026 1:09 PM

## TURBINE BOX^DOOR^JB70
TURBINE BOX^DOOR^JB70
Project # | J1070
Project Name | TCE ST VINCENT
Revision | A
Controls DE | A. Jarque
Phone:
Controls ME | A.GAMEZ
Phone:
From | [5 empty] | To
Device ID | Cable (W) Conductor (SC) Jumper Clip (JC) | Wire No. | Wire ID | Gauge/Size | Page/Zone | Device ID | Location | Page/Zone
HL0171:X1 | SC | HL0171X1 | WHT | 20 | 21.B1 | XT0174:5 | FIRE SYSTEM^CONTROLLER PANEL | 21.B3
HL0171:X2 | SC | HL0171X2 | WHT | 20 | 21.B1 | XT0174:3 | FIRE SYSTEM^CONTROLLER PANEL | 21.B2
HL0172:X1 | SC | HL0172X1 | WHT | 20 | 21.C1 | XT0174:8 | FIRE SYSTEM^CONTROLLER PANEL | 21.C3
HL0172:X2 | SC | HL0172X2 | WHT | 20 | 21.C1 | XT0174:6 | FIRE SYSTEM^CONTROLLER PANEL | 21.C2
HL0173:X1 | SC | HL0173X1 | WHT | 20 | 21.C1 | XT0174:11 | FIRE SYSTEM^CONTROLLER PANEL | 21.C3
HL0173:X2 | SC | HL0173X2 | WHT | 20 | 21.C1 | XT0174:9 | FIRE SYSTEM^CONTROLLER PANEL | 21.C2
SB0170:13 | SC | SB017013 | WHT | 20 | 21.B1 | XT0174:1 | FIRE SYSTEM^CONTROLLER PANEL | 21.B3
SB0170:14 | SC | SB017014 | WHT | 20 | 21.B1 | XT0174:2 | FIRE SYSTEM^CONTROLLER PANEL | 21.B3
AT1100:L1 | WC0101 | BA1100DEVICE | ENET | CABLE | 24.D3 | BA1100:DEVICE | PLC PANEL | 24.D1
SA0170:B1-13 | SC | SA0170B113 | WHT | 20 | 21.A1 | XT0170:11 | TURBINE BOX^LEFT RAIL^JB70 | 21.A6
SA0170:B1-14 | SC | SA0170B114 | WHT | 20 | 21.A1 | XT0170:12 | TURBINE BOX^LEFT RAIL^JB70 | 21.A6
SA0170:B2-13 | SC | AT01754P1 | WHT | 20 | 21.A1 | AT0175:4P1 | TURBINE BOX^LEFT RAIL^JB70 | 11.B5
SA0170:B2-14 | SC | KA6510A1 | WHT | 20 | 21.A1 | KA6510:A1 | TURBINE BOX^LEFT RAIL^JB70 | 21.A5
HA0472:BLK-1 | WC5072 | 0V | 1 | 18 | 21.D1 | XT0147:2 | TURBINE BOX^LEFT RAIL^JB70 | 21.D5
HA0472:BLK-2 | WC5072 | KA087511 | 2 | 18 | 21.D1 | XT0147:1 | TURBINE BOX^LEFT RAIL^JB70 | 21.D5
AT1100:POS | SC | FU1100 | WHT | 14 | 24.D3 | FU1100:LD | TURBINE BOX^RIGHT RAIL^JB70 | 24.D3
AT1100:GND | SC | PEG01304 | GRN/YEL | 14 | 24.D3 | PEG0130:4 | TURBINE PANEL A | 24.D6
AT1100:NEG | SC | 0V | WHT | 14 | 24.D3 | XT0134:3 | TURBINE PANEL A | 13.B3
SA0471:B1-13 | SC | SA0471B113 | WHT | 20 | 23.B1 | AF0087:40 | TURBINE PANEL A | 23.B7
SA0471:B1-14 | SC | SA0471B114 | WHT | 20 | 23.B1 | AF0087:08 | TURBINE PANEL A | 23.B7
SA0471:B2-13 | SC | SA0471B213 | WHT | 20 | 23.A1 | AF0087:39 | TURBINE PANEL A | 23.A7
SA0471:B2-14 | SC | SA0471B214 | WHT | 20 | 23.A1 | AF0087:07 | TURBINE PANEL A | 23.A7
SA0473:11 | SC | SA047311 | WHT | 20 | 23.D1 | AF0087:37 | TURBINE PANEL A | 23.D7
SA0473:12 | SC | SA047312 | WHT | 20 | 23.D1 | AF0087:05 | TURBINE PANEL A | 23.D7
SA0473:13 | SC | SA047313 | WHT | 20 | 23.D1 | AF0087:38 | TURBINE PANEL A | 23.D7
SA0473:14 | SC | SA047314 | WHT | 20 | 23.D1 | AF0087:06 | TURBINE PANEL A | 23.D7
SA0474:B1-13 | SC | SA0474B113 | WHT | 20 | 23.C1 | AF0087:45 | TURBINE PANEL A | 23.C7
SA0474:B1-14 | SC | SA0474B114 | WHT | 20 | 23.C1 | AF0087:13 | TURBINE PANEL A | 23.C7
SA0474:B2-13 | SC | SA0474B213 | WHT | 20 | 23.C1 | AF0087:44 | TURBINE PANEL A | 23.C7
SA0474:B2-14 | SC | SA0474B214 | WHT | 20 | 23.C1 | AF0087:12 | TURBINE PANEL A | 23.C7
SB0471:11 | SC | SB047111 | WHT | 20 | 22.D1 | AF0087:34 | TURBINE PANEL A | 22.D7
SB0471:12 | SC | SB047112 | WHT | 20 | 22.D1 | AF0087:02 | TURBINE PANEL A | 22.D7
SB0472:B1-11 | SC | ESTOPA | WHT | 20 | 23.B1 | XT0137:1 | TURBINE PANEL A | 23.B5
SB0472:B1-12 | SC | ESTOP | WHT | 20 | 23.B1 | XT0137:2 | TURBINE PANEL A | 23.B5
SB0472:B2-11 | SC | SB0472B211 | WHT | 20 | 23.B1 | AF0081:36 | TURBINE PANEL A | 23.B7
SB0472:B2-12 | SC | SB0472B212 | WHT | 20 | 23.B1 | AF0081:04 | TURBINE PANEL A | 23.B7
SB0473:13 | SC | SB047313 | WHT | 20 | 22.D1 | AF0087:35 | TURBINE PANEL A | 22.D7
SB0473:14 | SC | SB047314 | WHT | 20 | 22.D1 | AF0087:03 | TURBINE PANEL A | 22.D7
SB0474:13 | SC | SB047413 | WHT | 20 | 23.A1 | AF0087:36 | TURBINE PANEL A | 23.A7
SB0474:14 | SC | SB047414 | WHT | 20 | 23.A1 | AF0087:04 | TURBINE PANEL A | 23.A7
SH0470:11 | SC | SH047011 | WHT | 20 | 22.B1 | AF0087:33 | TURBINE PANEL A | 22.B7
SH0470:12 | SC | SH047012 | WHT | 20 | 22.B1 | AF0087:01 | TURBINE PANEL A | 22.B7
SH0470:13 | SC | SH047013 | WHT | 20 | 22.B1 | XT0137:5 | TURBINE PANEL A | 22.B5
SH0470:14 | SC | SH047014 | WHT | 20 | 22.B1 | XT0137:6 | TURBINE PANEL A | 22.B5
SH0470:X1 | SC | SH0470X1 | WHT | 20 | 22.B1 | AF0093:22 | TURBINE PANEL A | 22.B7
SH0470:X2 | SC | SH0470X2 | WHT | 20 | 22.B1 | AF0093:06 | TURBINE PANEL A | 22.B7
SH0471:11 | SC | SH047111 | WHT | 20 | 22.A1 | XT0137:3 | TURBINE PANEL A | 22.A5
SH0471:12 | SC | SH047112 | WHT | 20 | 22.A1 | XT0137:4 | TURBINE PANEL A | 22.A5
SH0471:13 | SC | SH047113 | WHT | 20 | 22.A1 | AF0087:32 | TURBINE PANEL A | 22.A7
SH0471:14 | SC | SH047114 | WHT | 20 | 22.A1 | AF0087:00 | TURBINE PANEL A | 22.A7
SH0471:X1 | SC | SH0471X1 | WHT | 20 | 22.A1 | AF0093:31 | TURBINE PANEL A | 22.A7
SH0471:X2 | SC | SH0471X2 | WHT | 20 | 22.A1 | AF0093:15 | TURBINE PANEL A | 22.A7
SH0472:11 | SC | SH047211 | WHT | 20 | 22.C1 | XT0236:4 | TURBINE PANEL B | 22.C5
SH0472:12 | SC | SH047212 | WHT | 20 | 22.C1 | XT0236:5 | TURBINE PANEL B | 22.C5
SH0472:13 | SC | FU0139 | WHT | 20 | 22.B1 | XT0236:1 | TURBINE PANEL B | 22.B5
SH0472:14 | SC | KA0241A1 | WHT | 20 | 22.B1 | XT0236:2 | TURBINE PANEL B | 22.B5
SH0472:X1 | SC | 0V | WHT | 20 | 22.C1 | XT0236:3 | TURBINE PANEL B | 22.C5
SH0472:X2 | SC | SH0472X2 | WHT | 20 | 22.C1 | XT0237:2 B1 | TURBINE PANEL B | 22.C5
SolarTools ver. 24.0.84.24712 (Jul 31, 2025)
Report date: 3/10/2026 1:09 PM

## TURBINE BOX^LEFT RAIL^JB70
TURBINE BOX^LEFT RAIL^JB70
Project # | J1070
Project Name | TCE ST VINCENT
Revision | A
Controls DE | A. Jarque
Phone:
Controls ME | A.GAMEZ
Phone:
From | [5 empty] | To
Device ID | Cable (W) Conductor (SC) Jumper Clip (JC) | Wire No. | Wire ID | Gauge/Size | Page/Zone | Device ID | Location | Page/Zone
XT0170:1 | JC | FU0170 | CLIP | --- | 11.A2 | XT0170:2 | TURBINE BOX^LEFT RAIL^JB70 | 11.A2
XT0170:3 | JC | 0V | CLIP | --- | 11.A2 | XT0170:4 | TURBINE BOX^LEFT RAIL^JB70 | 11.A2
AT0175:11 | SC | KA651012 | WHT | 20 | 80.A6 | KA6510:12 | TURBINE BOX^LEFT RAIL^JB70 | 80.A6
AT0175:14 | SC | KA651022 | WHT | 20 | 80.A6 | KA6510:22 | TURBINE BOX^LEFT RAIL^JB70 | 80.A6
AT0175:GND | SC | AT0175G | GRN/YEL | 14 | 11.B5 | FRAME | TURBINE BOX^LEFT RAIL^JB70 | 11.C6
AT0176:11 | SC | AT017611 | LEAD | --- | 80.B6 | RR0853: -10K OHM | TURBINE BOX^LEFT RAIL^JB70 | 80.B6
AT0176:12 | SC | AT017612 | LEAD | --- | 80.B6 | RR0853: -10K OHM | TURBINE BOX^LEFT RAIL^JB70 | 80.B6
AT0176:14 | SC | AT017614 | LEAD | --- | 80.C6 | RR0854: -10K OHM | TURBINE BOX^LEFT RAIL^JB70 | 80.C6
AT0176:15 | SC | AT017615 | LEAD | --- | 80.C6 | RR0854: -10K OHM | TURBINE BOX^LEFT RAIL^JB70 | 80.C6
AT0176:17 | SC | AT017617 | LEAD | --- | 80.C6 | RR0855: -10K OHM | TURBINE BOX^LEFT RAIL^JB70 | 80.C6
AT0176:18 | SC | AT017618 | LEAD | --- | 80.C6 | RR0855: -10K OHM | TURBINE BOX^LEFT RAIL^JB70 | 80.C6
AT0176:20 | SC | AT017620 | LEAD | --- | 80.D6 | RR0856: -10K OHM | TURBINE BOX^LEFT RAIL^JB70 | 80.D6
AT0176:21 | SC | AT017621 | LEAD | --- | 80.D6 | RR0856: -10K OHM | TURBINE BOX^LEFT RAIL^JB70 | 80.D6
AT0176:4P1 | SC | AT01764P1 | WHT | 14 | 11.C5 | AT0178:1P1 | TURBINE BOX^LEFT RAIL^JB70 | 11.D5
AT0176:5P1 | SC | AT01765P1 | WHT | 14 | 11.C5 | AT0178:2P1 | TURBINE BOX^LEFT RAIL^JB70 | 11.D5
AT0176:8 | SC | AT01768 | LEAD | --- | 78.B6 | RR0176S3: -10K OHM | TURBINE BOX^LEFT RAIL^JB70 | 78.B6
AT0176:9 | SC | AT01769 | LEAD | --- | 78.B6 | RR0176S3: -10K OHM | TURBINE BOX^LEFT RAIL^JB70 | 78.B6
AT0176:GND | SC | AT0176G | GRN/YEL | 14 | 11.C5 | FRAME | TURBINE BOX^LEFT RAIL^JB70 | 11.C6
AT0178:20 | SC | ZS61P | WHT | 20 | 84.A6 | XT0170:25 | TURBINE BOX^LEFT RAIL^JB70 | 84.A6
AT0178:21 | SC | ZS61S | WHT | 20 | 84.A6 | XT0170:26 | TURBINE BOX^LEFT RAIL^JB70 | 84.A6
AT0178:23 | SC | VD0178 | WHT | 20 | 21.D6 | XT0170:17 | TURBINE BOX^LEFT RAIL^JB70 | 21.D6
AT0178:24 | SC | KA0178A2 | WHT | 20 | 21.D6 | XT0170:18 | TURBINE BOX^LEFT RAIL^JB70 | 21.D6
AT0178:GND | SC | AT0178G | GRN/YEL | 14 | 11.D5 | FRAME | TURBINE BOX^LEFT RAIL^JB70 | 11.D6
FU0170:LD | SC | FU0170 | WHT | 12 | 11.A2 | XT0170:2 | TURBINE BOX^LEFT RAIL^JB70 | 11.A2
GR1101: | SC | GR1101 | GRN/YEL | 14 | 5.A6 | FRAME | TURBINE BOX^LEFT RAIL^JB70 | 5.A5
KA0172:11 | SC | KA017211 | WHT | 20 | 76.D6 | XT0170:7 | TURBINE BOX^LEFT RAIL^JB70 | 76.D5
KA0172:12 | SC | KA017212 | WHT | 20 | 76.D6 | XT0170:8 | TURBINE BOX^LEFT RAIL^JB70 | 76.D5
KA0172:A2 | SC | 0V | WHT | 20 | 11.B2 | KA0174:A2 | TURBINE BOX^LEFT RAIL^JB70 | 11.C2
KA0172:A2 | SC | 0V | WHT | 20 | 11.B2 | XT0170:4 | TURBINE BOX^LEFT RAIL^JB70 | 11.A2
KA0174:11 | SC | KA017411 | WHT | 20 | 76.D6 | XT0170:9 | TURBINE BOX^LEFT RAIL^JB70 | 76.D5
KA0174:12 | SC | KA017412 | WHT | 20 | 76.D6 | XT0170:10 | TURBINE BOX^LEFT RAIL^JB70 | 76.D5
KA0176:11 | SC | KA017611 | WHT | 20 | 87.A6 | XT0171:1 | TURBINE BOX^LEFT RAIL^JB70 | 87.A5
KA0176:A2 | SC | 0V | WHT | 20 | 87.B5 | XT0170:3 | TURBINE BOX^LEFT RAIL^JB70 | 11.A2
KA0178:11 | SC | KA087511 | WHT | 20 | 21.D5 | XT0147:1 | TURBINE BOX^LEFT RAIL^JB70 | 21.D5
KA0178:A1 | SC | KA0178A1 | WHT | 20 | 21.D4 | XT0170:16 | TURBINE BOX^LEFT RAIL^JB70 | 21.D5
KA0178:A2 | SC | KA0178A2 | WHT | 20 | 21.D4 | XT0170:18 | TURBINE BOX^LEFT RAIL^JB70 | 21.D6
KA0875:11 | SC | KA087511 | WHT | 20 | 21.D6 | XT0147:1 | TURBINE BOX^LEFT RAIL^JB70 | 21.D5
KA0875:14 | SC | FU0170 | WHT | 20 | 21.D6 | XT0170:1 | TURBINE BOX^LEFT RAIL^JB70 | 11.A2
KA6510:A1 | SC | KA6510A1 | WHT | 20 | 21.A5 | KA6511:A1 | TURBINE BOX^LEFT RAIL^JB70 | 21.A5
KA6510:A2 | SC | KA6510A2 | WHT | 20 | 21.A5 | AT0175:5P1 | TURBINE BOX^LEFT RAIL^JB70 | 11.B5
KA6510:A2 | SC | KA6510A2 | WHT | 20 | 21.A5 | KA6511:A2 | TURBINE BOX^LEFT RAIL^JB70 | 21.A5
RR0178: -10K OHM | SC | VD0178 | LEAD | --- | 21.D6 | XT0170:17 | TURBINE BOX^LEFT RAIL^JB70 | 21.D6
RR0178: -10K OHM | SC | KA0178A2 | LEAD | --- | 21.D6 | XT0170:18 | TURBINE BOX^LEFT RAIL^JB70 | 21.D6
VD0178:--1N4007 | SC | KA0178A1 | LEAD | --- | 21.D6 | XT0170:16 | TURBINE BOX^LEFT RAIL^JB70 | 21.D5
VD0178:+-1N4007 | SC | VD0178 | LEAD | --- | 21.D6 | XT0170:17 | TURBINE BOX^LEFT RAIL^JB70 | 21.D6
VD6211:--1N4007 | SC | KA017611 | LEAD | --- | 87.A5 | XT0171:1 | TURBINE BOX^LEFT RAIL^JB70 | 87.A5
VD6211:+-1N4007 | SC | 009304 | LEAD | --- | 87.A5 | XT0171:2 | TURBINE BOX^LEFT RAIL^JB70 | 87.A6
XT0170:4 | SC | 0V | WHT | 14 | 11.A2 | XT0147:2 | TURBINE BOX^LEFT RAIL^JB70 | 21.D5
XT0172:16 | SC | FU0170 | WHT | 14 | 77.B6 | XT0172:7 | TURBINE BOX^LEFT RAIL^JB70 | 77.D6
XT0172:17 | SC | 0V | WHT | 20 | 77.B6 | XT0172:8 | TURBINE BOX^LEFT RAIL^JB70 | 77.D6
XT0172:18 | SC | LON1S2 | WHT | 14 | 77.B6 | XT0172:9 | TURBINE BOX^LEFT RAIL^JB70 | 77.D6
XT0172:4 | SC | FU0170 | WHT | 14 | 77.A6 | XT0172:16 | TURBINE BOX^LEFT RAIL^JB70 | 77.B6
XT0172:4 | SC | FU0170 | WHT | 20 | 77.A6 | XT0170:1 | TURBINE BOX^LEFT RAIL^JB70 | 11.A2
XT0172:5 | SC | 0V | WHT | 14 | 77.A6 | XT0172:17 | TURBINE BOX^LEFT RAIL^JB70 | 77.B6
XT0172:5 | SC | 0V | WHT | 20 | 77.A6 | XT0170:4 | TURBINE BOX^LEFT RAIL^JB70 | 11.A2
XT0172:6 | SC | LON1S2 | WHT | 16 | 77.A6 | XT0172:18 | TURBINE BOX^LEFT RAIL^JB70 | 77.B6
AT0178:3P2 | WC5500 | LON1A | WHT | 16 | 77.A6 | XT0172:1 | TURBINE BOX^LEFT RAIL^JB70 | 77.A6
AT0178:2P2 | WC5500 | LON1B | BLK | 16 | 77.A6 | XT0172:2 | TURBINE BOX^LEFT RAIL^JB70 | 77.A6
AT0178:1P2 | WC5500 | LON1S1 | SH | 16 | 77.A6 | XT0172:3 | TURBINE BOX^LEFT RAIL^JB70 | 77.A6
AT0175:1P2 | WC8066 | AT01751P2 | WHT | 16 | 11.C7 | AT0176:4P2 | TURBINE BOX^LEFT RAIL^JB70 | 11.C7
AT0175:2P2 | WC8066 | AT01752P2 | BLK | 16 | 11.C7 | AT0176:5P2 | TURBINE BOX^LEFT RAIL^JB70 | 11.C7
AT0175:3P2 | WC8066 | AT01753P2 | SH | 16 | 11.C7 | AT0176:6P2 | TURBINE BOX^LEFT RAIL^JB70 | 11.C7
AT0176:1P2 | WC8067 | AT01761P2 | WHT | 16 | 11.C7 | AT0178:4P2 | TURBINE BOX^LEFT RAIL^JB70 | 11.D7
AT0176:2P2 | WC8067 | AT01762P2 | BLK | 16 | 11.C7 | AT0178:5P2 | TURBINE BOX^LEFT RAIL^JB70 | 11.D7
AT0176:3P2 | WC8067 | AT01763P2 | SH | 16 | 11.C7 | AT0178:6P2 | TURBINE BOX^LEFT RAIL^JB70 | 11.D7
AT0175:17 | SC | VD0175A | WHT | 20 | 21.B6 | XT0174:4 | FIRE SYSTEM^CONTROLLER PANEL | 21.B3
AT0175:18 | SC | HL0171X1 | WHT | 20 | 21.B6 | XT0174:5 | FIRE SYSTEM^CONTROLLER PANEL | 21.B3
AT0175:1P1 | SC | UV01709 | WHT | 14 | 11.B5 | UV0170:9(+) | FIRE SYSTEM^CONTROLLER PANEL | 11.A3
AT0175:2 | SC | SB017013 | WHT | 20 | 21.B6 | XT0174:1 | FIRE SYSTEM^CONTROLLER PANEL | 21.B3
AT0175:20 | SC | VD0175I | WHT | 20 | 21.C6 | XT0174:7 | FIRE SYSTEM^CONTROLLER PANEL | 21.C3
AT0175:21 | SC | HL0172X1 | WHT | 20 | 21.C6 | XT0174:8 | FIRE SYSTEM^CONTROLLER PANEL | 21.C3
AT0175:23 | SC | VD0175D | WHT | 20 | 21.C6 | XT0174:10 | FIRE SYSTEM^CONTROLLER PANEL | 21.C3
AT0175:24 | SC | HL0173X1 | WHT | 20 | 21.C6 | XT0174:11 | FIRE SYSTEM^CONTROLLER PANEL | 21.C3
AT0175:2P1 | SC | UV017010 | WHT | 14 | 11.B5 | UV0170:10(-) | FIRE SYSTEM^CONTROLLER PANEL | 11.A3
AT0175:3 | SC | SB017014 | WHT | 20 | 21.B6 | XT0174:2 | FIRE SYSTEM^CONTROLLER PANEL | 21.B3
AT0176:1P1 | SC | UV017011 | WHT | 14 | 11.C5 | UV0170:11(+) | FIRE SYSTEM^CONTROLLER PANEL | 11.A3
AT0176:2P1 | SC | UV017012 | WHT | 14 | 11.C5 | UV0170:12(-) | FIRE SYSTEM^CONTROLLER PANEL | 11.A3
KA0172:A1 | SC | AT017025 | WHT | 20 | 11.B2 | AT0170:25 | FIRE SYSTEM^CONTROLLER PANEL | 11.B3
KA0174:A1 | SC | AT017031 | WHT | 20 | 11.C2 | AT0170:31 | FIRE SYSTEM^CONTROLLER PANEL | 11.C3
XT0170:11 | SC | SA0170B113 | WHT | 20 | 21.A6 | AT0170:11 | FIRE SYSTEM^CONTROLLER PANEL | 21.A6
XT0170:12 | SC | SA0170B114 | WHT | 20 | 21.A6 | AT0170:12 | FIRE SYSTEM^CONTROLLER PANEL | 21.A6
XT0170:19 | SC | LON0P | WHT | 14 | 79.A6 | UV0170:13(+) | FIRE SYSTEM^CONTROLLER PANEL | 79.B7
XT0170:2 | SC | FU0170 | WHT | 14 | 11.A2 | UV0170:3(+) | FIRE SYSTEM^CONTROLLER PANEL | 11.A3
XT0170:2 | SC | FU0170 | WHT | 14 | 11.A2 | UV0170:1(+) | FIRE SYSTEM^CONTROLLER PANEL | 11.A3
XT0170:20 | SC | LON0N | WHT | 14 | 79.A6 | UV0170:14(-) | FIRE SYSTEM^CONTROLLER PANEL | 79.B7
XT0170:22 | SC | LON2P | WHT | 14 | 79.D6 | UV0170:15(+) | FIRE SYSTEM^CONTROLLER PANEL | 79.B7
XT0170:23 | SC | LON2N | WHT | 14 | 79.D6 | UV0170:16(-) | FIRE SYSTEM^CONTROLLER PANEL | 79.B7
XT0170:3 | SC | 0V | WHT | 14 | 11.A2 | UV0170:4(-) | FIRE SYSTEM^CONTROLLER PANEL | 11.A3
XT0170:3 | SC | 0V | WHT | 14 | 11.A2 | UV0170:2(-) | FIRE SYSTEM^CONTROLLER PANEL | 11.A3
XT0170:5 | SC | AT017045 | WHT | 20 | 76.D5 | AT0170:45 | FIRE SYSTEM^CONTROLLER PANEL | 76.D6
XT0170:6 | SC | AT017046 | WHT | 20 | 76.D5 | AT0170:46 | FIRE SYSTEM^CONTROLLER PANEL | 76.D6
XT0172:22 | WC5018 | LON2A | WHT | 16 | 79.D6 | AT0170:53 | FIRE SYSTEM^CONTROLLER PANEL | 79.D6
XT0172:23 | WC5018 | LON2B | BLK | 16 | 79.D6 | AT0170:52 | FIRE SYSTEM^CONTROLLER PANEL | 79.D6
XT0172:24 | WC5018 | LON2S1 | SH | 16 | 79.D6 | AT0170:51 | FIRE SYSTEM^CONTROLLER PANEL | 79.D6
AT0175:4P2 | WC8069 | AT017050 | WHT | 16 | 11.A7 | AT0170:50 | FIRE SYSTEM^CONTROLLER PANEL | 11.A7
AT0175:5P2 | WC8069 | AT017049 | BLK | 16 | 11.A7 | AT0170:49 | FIRE SYSTEM^CONTROLLER PANEL | 11.A7
AT0175:6P2 | WC8069 | AT017048 | SH | 16 | 11.A7 | AT0170:48 | FIRE SYSTEM^CONTROLLER PANEL | 11.A7
AT0175:4P1 | SC | AT01754P1 | WHT | 20 | 11.B5 | SA0170:B2-13 | TURBINE BOX^DOOR^JB70 | 21.A1
KA6510:A1 | SC | KA6510A1 | WHT | 20 | 21.A5 | SA0170:B2-14 | TURBINE BOX^DOOR^JB70 | 21.A1
XT0170:11 | SC | SA0170B113 | WHT | 20 | 21.A6 | SA0170:B1-13 | TURBINE BOX^DOOR^JB70 | 21.A1
XT0170:12 | SC | SA0170B114 | WHT | 20 | 21.A6 | SA0170:B1-14 | TURBINE BOX^DOOR^JB70 | 21.A1
XT0147:2 | WC5072 | 0V | 1 | 18 | 21.D5 | HA0472:BLK-1 | TURBINE BOX^DOOR^JB70 | 21.D1
XT0147:1 | WC5072 | KA087511 | 2 | 18 | 21.D5 | HA0472:BLK-2 | TURBINE BOX^DOOR^JB70 | 21.D1
FU0170:LI | SC | FU0136 | WHT | 12 | 11.A2 | XT0138:2 | TURBINE PANEL A | 13.A3
KA0176:14 | SC | 009336 | WHT | 20 | 87.A6 | AF0093:36 | TURBINE PANEL A | 87.A7
KA0875:A1 | SC | 009212 | WHT | 20 | 11.C2 | AF0092:12 | TURBINE PANEL A | 11.C3
KA0875:A2 | SC | 009228 | WHT | 20 | 11.C2 | AF0092:28 | TURBINE PANEL A | 11.C3
XT0170:3 | SC | 0V | WHT | 12 | 11.A2 | XT0134:2 | TURBINE PANEL A | 13.B3
XT0171:2 | SC | 009304 | WHT | 20 | 87.A6 | AF0093:04 | TURBINE PANEL A | 87.A7
KA0176:A1 | SC | KA014422 | WHT | 20 | 87.B5 | KA0144:22 | TURBINE PANEL B | 87.A6
KA0178:14 | SC | KA017814 | WHT | 20 | 21.D5 | KA0232:11 | TURBINE PANEL B | 21.D6
KA0875:14 | SC | FU0170 | WHT | 20 | 21.D6 | KA0232:12 | TURBINE PANEL B | 21.D6
XT0170:2 | SC | FU0170 | WHT | 20 | 11.A2 | KA0232:21 | TURBINE PANEL B | 87.A6
XT0171:1 | SC | KA017611 | WHT | 20 | 87.A5 | KA0246:11 | TURBINE PANEL B | 87.A6
SolarTools ver. 24.0.84.24712 (Jul 31, 2025)
Report date: 3/10/2026 1:09 PM

## TURBINE BOX^RIGHT RAIL^JB70
TURBINE BOX^RIGHT RAIL^JB70
Project # | J1070
Project Name | TCE ST VINCENT
Revision | A
Controls DE | A. Jarque
Phone:
Controls ME | A.GAMEZ
Phone:
From | [5 empty] | To
Device ID | Cable (W) Conductor (SC) Jumper Clip (JC) | Wire No. | Wire ID | Gauge/Size | Page/Zone | Device ID | Location | Page/Zone
XT0001:1 | JC | FU0136 | CLIP | --- | 3.A5 | XT0001:2 | TURBINE BOX^RIGHT RAIL^JB70 | 3.B5
XT0001:2 | JC | FU0136 | CLIP | --- | 3.B5 | XT0001:3 | TURBINE BOX^RIGHT RAIL^JB70 | 3.B5
XT0001:3 | JC | FU0136 | CLIP | --- | 3.B5 | XT0001:4 | TURBINE BOX^RIGHT RAIL^JB70 | 3.C5
XT0001:5 | JC | 0V | CLIP | --- | 3.A4 | XT0001:6 | TURBINE BOX^RIGHT RAIL^JB70 | 3.B4
XT0001:6 | JC | 0V | CLIP | --- | 3.B4 | XT0001:7 | TURBINE BOX^RIGHT RAIL^JB70 | 3.C4
XT0001:7 | JC | 0V | CLIP | --- | 3.C4 | XT0001:8 | TURBINE BOX^RIGHT RAIL^JB70 | 3.C4
AT0680:NEG | SC | 0V | WHT | 14 | 7.A1 | XT0680:2 | TURBINE BOX^RIGHT RAIL^JB70 | 7.A1
AT0680:POS | SC | FU0680 | WHT | 16 | 7.A1 | XT0680:1 | TURBINE BOX^RIGHT RAIL^JB70 | 7.A1
BA0001:V1(-) | SC | 0V | WHT | 16 | 3.A2 | XT0001:5 | TURBINE BOX^RIGHT RAIL^JB70 | 3.A4
BA0001:V1(+) | SC | FU0001 | WHT | 16 | 3.A2 | FU0001:LD | TURBINE BOX^RIGHT RAIL^JB70 | 3.A3
BA0002:V1(-) | SC | 0V | WHT | 16 | 3.B2 | XT0001:6 | TURBINE BOX^RIGHT RAIL^JB70 | 3.B4
BA0002:V1(+) | SC | FU0002 | WHT | 16 | 3.B2 | FU0002:LD | TURBINE BOX^RIGHT RAIL^JB70 | 3.B3
BA0003:V1(-) | SC | 0V | WHT | 16 | 3.B2 | XT0001:7 | TURBINE BOX^RIGHT RAIL^JB70 | 3.C4
BA0003:V1(+) | SC | FU0003 | WHT | 16 | 3.B2 | FU0003:LD | TURBINE BOX^RIGHT RAIL^JB70 | 3.B3
BA0004:V1(-) | SC | 0V | WHT | 16 | 3.C2 | XT0001:8 | TURBINE BOX^RIGHT RAIL^JB70 | 3.C4
BA0004:V1(+) | SC | FU0004 | WHT | 16 | 3.C2 | FU0004:LD | TURBINE BOX^RIGHT RAIL^JB70 | 3.C3
FU0001:LI | SC | FU0136 | WHT | 16 | 3.A3 | XT0001:1 | TURBINE BOX^RIGHT RAIL^JB70 | 3.A5
FU0002:LI | SC | FU0136 | WHT | 14 | 3.B3 | XT0001:2 | TURBINE BOX^RIGHT RAIL^JB70 | 3.B5
FU0003:LI | SC | FU0136 | WHT | 14 | 3.B3 | XT0001:3 | TURBINE BOX^RIGHT RAIL^JB70 | 3.B5
FU0004:LI | SC | FU0136 | WHT | 14 | 3.C3 | XT0001:4 | TURBINE BOX^RIGHT RAIL^JB70 | 3.C5
FU0680:LD | SC | FU0680 | WHT | 16 | 13.C5 | XT0680:1 | TURBINE BOX^RIGHT RAIL^JB70 | 7.A1
PC0470:INP_A | SC | 009312 | WHT | 20 | 24.B5 | PC0470:INP_B | TURBINE BOX^RIGHT RAIL^JB70 | 24.B5
UA1200:J1-8 | SC | UA1200J | WHT | 20 | 49.B6 | UA1200:J3-5 | TURBINE BOX^RIGHT RAIL^JB70 | 49.B6
AT0680:LAN2 | W0681 | AT0680LAN2 | ENET | CABLE | 7.A1 | BA0003:RJ45 | TURBINE BOX^RIGHT RAIL^JB70 | 7.A3
BA0002:RJ45 | WC0002 | BA0002RJ45 | ENET | CABLE | 2.A5 | AT0170:L1 | FIRE SYSTEM^CONTROLLER PANEL | 2.A6
BA0004:RJ45 | WC0601 | AP0601E | ENET | CABLE | 8.D6 | AP0601: | PLC PANEL | 8.D6
AT0680:LAN1 | WC0680 | AP0609L1 | ENET | CABLE | 7.A1 | AP0609:L1 | PLC PANEL | 7.C1
BA0001:RJ45 | WC1100 | BA1100L2 | ENET | CABLE | 2.B3 | BA1100:L2 | PLC PANEL | 2.B2
FU1100:LD | SC | FU1100 | WHT | 14 | 24.D3 | AT1100:POS | TURBINE BOX^DOOR^JB70 | 24.D3
FU1100:LI | SC | FU0136 | WHT | 10 | 24.D3 | XT0138:3 | TURBINE PANEL A | 13.A3
PC0470:+PWR | SC | 009344 | WHT | 20 | 24.B5 | AF0093:44 | TURBINE PANEL A | 24.B7
PC0470:INP_A | SC | 009312 | WHT | 20 | 24.B5 | AF0093:12 | TURBINE PANEL A | 24.B7
PC0470:-PWR | SC | 009328 | WHT | 20 | 24.B5 | AF0093:28 | TURBINE PANEL A | 24.B7
UA1200:J2-7 | SC | UA1200J27 | WHT | 20 | 16.B3 | AF0081:19 | TURBINE PANEL A | 16.C7
XT0001:1 | SC | FU0136 | WHT | 12 | 3.A5 | XT0138:2 | TURBINE PANEL A | 13.A3
XT0001:5 | SC | 0V | WHT | 14 | 3.A4 | XT0134:2 | TURBINE PANEL A | 13.B3
FU0680:LI | SC | FU0210 | WHT | 14 | 13.C5 | XT0233:3 | TURBINE PANEL B | 13.C4
GR1100: | SC | IEG023014 | GRN | 14 | 5.A5 | IEG0230:14 | TURBINE PANEL B | 5.A4
UA1200:J1-10 | SC | FU0212 | WHT | 20 | 16.B3 | XT0233:4 | TURBINE PANEL B | 16.D5
UA1200:J1-4 | SC | UA1200J14 | WHT | 20 | 16.B3 | AF0076:11 | TURBINE PANEL B | 16.C7
UA1200:J1-5 | SC | UA1200J15 | WHT | 20 | 16.B3 | XT0237:1 B1 | TURBINE PANEL B | 16.C5
UA1200:J1-9 | SC | 0V | WHT | 20 | 16.B3 | XT0235:4 | TURBINE PANEL B | 16.D5
UA1200:J2-1 | SC | UA1200J21 | WHT | 20 | 16.B3 | XT0060:3 | TURBINE PANEL B | 16.D5
UA1200:J2-2 | SC | FU0212 | WHT | 20 | 16.B3 | XT0233:4 | TURBINE PANEL B | 16.D5
UA1200:J2-6 | SC | UA1200J26 | WHT | 20 | 16.B3 | KA0130:A2 | TURBINE PANEL B | 16.C5
UA1200:J3-4 | SC | IEG023010 | GRN | 16 | 16.B3 | IEG0230:10 | TURBINE PANEL B | 16.D6
XT0680:2 | SC | 0V | WHT | 14 | 7.A1 | XT0235:3 | TURBINE PANEL B | 13.D4
UA1200:J1-3 | WC4524 | UA1200J13 | RED | 20 | 16.B3 | AF0065:12 | TURBINE PANEL B | 16.B7
UA1200:J1-1 | WC4524 | UA1200J11 | BLK | 20 | 16.B3 | AF0065:28 | TURBINE PANEL B | 16.B7
FLOATING | WC4524 | UA1200S | SH | 20 | 16.B3 | AF0065:60 | TURBINE PANEL B | 16.B7
SolarTools ver. 24.0.84.24712 (Jul 31, 2025)
Report date: 3/10/2026 1:09 PM

## TURBINE PANEL A
TURBINE PANEL A
Project # | J1070
Project Name | TCE ST VINCENT
Revision | A
Controls DE | A. Jarque
Phone:
Controls ME | A.GAMEZ
Phone:
From | [5 empty] | To
Device ID | Cable (W) Conductor (SC) Jumper Clip (JC) | Wire No. | Wire ID | Gauge/Size | Page/Zone | Device ID | Location | Page/Zone
XT0011:2 | JC | FU3112NEG | CLIP | --- | 12.C3 | XT0011:3 | TURBINE PANEL A | 12.C3
XT0011:4 | JC | FU3113NEG | CLIP | --- | 12.D3 | XT0011:5 | TURBINE PANEL A | 12.D3
XT0080:1 | JC | 0V | CLIP | --- | 9.D1 | XT0080:2 | TURBINE PANEL A | 9.D1
XT0080:2 | JC | 0V | CLIP | --- | 9.D1 | XT0080:3 | TURBINE PANEL A | 9.D1
XT0090:1 | JC | 0V | CLIP | --- | 9.B1 | XT0090:2 | TURBINE PANEL A | 9.B1
XT0114:1 | JC | CC0525A1 | CLIP | --- | 12.C2 | XT0114:2 | TURBINE PANEL A | 12.C2
XT0114:3 | JC | CC0525A2 | CLIP | --- | 12.C2 | XT0114:4 | TURBINE PANEL A | 12.C2
XT0134:1 | JC | 0V | CLIP | --- | 13.B3 | XT0134:2 | TURBINE PANEL A | 13.B3
XT0134:2 | JC | 0V | CLIP | --- | 13.B3 | XT0134:3 | TURBINE PANEL A | 13.B3
XT0134:3 | JC | 0V | CLIP | --- | 13.B3 | XT0134:4 | TURBINE PANEL A | 13.B3
XT0134:4 | JC | 0V | CLIP | --- | 13.B3 | XT0134:5 | TURBINE PANEL A | 13.B3
XT0135:1 | JC | 0V | CLIP | --- | 13.B4 | XT0135:2 | TURBINE PANEL A | 13.B4
XT0135:2 | JC | 0V | CLIP | --- | 13.B4 | XT0135:3 | TURBINE PANEL A | 13.B4
XT0135:3 | JC | 0V | CLIP | --- | 13.B4 | XT0135:4 | TURBINE PANEL A | 13.C4
XT0138:1 | JC | FU0136 | CLIP | --- | 13.A3 | XT0138:2 | TURBINE PANEL A | 13.A3
XT0138:2 | JC | FU0136 | CLIP | --- | 13.A3 | XT0138:3 | TURBINE PANEL A | 13.A3
XT0138:3 | JC | FU0136 | CLIP | --- | 13.A3 | XT0138:4 | TURBINE PANEL A | 13.B3
XT0138:4 | JC | FU0136 | CLIP | --- | 13.B3 | XT0138:5 | TURBINE PANEL A | 13.B3
XT0139:1 | JC | FU0137 | CLIP | --- | 13.A4 | XT0139:2 | TURBINE PANEL A | 13.A4
XT0139:2 | JC | FU0137 | CLIP | --- | 13.A4 | XT0139:3 | TURBINE PANEL A | 13.B4
AF0081:07 | SC | SB75122 | WHT | 20 | 25.D7 | XT0080:5 | TURBINE PANEL A | 25.D5
AF0081:23 | SC | 008123 | WHT | 20 | 25.D7 | KA7513:A2 | TURBINE PANEL A | 25.D6
AF0081:39 | SC | SB75121 | WHT | 20 | 25.D7 | XT0080:6 | TURBINE PANEL A | 25.D5
AF0081:COM | SC | AU0080N | WHT | 20 | 9.C2 | AU0080:COM | TURBINE PANEL A | 9.C2
AF0081:V+ | SC | AU0080P | WHT | 20 | 9.C2 | AU0080:V+ | TURBINE PANEL A | 9.C2
AF0082:COM | SC | AF0082N | WHT | 20 | 9.D3 | AF0083:COM | TURBINE PANEL A | 9.D3
AF0082:COM | SC | 0V | WHT | 20 | 9.D3 | XT0080:2 | TURBINE PANEL A | 9.D1
AF0082:V+ | SC | FU0081 | WHT | 14 | 9.D3 | FU0081:LD | TURBINE PANEL A | 9.D1
AF0082:V+ | SC | AF0082P | WHT | 20 | 9.D3 | AF0083:V+ | TURBINE PANEL A | 9.D3
AF0083:COM | SC | AF0083N | WHT | 20 | 9.D3 | AF0084:COM | TURBINE PANEL A | 9.D4
AF0083:SH | SC | AF0083G | GRN | 14 | 9.D3 | AF0084:SH | TURBINE PANEL A | 9.D4
AF0083:SH | SC | AU0080G | GRN | 14 | 9.D3 | AU0080:GND | TURBINE PANEL A | 9.C2
AF0083:V+ | SC | AF0083P | WHT | 20 | 9.D3 | AF0084:V+ | TURBINE PANEL A | 9.D4
AF0084:COM | SC | AF0084N | WHT | 20 | 9.D4 | AF0085:COM | TURBINE PANEL A | 9.D5
AF0084:SH | SC | AF0084G | GRN | 14 | 9.D4 | AF0085:SH | TURBINE PANEL A | 9.D5
AF0084:V+ | SC | AF0084P | WHT | 20 | 9.D4 | AF0085:V+ | TURBINE PANEL A | 9.D5
AF0085:COM | SC | AF0085N | WHT | 20 | 9.D5 | AF0086:COM | TURBINE PANEL A | 9.D5
AF0085:SH | SC | AF0085G | GRN | 14 | 9.D5 | AF0086:SH | TURBINE PANEL A | 9.D5
AF0085:V+ | SC | AF0085P | WHT | 20 | 9.D5 | AF0086:V+ | TURBINE PANEL A | 9.D5
AF0086:COM | SC | AF0086N | WHT | 20 | 9.D5 | AF0087:COM | TURBINE PANEL A | 9.D6
AF0086:SH | SC | AF0086G | GRN | 14 | 9.D5 | AF0088:SH | TURBINE PANEL A | 9.D6
AF0086:V+ | SC | AF0086P | WHT | 20 | 9.D5 | AF0087:V+ | TURBINE PANEL A | 9.D6
AF0087:COM | SC | AF0087N | WHT | 20 | 9.D6 | AF0088:COM | TURBINE PANEL A | 9.D6
AF0087:V+ | SC | AF0087P | WHT | 20 | 9.D6 | AF0088:V+ | TURBINE PANEL A | 9.D6
AF0091:09 | SC | UJ0131OK2 | WHT | 20 | 12.B7 | UJ0131:OK2 | TURBINE PANEL A | 12.B4
AF0091:15 | SC | ZSC1002 | WHT | 20 | 27.B6 | XT0090:4 | TURBINE PANEL A | 27.B5
AF0091:31 | SC | 009131 | WHT | 20 | 27.B6 | KA0100:A2 | TURBINE PANEL A | 27.B6
AF0091:41 | SC | UJ0131OK1 | WHT | 20 | 12.B7 | UJ0131:OK1 | TURBINE PANEL A | 12.B4
AF0091:COM | SC | AF0091N | WHT | 20 | 9.B2 | AF0094:COM | TURBINE PANEL A | 9.B4
AF0091:COM | SC | AU0090N | WHT | 20 | 9.B2 | AU0090:COM | TURBINE PANEL A | 9.A2
AF0091:V+ | SC | AF0091P | WHT | 20 | 9.B2 | AF0094:V+ | TURBINE PANEL A | 9.B4
AF0091:V+ | SC | AU0090P | WHT | 20 | 9.B2 | AU0090:V+ | TURBINE PANEL A | 9.A2
AF0092:00 | SC | 009200 | WHT | 20 | 26.A7 | KA2711:A1 | TURBINE PANEL A | 26.A5
AF0092:01 | SC | 009201 | WHT | 20 | 26.A7 | KA2712:A1 | TURBINE PANEL A | 26.B5
AF0092:16 | SC | 009216 | WHT | 20 | 26.A7 | KA2711:A2 | TURBINE PANEL A | 26.A5
AF0092:17 | SC | 009217 | WHT | 20 | 26.A7 | KA2712:A2 | TURBINE PANEL A | 26.B5
AF0092:39 | SC | 009239 | WHT | 20 | 27.B6 | KA0100:12 | TURBINE PANEL A | 27.B6
AF0092:COM | SC | 0V | WHT | 20 | 9.B3 | XT0090:2 | TURBINE PANEL A | 9.B1
AF0092:V+ | SC | FU0091 | WHT | 14 | 9.B3 | FU0091:LD | TURBINE PANEL A | 9.B1
AF0093:COM | SC | 0V | WHT | 20 | 9.B3 | XT0090:2 | TURBINE PANEL A | 9.B1
AF0093:V+ | SC | FU0092 | WHT | 14 | 9.B3 | FU0092:LD | TURBINE PANEL A | 9.B1
AF0094:00 | SC | 009400 | WHT | 20 | 12.C7 | XT0085:2 | TURBINE PANEL A | 12.C6
AF0094:01 | SC | 0V | WHT | 20 | 12.C7 | XT0085:3 | TURBINE PANEL A | 12.C6
AF0094:04 | SC | UJ0131VIN | WHT | 14 | 12.A7 | UJ0131:VIN | TURBINE PANEL A | 12.B4
AF0094:05 | SC | 0V | WHT | 14 | 12.A7 | XT0135:4 | TURBINE PANEL A | 13.C4
AF0094:06 | SC | UJ0131IOUT | WHT | 14 | 12.B7 | UJ0131:IOUT | TURBINE PANEL A | 12.B4
AF0094:07 | SC | 0V | WHT | 14 | 12.B7 | XT0135:4 | TURBINE PANEL A | 13.C4
AF0094:COM | SC | AF0094N | WHT | 20 | 9.B4 | AF0096:COM | TURBINE PANEL A | 9.B5
AF0094:SH | SC | AF0094G | GRN | 14 | 9.B4 | AF0096:SH | TURBINE PANEL A | 9.B5
AF0094:SH | SC | AU0090G | GRN | 14 | 9.B4 | AU0090:GND | TURBINE PANEL A | 9.A2
AF0094:V+ | SC | AF0094P | WHT | 20 | 9.B4 | AF0096:V+ | TURBINE PANEL A | 9.B5
AF0095:COM | SC | 0V | WHT | 20 | 9.B5 | XT0090:2 | TURBINE PANEL A | 9.B1
AF0095:V+ | SC | FU0093 | WHT | 14 | 9.B5 | FU0093:LD | TURBINE PANEL A | 9.B1
AU0080:COM | SC | 0V | WHT | 20 | 9.C2 | XT0080:1 | TURBINE PANEL A | 9.D1
AU0080:V+ | SC | FU0080 | WHT | 14 | 9.C2 | FU0080:LD | TURBINE PANEL A | 9.D1
AU0090:COM | SC | 0V | WHT | 20 | 9.A2 | XT0090:1 | TURBINE PANEL A | 9.B1
AU0090:V+ | SC | FU0090 | WHT | 14 | 9.A2 | FU0090:LD | TURBINE PANEL A | 9.B1
FU0010:LI | SC | FU0137 | WHT | 14 | 13.A5 | XT0139:1 | TURBINE PANEL A | 13.A4
FU0012:LI | SC | FU3112 | --- | BUS | 12.C3 | FU0013:LI | TURBINE PANEL A | 12.C3
FU0012:LI | SC | FU3112 | --- | BUS | 12.C3 | XT0014:1 | TURBINE PANEL A | 12.C3
FU0014:LI | SC | FU3113 | --- | BUS | 12.C3 | FU0015:LI | TURBINE PANEL A | 12.C3
FU0014:LI | SC | FU3113 | --- | BUS | 12.C3 | XT0015:1 | TURBINE PANEL A | 12.C3
FU0080:LI | SC | FU0137 | WHT | 14 | 9.D1 | FU0081:LI | TURBINE PANEL A | 9.D1
FU0080:LI | SC | FU0137 | WHT | 14 | 9.D1 | XT0139:2 | TURBINE PANEL A | 13.A4
FU0081:LI | SC | FU0137 | WHT | 14 | 9.D1 | FU0082:LI | TURBINE PANEL A | 9.D1
FU0090:LI | SC | FU0137 | WHT | 14 | 9.B1 | XT0139:2 | TURBINE PANEL A | 13.A4
FU0090:LI | SC | FU0137 | WHT | 14 | 9.B1 | FU0091:LI | TURBINE PANEL A | 9.B1
FU0091:LI | SC | FU0137 | WHT | 14 | 9.B1 | FU0092:LI | TURBINE PANEL A | 9.B1
FU0092:LI | SC | FU0137 | WHT | 14 | 9.B1 | FU0093:LI | TURBINE PANEL A | 9.B1
FU0136:LD | SC | FU0136 | WHT | 10 | 13.A3 | XT0138:1 | TURBINE PANEL A | 13.A3
FU0136:LI | SC | 24V | WHT | 10 | 13.A3 | UJ0131:OUT(+) | TURBINE PANEL A | 12.B4
FU0137:LD | SC | FU0137 | WHT | 12 | 13.A4 | XT0139:1 | TURBINE PANEL A | 13.A4
FU0137:LI | SC | FU0136 | WHT | 10 | 13.A4 | XT0138:1 | TURBINE PANEL A | 13.A3
FU0139:LI | SC | FU0137 | WHT | 14 | 13.A5 | XT0139:1 | TURBINE PANEL A | 13.A4
FU3011:LD 1 | SC | UJ0131P | WHT | 12 | 12.B3 | UJ0131:+ | TURBINE PANEL A | 12.B4
FU3011:LI 2 | SC | 521NEG | WHT | 12 | 12.B3 | UJ0131:- | TURBINE PANEL A | 12.B4
FU3112:LD 1 | SC | FU3112 | WHT | 10 | 12.C2 | XT0014:1 | TURBINE PANEL A | 12.C3
FU3112:LD 2 | SC | CC0525A2 | WHT | 10 | 12.C2 | XT0114:3 | TURBINE PANEL A | 12.C2
FU3112:LI 1 | SC | CC0525A1 | WHT | 10 | 12.C2 | XT0114:1 | TURBINE PANEL A | 12.C2
FU3112:LI 2 | SC | FU3112NEG | WHT | 14 | 12.C2 | XT0011:2 | TURBINE PANEL A | 12.C3
FU3113:LD 1 | SC | FU3113 | WHT | 10 | 12.C2 | XT0015:1 | TURBINE PANEL A | 12.C3
FU3113:LD 2 | SC | CC0525A2 | WHT | 10 | 12.C2 | XT0114:4 | TURBINE PANEL A | 12.C2
FU3113:LI 1 | SC | CC0525A1 | WHT | 10 | 12.C2 | XT0114:2 | TURBINE PANEL A | 12.C2
FU3113:LI 2 | SC | FU3113NEG | WHT | 12 | 12.C2 | XT0011:4 | TURBINE PANEL A | 12.D3
GR0131: | SC | GR0131 | GRN/YEL | 14 | 5.A3 | FRAME | TURBINE PANEL A | 5.A3
GR0132: | SC | GR0132 | GRN/YEL | 14 | 5.A3 | FRAME | TURBINE PANEL A | 5.A3
KA0100:A1 | SC | ZSC1002 | WHT | 20 | 27.B6 | XT0090:4 | TURBINE PANEL A | 27.B5
KA7513:A1 | SC | SB75122 | WHT | 20 | 25.D6 | XT0080:5 | TURBINE PANEL A | 25.D5
RR0851: -3.01K OHM | SC | FU0137 | LEAD | --- | 12.C6 | XT0085:1 | TURBINE PANEL A | 12.C6
RR0851: -3.01K OHM | SC | 009400 | LEAD | --- | 12.C6 | XT0085:2 | TURBINE PANEL A | 12.C6
RR0852: -1.0K OHM | SC | 0V | LEAD | --- | 12.C6 | XT0085:3 | TURBINE PANEL A | 12.C6
RR0852: -1.0K OHM | SC | 009400 | LEAD | --- | 12.C6 | XT0085:2 | TURBINE PANEL A | 12.C6
UJ0131:G | SC | UJ0131G | GRN/YEL | 12 | 12.B4 | FRAME | TURBINE PANEL A | 12.B4
UJ0131:OUT(-) | SC | 0V | WHT | 10 | 12.B4 | XT0134:1 | TURBINE PANEL A | 13.B3
XT0085:1 | SC | FU0137 | WHT | 12 | 12.C6 | XT0139:3 | TURBINE PANEL A | 13.B4
XT0090:1 | SC | 0V | WHT | 14 | 9.B1 | XT0135:2 | TURBINE PANEL A | 13.B4
XT0135:1 | SC | 0V | WHT | 12 | 13.B4 | XT0134:1 | TURBINE PANEL A | 13.B3
XT0135:2 | SC | 0V | WHT | 14 | 13.B4 | XT0080:1 | TURBINE PANEL A | 9.D1
XT0135:3 | SC | 0V | WHT | 20 | 13.B4 | XT0085:3 | TURBINE PANEL A | 12.C6
AU0080:L1 | WC0009 | AU0090L2 | ENET | CABLE | 2.A4 | AU0090:L2 | TURBINE PANEL A | 2.A4
XT0134:5 | SC | 0V | WHT | 10 | 13.B3 | XT0520:2 | HP COMPRESSOR^ONSKID PANEL | 18.A5
XT0138:5 | SC | FU0136 | WHT | 10 | 13.B3 | XT0520:1 | HP COMPRESSOR^ONSKID PANEL | 18.A5
XT0139:4 | SC | KA0231A1 | WHT | 14 | 15.D6 | XT0130:5 | HP COMPRESSOR^ONSKID PANEL | 18.A5
XT0134:4 | SC | 0V | WHT | 10 | 13.B3 | XT0110:2 | JB5 | 17.A5
XT0138:4 | SC | FU0136 | WHT | 10 | 13.B3 | XT0110:1 | JB5 | 17.A5
FU0010:LD | SC | FU0010 | WHT | 14 | 13.A5 | UV0600:(+) | PLC PANEL | 8.B2
XT0135:1 | SC | 0V | WHT | 16 | 13.B4 | UV0600:(-) | PLC PANEL | 8.B2
XT0135:2 | SC | 0V | WHT | 16 | 13.B4 | UJ1100:24V(-) | PLC PANEL | 24.C4
XT0139:1 | SC | FU0137 | WHT | 14 | 13.A4 | FU1111:LI | PLC PANEL | 24.B6
AU0090:L1 | WC0003 | AP0603L2 | ENET | CABLE | 2.A4 | AP0603:L2 | PLC PANEL | 2.A3
AF0081:04 | SC | SB0472B212 | WHT | 20 | 23.B7 | SB0472:B2-12 | TURBINE BOX^DOOR^JB70 | 23.B1
AF0081:36 | SC | SB0472B211 | WHT | 20 | 23.B7 | SB0472:B2-11 | TURBINE BOX^DOOR^JB70 | 23.B1
AF0087:00 | SC | SH047114 | WHT | 20 | 22.A7 | SH0471:14 | TURBINE BOX^DOOR^JB70 | 22.A1
AF0087:01 | SC | SH047012 | WHT | 20 | 22.B7 | SH0470:12 | TURBINE BOX^DOOR^JB70 | 22.B1
AF0087:02 | SC | SB047112 | WHT | 20 | 22.D7 | SB0471:12 | TURBINE BOX^DOOR^JB70 | 22.D1
AF0087:03 | SC | SB047314 | WHT | 20 | 22.D7 | SB0473:14 | TURBINE BOX^DOOR^JB70 | 22.D1
AF0087:04 | SC | SB047414 | WHT | 20 | 23.A7 | SB0474:14 | TURBINE BOX^DOOR^JB70 | 23.A1
AF0087:05 | SC | SA047312 | WHT | 20 | 23.D7 | SA0473:12 | TURBINE BOX^DOOR^JB70 | 23.D1
AF0087:06 | SC | SA047314 | WHT | 20 | 23.D7 | SA0473:14 | TURBINE BOX^DOOR^JB70 | 23.D1
AF0087:07 | SC | SA0471B214 | WHT | 20 | 23.A7 | SA0471:B2-14 | TURBINE BOX^DOOR^JB70 | 23.A1
AF0087:08 | SC | SA0471B114 | WHT | 20 | 23.B7 | SA0471:B1-14 | TURBINE BOX^DOOR^JB70 | 23.B1
AF0087:12 | SC | SA0474B214 | WHT | 20 | 23.C7 | SA0474:B2-14 | TURBINE BOX^DOOR^JB70 | 23.C1
AF0087:13 | SC | SA0474B114 | WHT | 20 | 23.C7 | SA0474:B1-14 | TURBINE BOX^DOOR^JB70 | 23.C1
AF0087:32 | SC | SH047113 | WHT | 20 | 22.A7 | SH0471:13 | TURBINE BOX^DOOR^JB70 | 22.A1
AF0087:33 | SC | SH047011 | WHT | 20 | 22.B7 | SH0470:11 | TURBINE BOX^DOOR^JB70 | 22.B1
AF0087:34 | SC | SB047111 | WHT | 20 | 22.D7 | SB0471:11 | TURBINE BOX^DOOR^JB70 | 22.D1
AF0087:35 | SC | SB047313 | WHT | 20 | 22.D7 | SB0473:13 | TURBINE BOX^DOOR^JB70 | 22.D1
AF0087:36 | SC | SB047413 | WHT | 20 | 23.A7 | SB0474:13 | TURBINE BOX^DOOR^JB70 | 23.A1
AF0087:37 | SC | SA047311 | WHT | 20 | 23.D7 | SA0473:11 | TURBINE BOX^DOOR^JB70 | 23.D1
AF0087:38 | SC | SA047313 | WHT | 20 | 23.D7 | SA0473:13 | TURBINE BOX^DOOR^JB70 | 23.D1
AF0087:39 | SC | SA0471B213 | WHT | 20 | 23.A7 | SA0471:B2-13 | TURBINE BOX^DOOR^JB70 | 23.A1
AF0087:40 | SC | SA0471B113 | WHT | 20 | 23.B7 | SA0471:B1-13 | TURBINE BOX^DOOR^JB70 | 23.B1
AF0087:44 | SC | SA0474B213 | WHT | 20 | 23.C7 | SA0474:B2-13 | TURBINE BOX^DOOR^JB70 | 23.C1
AF0087:45 | SC | SA0474B113 | WHT | 20 | 23.C7 | SA0474:B1-13 | TURBINE BOX^DOOR^JB70 | 23.C1
AF0093:06 | SC | SH0470X2 | WHT | 20 | 22.B7 | SH0470:X2 | TURBINE BOX^DOOR^JB70 | 22.B1
AF0093:15 | SC | SH0471X2 | WHT | 20 | 22.A7 | SH0471:X2 | TURBINE BOX^DOOR^JB70 | 22.A1
AF0093:22 | SC | SH0470X1 | WHT | 20 | 22.B7 | SH0470:X1 | TURBINE BOX^DOOR^JB70 | 22.B1
AF0093:31 | SC | SH0471X1 | WHT | 20 | 22.A7 | SH0471:X1 | TURBINE BOX^DOOR^JB70 | 22.A1
PEG0130:4 | SC | PEG01304 | GRN/YEL | 14 | 24.D6 | AT1100:GND | TURBINE BOX^DOOR^JB70 | 24.D3
XT0134:3 | SC | 0V | WHT | 14 | 13.B3 | AT1100:NEG | TURBINE BOX^DOOR^JB70 | 24.D3
XT0137:1 | SC | ESTOPA | WHT | 20 | 23.B5 | SB0472:B1-11 | TURBINE BOX^DOOR^JB70 | 23.B1
XT0137:2 | SC | ESTOP | WHT | 20 | 23.B5 | SB0472:B1-12 | TURBINE BOX^DOOR^JB70 | 23.B1
XT0137:3 | SC | SH047111 | WHT | 20 | 22.A5 | SH0471:11 | TURBINE BOX^DOOR^JB70 | 22.A1
XT0137:4 | SC | SH047112 | WHT | 20 | 22.A5 | SH0471:12 | TURBINE BOX^DOOR^JB70 | 22.A1
XT0137:5 | SC | SH047013 | WHT | 20 | 22.B5 | SH0470:13 | TURBINE BOX^DOOR^JB70 | 22.B1
XT0137:6 | SC | SH047014 | WHT | 20 | 22.B5 | SH0470:14 | TURBINE BOX^DOOR^JB70 | 22.B1
AF0092:12 | SC | 009212 | WHT | 20 | 11.C3 | KA0875:A1 | TURBINE BOX^LEFT RAIL^JB70 | 11.C2
AF0092:28 | SC | 009228 | WHT | 20 | 11.C3 | KA0875:A2 | TURBINE BOX^LEFT RAIL^JB70 | 11.C2
AF0093:04 | SC | 009304 | WHT | 20 | 87.A7 | XT0171:2 | TURBINE BOX^LEFT RAIL^JB70 | 87.A6
AF0093:36 | SC | 009336 | WHT | 20 | 87.A7 | KA0176:14 | TURBINE BOX^LEFT RAIL^JB70 | 87.A6
XT0134:2 | SC | 0V | WHT | 12 | 13.B3 | XT0170:3 | TURBINE BOX^LEFT RAIL^JB70 | 11.A2
XT0138:2 | SC | FU0136 | WHT | 12 | 13.A3 | FU0170:LI | TURBINE BOX^LEFT RAIL^JB70 | 11.A2
AF0081:19 | SC | UA1200J27 | WHT | 20 | 16.C7 | UA1200:J2-7 | TURBINE BOX^RIGHT RAIL^JB70 | 16.B3
AF0093:12 | SC | 009312 | WHT | 20 | 24.B7 | PC0470:INP_A | TURBINE BOX^RIGHT RAIL^JB70 | 24.B5
AF0093:28 | SC | 009328 | WHT | 20 | 24.B7 | PC0470:-PWR | TURBINE BOX^RIGHT RAIL^JB70 | 24.B5
AF0093:44 | SC | 009344 | WHT | 20 | 24.B7 | PC0470:+PWR | TURBINE BOX^RIGHT RAIL^JB70 | 24.B5
XT0134:2 | SC | 0V | WHT | 14 | 13.B3 | XT0001:5 | TURBINE BOX^RIGHT RAIL^JB70 | 3.A4
XT0138:2 | SC | FU0136 | WHT | 12 | 13.A3 | XT0001:1 | TURBINE BOX^RIGHT RAIL^JB70 | 3.A5
XT0138:3 | SC | FU0136 | WHT | 10 | 13.A3 | FU1100:LI | TURBINE BOX^RIGHT RAIL^JB70 | 24.D3
AF0081:00 | SC | UA1200J21 | WHT | 20 | 15.A7 | KA0241:11 | TURBINE PANEL B | 15.A5
AF0081:01 | SC | KA024314 | WHT | 20 | 15.B7 | KA0243:14 | TURBINE PANEL B | 15.B6
AF0081:02 | SC | KA024524 | WHT | 20 | 15.B7 | KA0245:24 | TURBINE PANEL B | 15.B6
AF0081:03 | SC | 008103 | WHT | 20 | 16.C7 | KA0130:14 | TURBINE PANEL B | 16.D6
AF0081:08 | SC | KA024214 | WHT | 20 | 15.C7 | KA0242:14 | TURBINE PANEL B | 15.C6
AF0081:09 | SC | KA023924 | WHT | 20 | 15.A7 | KA0239:24 | TURBINE PANEL B | 15.A6
AF0081:33 | SC | KA024311 | WHT | 20 | 15.B7 | KA0243:11 | TURBINE PANEL B | 15.B6
AF0081:34 | SC | KA024521 | WHT | 20 | 15.B7 | KA0245:21 | TURBINE PANEL B | 15.B6
AF0081:35 | SC | 008135 | WHT | 20 | 16.C7 | KA0130:A1 | TURBINE PANEL B | 16.C5
AF0081:41 | SC | KA023921 | WHT | 20 | 15.A7 | KA0239:21 | TURBINE PANEL B | 15.A6
AF0087:09 | SC | KA013112 | WHT | 20 | 14.C4 | KA0137:24 | TURBINE PANEL B | 14.D3
AF0087:11 | SC | KA013624 | WHT | 20 | 14.B4 | KA0136:24 | TURBINE PANEL B | 14.B3
AF0087:43 | SC | KA013621 | WHT | 20 | 14.B4 | KA0136:21 | TURBINE PANEL B | 14.B3
AF0088:SH | SC | IEG02302 | GRN | 14 | 9.D6 | IEG0230:2 | TURBINE PANEL B | 9.D6
AF0091:07 | SC | KA014114 | WHT | 20 | 14.C2 | KA0141:14 | TURBINE PANEL B | 14.C2
AF0091:12 | SC | KA0134A1 | WHT | 20 | 58.C7 | KA0134:A1 | TURBINE PANEL B | 14.C6
AF0091:39 | SC | KA014111 | WHT | 20 | 14.C2 | KA0141:11 | TURBINE PANEL B | 14.C2
AF0092:02 | SC | KA0133A1 | WHT | 20 | 56.B7 | KA0133:A1 | TURBINE PANEL B | 14.C6
AF0092:04 | SC | 009204 | WHT | 20 | 27.A6 | KA0233:24 | TURBINE PANEL B | 27.A5
AF0092:06 | SC | KA013114 | WHT | 20 | 56.A7 | KA0131:14 | TURBINE PANEL B | 14.D4
AF0092:07 | SC | 009207 | WHT | 20 | 27.B6 | KA0234:24 | TURBINE PANEL B | 27.B5
AF0092:13 | SC | XT02372 | WHT | 20 | 22.C7 | XT0237:2 T2 | TURBINE PANEL B | 22.C5
AF0093:20 | SC | 009320 | WHT | 20 | 87.A7 | KA6211:A2 | TURBINE PANEL B | 87.A6
AF0095:02 | SC | 009502 | WHT | 20 | 45.A7 | KA0221:14 | TURBINE PANEL B | 45.A6
AF0095:18 | SC | SV21202 | WHT | 20 | 45.A7 | XT0060:4 | TURBINE PANEL B | 45.A5
AF0096:SH | SC | IEG023011 | GRN | 14 | 9.B5 | IEG0230:11 | TURBINE PANEL B | 9.B6
FU0139:LD | SC | FU0139 | WHT | 14 | 13.A5 | XT0136:1 | TURBINE PANEL B | 14.A2
GR0133: | SC | IEG02303 | GRN | 14 | 5.A3 | IEG0230:3 | TURBINE PANEL B | 5.A3
GR0134: | SC | IEG02306 | GRN | 14 | 5.A3 | IEG0230:6 | TURBINE PANEL B | 5.A3
KA0100:11 | SC | KA023422 | WHT | 20 | 27.B6 | KA0234:22 | TURBINE PANEL B | 27.B5
KA7513:11 | SC | ESTOPC | WHT | 20 | 25.D5 | XT0240:1 | TURBINE PANEL B | 15.A3
KA7513:14 | SC | ESTOPB | WHT | 20 | 25.D5 | XT0240:2 | TURBINE PANEL B | 15.A3
XT0134:4 | SC | 0V | WHT | 12 | 13.B3 | XT0235:1 | TURBINE PANEL B | 13.D4
XT0135:1 | SC | 0V | WHT | 14 | 13.B4 | XT0136:3 | TURBINE PANEL B | 14.A2
XT0135:1 | SC | 0V | WHT | 14 | 13.B4 | KA1020:24 | TURBINE PANEL B | 30.A5
XT0137:1 | SC | ESTOPA | WHT | 20 | 23.B5 | XT0240:3 | TURBINE PANEL B | 15.A3
XT0137:2 | SC | ESTOP | WHT | 20 | 23.B5 | XT0240:4 | TURBINE PANEL B | 15.A3
XT0138:4 | SC | FU0136 | WHT | 10 | 13.B3 | FU0210:LI | TURBINE PANEL B | 13.C4
XT0139:3 | SC | FU0137 | WHT | 12 | 13.B4 | FU3150:LI | TURBINE PANEL B | 13.B5
XT0139:3 | SC | FU0137 | WHT | 12 | 13.B4 | FU0211:LI | TURBINE PANEL B | 13.B4
XT0139:4 | SC | KA0231A1 | WHT | 20 | 15.D6 | KA1235:A1 | TURBINE PANEL B | 15.D6
AU0080:L2 | WC0008 | AU0080L2 | ENET | CABLE | 2.A4 | AU0070:L1 | TURBINE PANEL B | 2.A5
SolarTools ver. 24.0.84.24712 (Jul 31, 2025)
Report date: 3/10/2026 1:09 PM

## TURBINE PANEL B
TURBINE PANEL B
Project # | J1070
Project Name | TCE ST VINCENT
Revision | A
Controls DE | A. Jarque
Phone:
Controls ME | A.GAMEZ
Phone:
From | [5 empty] | To
Device ID | Cable (W) Conductor (SC) Jumper Clip (JC) | Wire No. | Wire ID | Gauge/Size | Page/Zone | Device ID | Location | Page/Zone
XT0060:1 | JC | 0V | CLIP | --- | 10.C1 | XT0060:2 | TURBINE PANEL B | 10.C1
XT0070:1 | JC | 0V | CLIP | --- | 10.B1 | XT0070:2 | TURBINE PANEL B | 10.B1
XT0136:1 | JC | FU0139 | CLIP | --- | 14.A2 | XT0136:2 | TURBINE PANEL B | 14.A2
XT0233:1 | JC | FU0210 | CLIP | --- | 13.C4 | XT0233:2 | TURBINE PANEL B | 13.C4
XT0233:2 | JC | FU0210 | CLIP | --- | 13.C4 | XT0233:3 | TURBINE PANEL B | 13.C4
XT0235:1 | JC | 0V | CLIP | --- | 13.D4 | XT0235:2 | TURBINE PANEL B | 13.D4
XT0235:2 | JC | 0V | CLIP | --- | 13.D4 | XT0235:3 | TURBINE PANEL B | 13.D4
XT0240:11 | JC | FU0139 | CLIP | --- | 15.C4 | XT0240:12 | TURBINE PANEL B | 15.C4
XT0240:9 | JC | 0V | CLIP | --- | 15.D3 | XT0240:10 | TURBINE PANEL B | 15.D3
AF0061:02 | SC | 006102 | WHT | 20 | 31.B7 | KA0233:14 | TURBINE PANEL B | 31.B5
AF0061:14 | SC | 006114 | WHT | 20 | 32.B7 | KA0234:14 | TURBINE PANEL B | 32.B5
AF0061:COM | SC | 0V | WHT | 14 | 10.C2 | XT0060:2 | TURBINE PANEL B | 10.C1
AF0061:V+ | SC | FU0061 | WHT | 14 | 10.C2 | FU0061:LD | TURBINE PANEL B | 10.C1
AF0062:00 | SC | 006200 | WHT | 20 | 45.B7 | KA0222:14 | TURBINE PANEL B | 45.B6
AF0062:16 | SC | SV21242 | WHT | 20 | 45.B7 | XT0060:6 | TURBINE PANEL B | 45.C5
AF0062:COM | SC | 0V | WHT | 14 | 10.C3 | XT0060:2 | TURBINE PANEL B | 10.C1
AF0062:V+ | SC | FU0062 | WHT | 14 | 10.C3 | FU0062:LD | TURBINE PANEL B | 10.C1
AF0063:COM | SC | AF0063N | WHT | 20 | 10.C3 | AF0064:COM | TURBINE PANEL B | 10.B4
AF0063:COM | SC | AU0060N | WHT | 20 | 10.C3 | AU0060:COM | TURBINE PANEL B | 10.B2
AF0063:V+ | SC | AF0063P | WHT | 20 | 10.C3 | AF0064:V+ | TURBINE PANEL B | 10.B4
AF0063:V+ | SC | AU0060P | WHT | 20 | 10.C3 | AU0060:V+ | TURBINE PANEL B | 10.B2
AF0064:COM | SC | AF0064N | WHT | 20 | 10.B4 | AF0065:COM | TURBINE PANEL B | 10.B5
AF0064:SH | SC | AF0064G | GRN | 14 | 10.B4 | AF0065:SH | TURBINE PANEL B | 10.B5
AF0064:SH | SC | AU0060G | GRN | 14 | 10.B4 | AU0060:GND | TURBINE PANEL B | 10.B2
AF0064:V+ | SC | AF0064P | WHT | 20 | 10.B4 | AF0065:V+ | TURBINE PANEL B | 10.B5
AF0065:COM | SC | AF0065N | WHT | 20 | 10.B5 | AF0066:COM | TURBINE PANEL B | 10.D5
AF0065:SH | SC | AF0065G | GRN | 14 | 10.B5 | AF0066:SH | TURBINE PANEL B | 10.D5
AF0065:V+ | SC | AF0065P | WHT | 20 | 10.B5 | AF0066:V+ | TURBINE PANEL B | 10.D5
AF0066:COM | SC | AF0066N | WHT | 20 | 10.D5 | AF0068:COM | TURBINE PANEL B | 10.D6
AF0066:SH | SC | AF0066G | GRN | 14 | 10.D5 | AF0068:SH | TURBINE PANEL B | 10.D6
AF0066:V+ | SC | AF0066P | WHT | 20 | 10.D5 | AF0068:V+ | TURBINE PANEL B | 10.D6
AF0067:12 | SC | KA0134A1 | WHT | 20 | 58.D7 | KA0134:A1 | TURBINE PANEL B | 14.C6
AF0067:COM | SC | 0V | WHT | 14 | 10.D6 | XT0060:2 | TURBINE PANEL B | 10.C1
AF0067:V+ | SC | FU0063 | WHT | 14 | 10.D6 | FU0063:LD | TURBINE PANEL B | 10.C1
AF0068:SH | SC | IEG02304 | GRN | 14 | 10.D6 | IEG0230:4 | TURBINE PANEL B | 10.D7
AF0071:COM | SC | AF0071N | WHT | 20 | 10.B2 | AF0072:COM | TURBINE PANEL B | 10.A3
AF0071:COM | SC | AU0070N | WHT | 20 | 10.B2 | AU0070:COM | TURBINE PANEL B | 10.A2
AF0071:SH | SC | AF0071G | GRN | 14 | 10.B2 | AF0072:SH | TURBINE PANEL B | 10.A3
AF0071:SH | SC | AU0070G | GRN | 14 | 10.B2 | AU0070:GND | TURBINE PANEL B | 10.A2
AF0071:V+ | SC | AF0071P | WHT | 20 | 10.B2 | AF0072:V+ | TURBINE PANEL B | 10.A3
AF0071:V+ | SC | AU0070P | WHT | 20 | 10.B2 | AU0070:V+ | TURBINE PANEL B | 10.A2
AF0072:COM | SC | AF0072N | WHT | 20 | 10.A3 | AF0073:COM | TURBINE PANEL B | 10.B3
AF0072:SH | SC | AF0072G | GRN | 14 | 10.A3 | AF0073:SH | TURBINE PANEL B | 10.B3
AF0072:V+ | SC | AF0072P | WHT | 20 | 10.A3 | AF0073:V+ | TURBINE PANEL B | 10.B3
AF0073:COM | SC | AF0073N | WHT | 20 | 10.B3 | AF0074:COM | TURBINE PANEL B | 10.B4
AF0073:SH | SC | AF0073G | GRN | 14 | 10.B3 | AF0074:SH | TURBINE PANEL B | 10.B4
AF0073:V+ | SC | AF0073P | WHT | 20 | 10.B3 | AF0074:V+ | TURBINE PANEL B | 10.B4
AF0074:COM | SC | AF0074N | WHT | 20 | 10.B4 | AF0075:COM | TURBINE PANEL B | 10.A5
AF0074:SH | SC | AF0074G | GRN | 14 | 10.B4 | AF0075:SH | TURBINE PANEL B | 10.A5
AF0074:V+ | SC | AF0074P | WHT | 20 | 10.B4 | AF0075:V+ | TURBINE PANEL B | 10.A5
AF0075:SH | SC | IEG02305 | GRN | 14 | 10.A5 | IEG0230:5 | TURBINE PANEL B | 10.B6
AF0076:00 | SC | 007600 | WHT | 20 | 41.B7 | KA0237:14 | TURBINE PANEL B | 41.B5
AF0076:01 | SC | KA023724 | WHT | 20 | 43.B7 | KA0237:24 | TURBINE PANEL B | 43.B5
AF0076:02 | SC | 007602 | WHT | 16 | 45.A7 | KA0221:A1 | TURBINE PANEL B | 45.A6
AF0076:04 | SC | 007604 | WHT | 16 | 45.B7 | KA0222:A1 | TURBINE PANEL B | 45.B6
AF0076:08 | SC | 007608 | WHT | 20 | 24.A7 | KA1020:A1 | TURBINE PANEL B | 24.A5
AF0076:10 | SC | KT014615 | WHT | 20 | 15.C7 | KT0146:15 | TURBINE PANEL B | 15.C6
AF0076:12 | SC | 007612 | WHT | 20 | 16.C7 | XT0237:1 B2 | TURBINE PANEL B | 16.C5
AF0076:13 | SC | KT0146B1 | WHT | 20 | 14.B2 | KT0146:B1 | TURBINE PANEL B | 14.B2
AF0076:18 | SC | 007618 | WHT | 20 | 45.A7 | KA0221:A2 | TURBINE PANEL B | 45.A6
AF0076:20 | SC | 007620 | WHT | 20 | 45.B7 | KA0222:A2 | TURBINE PANEL B | 45.B6
AF0076:24 | SC | 007624 | WHT | 20 | 24.A7 | KA1020:A2 | TURBINE PANEL B | 24.A5
AF0076:26 | SC | KA0231A2 | WHT | 20 | 15.C7 | KA0231:A2 | TURBINE PANEL B | 15.C6
AF0076:29 | SC | KT0146A2 | WHT | 20 | 14.B2 | KT0146:A2 | TURBINE PANEL B | 14.B2
AF0076:COM | SC | 0V | WHT | 20 | 10.A5 | XT0070:2 | TURBINE PANEL B | 10.B1
AF0076:V+ | SC | FU0071 | WHT | 14 | 10.A5 | FU0071:LD | TURBINE PANEL B | 10.B1
AU0060:COM | SC | 0V | WHT | 14 | 10.B2 | XT0060:1 | TURBINE PANEL B | 10.C1
AU0060:V+ | SC | FU0060 | WHT | 14 | 10.B2 | FU0060:LD | TURBINE PANEL B | 10.C1
AU0070:COM | SC | 0V | WHT | 20 | 10.A2 | XT0070:1 | TURBINE PANEL B | 10.B1
AU0070:V+ | SC | FU0070 | WHT | 14 | 10.A2 | FU0070:LD | TURBINE PANEL B | 10.B1
FU0060:LI | SC | FU0210 | WHT | 14 | 10.C1 | XT0233:1 | TURBINE PANEL B | 13.C4
FU0060:LI | SC | FU0210 | WHT | 14 | 10.C1 | FU0061:LI | TURBINE PANEL B | 10.C1
FU0061:LI | SC | FU0210 | WHT | 14 | 10.C1 | FU0062:LI | TURBINE PANEL B | 10.C1
FU0062:LI | SC | FU0210 | WHT | 14 | 10.C1 | FU0063:LI | TURBINE PANEL B | 10.C1
FU0070:LI | SC | FU0210 | WHT | 14 | 10.B1 | XT0233:2 | TURBINE PANEL B | 13.C4
FU0070:LI | SC | FU0210 | WHT | 14 | 10.B1 | FU0071:LI | TURBINE PANEL B | 10.B1
FU0210:LD | SC | FU0210 | WHT | 12 | 13.C4 | XT0233:1 | TURBINE PANEL B | 13.C4
FU0211:LD | SC | FU0211 | WHT | 14 | 13.B4 | KA1020:14 | TURBINE PANEL B | 30.A5
FU0212:LD | SC | FU0212 | WHT | 16 | 13.C5 | XT0233:4 | TURBINE PANEL B | 16.D5
FU0212:LI | SC | FU0210 | WHT | 14 | 13.C5 | XT0233:1 | TURBINE PANEL B | 13.C4
FU2108:LI | SC | FU0210 | WHT | 14 | 13.C4 | XT0233:3 | TURBINE PANEL B | 13.C4
FU3150:LD | SC | FU3150 | WHT | 16 | 13.B5 | KA0135:12 | TURBINE PANEL B | 56.A6
FU6211:LD | SC | FU6211 | WHT | 16 | 13.C4 | KA6211:14 | TURBINE PANEL B | 87.B5
FU6211:LI | SC | FU0210 | WHT | 14 | 13.C4 | XT0233:2 | TURBINE PANEL B | 13.C4
GR0231: | SC | IEG02308 | GRN | 14 | 5.A4 | IEG0230:8 | TURBINE PANEL B | 5.A4
GR0232: | SC | IEG023013 | GRN | 14 | 5.A4 | IEG0230:13 | TURBINE PANEL B | 5.A4
GR0233: | SC | IEG023012 | GRN | 14 | 5.A4 | IEG0230:12 | TURBINE PANEL B | 5.A4
KA0130:A1 | SC | 008135 | WHT | 20 | 16.C5 | KA0130:11 | TURBINE PANEL B | 16.D6
KA0131:11 | SC | KA0135A1 | WHT | 20 | 14.D4 | KA0135:A1 | TURBINE PANEL B | 14.D6
KA0131:12 | SC | KA013112 | WHT | 20 | 14.D4 | KA0137:24 | TURBINE PANEL B | 14.D3
KA0131:A1 | SC | KA0231A1 | WHT | 20 | 14.B6 | KA0132:A1 | TURBINE PANEL B | 14.B6
KA0131:A1 | SC | KA0231A1 | WHT | 20 | 14.B6 | XT0136:10 | TURBINE PANEL B | 14.B5
KA0131:A2 | SC | 0V | WHT | 20 | 14.B6 | KA0132:A2 | TURBINE PANEL B | 14.B6
KA0131:A2 | SC | 0V | WHT | 20 | 14.B6 | KT0145:A2 | TURBINE PANEL B | 14.B6
KA0132:11 | SC | FU0139 | WHT | 20 | 14.A3 | KA0133:11 | TURBINE PANEL B | 14.A3
KA0132:11 | SC | FU0139 | WHT | 20 | 14.A3 | KT0145:15 | TURBINE PANEL B | 14.D2
KA0132:12 | SC | KT0141A1 | WHT | 20 | 14.A3 | KT0142:A1 | TURBINE PANEL B | 14.A6
KA0132:12 | SC | KT0141A1 | WHT | 20 | 14.A3 | KA0133:12 | TURBINE PANEL B | 14.A3
KA0132:21 | SC | KA0138A1 | WHT | 20 | 14.D4 | KA0138:A1 | TURBINE PANEL B | 14.D6
KA0132:22 | SC | KA013222 | WHT | 20 | 14.D4 | KA0137:14 | TURBINE PANEL B | 14.D3
KA0132:22 | SC | KA013222 | WHT | 20 | 14.D4 | KT0141:18 | TURBINE PANEL B | 14.D2
KA0132:24 | SC | KA013224 | WHT | 20 | 14.D4 | KA0134:14 | TURBINE PANEL B | 14.D3
KA0132:A1 | SC | KA0231A1 | WHT | 20 | 14.B6 | KA0141:A1 | TURBINE PANEL B | 14.C6
KA0132:A2 | SC | 0V | WHT | 20 | 14.B6 | KA0141:A2 | TURBINE PANEL B | 14.C6
KA0133:11 | SC | FU0139 | WHT | 20 | 14.A3 | KA0134:11 | TURBINE PANEL B | 14.D3
KA0133:A2 | SC | 0V | WHT | 20 | 14.C6 | KA0134:A2 | TURBINE PANEL B | 14.C6
KA0133:A2 | SC | 0V | WHT | 20 | 14.C6 | KA0141:A2 | TURBINE PANEL B | 14.C6
KA0134:11 | SC | FU0139 | WHT | 20 | 14.D3 | KA0136:11 | TURBINE PANEL B | 14.B4
KA0134:A2 | SC | 0V | WHT | 20 | 14.C6 | KA0144:A2 | TURBINE PANEL B | 14.C6
KA0135:A1 | SC | KA0135A1 | WHT | 20 | 14.D6 | KA0144:A1 | TURBINE PANEL B | 14.C6
KA0135:A2 | SC | 0V | WHT | 20 | 14.D6 | KA0136:A2 | TURBINE PANEL B | 14.D6
KA0135:A2 | SC | 0V | WHT | 20 | 14.D6 | KA0144:A2 | TURBINE PANEL B | 14.C6
KA0136:11 | SC | FU0139 | WHT | 20 | 14.B4 | KA0137:21 | TURBINE PANEL B | 14.D3
KA0136:14 | SC | KA013821 | WHT | 20 | 14.B4 | KA0138:21 | TURBINE PANEL B | 14.B5
KA0136:A1 | SC | PS32002 | WHT | 20 | 14.D6 | XT0136:5 | TURBINE PANEL B | 55.D5
KA0136:A2 | SC | 0V | WHT | 20 | 14.D6 | KA0137:A2 | TURBINE PANEL B | 14.D6
KA0137:11 | SC | FU0139 | WHT | 20 | 14.D3 | KA0137:21 | TURBINE PANEL B | 14.D3
KA0137:A1 | SC | KA0137A1 | WHT | 20 | 14.D6 | KT0142:18 | TURBINE PANEL B | 14.D2
KA0137:A2 | SC | 0V | WHT | 20 | 14.D6 | KA0138:A2 | TURBINE PANEL B | 14.D6
KA0138:11 | SC | KM3170EP | WHT | 20 | 58.C5 | XT0136:13 | TURBINE PANEL B | 58.C5
KA0138:14 | SC | FU0139 | WHT | 20 | 58.C5 | XT0136:11 | TURBINE PANEL B | 58.C6
KA0138:24 | SC | KT0144B1 | WHT | 20 | 14.B5 | KT0144:B1 | TURBINE PANEL B | 14.B6
KA0141:21 | SC | KT0146A1 | WHT | 20 | 14.B2 | KT0146:A1 | TURBINE PANEL B | 14.B2
KA0141:21 | SC | KT0146A1 | WHT | 20 | 14.B2 | KA0241:21 | TURBINE PANEL B | 14.B2
KA0141:24 | SC | FU0139 | WHT | 20 | 14.B2 | KA0241:24 | TURBINE PANEL B | 14.B2
KA0141:24 | SC | FU0139 | WHT | 20 | 14.B2 | XT0136:2 | TURBINE PANEL B | 14.A2
KA0144:22 | SC | KA014422 | WHT | 20 | 87.A6 | KA0249:12 | TURBINE PANEL B | 87.B6
KA0221:11 | SC | 022111 | WHT | 20 | 45.A6 | KA0235:24 | TURBINE PANEL B | 45.A5
KA0222:11 | SC | 022211 | WHT | 20 | 45.B6 | KA0236:24 | TURBINE PANEL B | 45.B5
KA0231:11 | SC | KA0231A1 | WHT | 20 | 15.C6 | KA0231:A1 | TURBINE PANEL B | 15.C6
KA0231:11 | SC | KA0231A1 | WHT | 20 | 15.C6 | KA0242:11 | TURBINE PANEL B | 15.C6
KA0231:14 | SC | KA024214 | WHT | 20 | 15.C6 | KA0242:14 | TURBINE PANEL B | 15.C6
KA0231:14 | SC | KA024214 | WHT | 20 | 15.C6 | KT0146:18 | TURBINE PANEL B | 15.C6
KA0231:21 | SC | KA023121 | WHT | 20 | 15.A4 | KA0245:14 | TURBINE PANEL B | 15.A4
KA0231:A1 | SC | KA0231A1 | WHT | 20 | 15.C6 | KA0232:A1 | TURBINE PANEL B | 15.C6
KA0231:A2 | SC | KA0231A2 | WHT | 20 | 15.C6 | KA0232:A2 | TURBINE PANEL B | 15.C6
KA0232:22 | SC | KA014421 | WHT | 20 | 87.A6 | KA0144:21 | TURBINE PANEL B | 87.A6
KA0232:22 | SC | KA014421 | WHT | 20 | 87.A6 | KA0249:11 | TURBINE PANEL B | 87.B6
KA0232:A1 | SC | KA0231A1 | WHT | 20 | 15.C6 | KA0233:A1 | TURBINE PANEL B | 15.D6
KA0232:A2 | SC | KA0231A2 | WHT | 20 | 15.C6 | KA0233:A2 | TURBINE PANEL B | 15.D6
KA0233:A1 | SC | KA0231A1 | WHT | 20 | 15.D6 | KA0234:A1 | TURBINE PANEL B | 15.D6
KA0233:A2 | SC | KA0231A2 | WHT | 20 | 15.D6 | KA0234:A2 | TURBINE PANEL B | 15.D6
KA0234:A1 | SC | KA0231A1 | WHT | 20 | 15.D6 | KA1235:A1 | TURBINE PANEL B | 15.D6
KA0234:A2 | SC | KA0231A2 | WHT | 20 | 15.D6 | KA1235:A2 | TURBINE PANEL B | 15.D6
KA0235:11 | SC | UA1200J21 | WHT | 20 | 15.A5 | XT0060:3 | TURBINE PANEL B | 16.D5
KA0235:11 | SC | UA1200J21 | WHT | 20 | 15.A5 | KA0241:11 | TURBINE PANEL B | 15.A5
KA0235:14 | SC | KA024114 | WHT | 20 | 15.A5 | KA0241:14 | TURBINE PANEL B | 15.A5
KA0235:A1 | SC | ESTOP | WHT | 20 | 15.A2 | XT0240:4 | TURBINE PANEL B | 15.A3
KA0235:A1 | SC | ESTOP | WHT | 20 | 15.A2 | KA0236:A1 | TURBINE PANEL B | 15.B2
KA0236:11 | SC | FU0139 | WHT | 20 | 15.D4 | KA0244:11 | TURBINE PANEL B | 15.D4
KA0236:11 | SC | FU0139 | WHT | 20 | 15.D4 | XT0240:12 | TURBINE PANEL B | 15.C4
KA0236:12 | SC | KA023612 | WHT | 20 | 15.D4 | XT0240:13 | TURBINE PANEL B | 15.D4
KA0236:A1 | SC | ESTOP | WHT | 20 | 15.B2 | KA0237:A1 | TURBINE PANEL B | 15.B2
KA0236:A2 | SC | 0V | WHT | 20 | 15.B2 | KA0235:A2 | TURBINE PANEL B | 15.A2
KA0236:A2 | SC | 0V | WHT | 20 | 15.B2 | KA0237:A2 | TURBINE PANEL B | 15.B2
KA0237:A1 | SC | ESTOP | WHT | 20 | 15.B2 | KA0238:A1 | TURBINE PANEL B | 15.B2
KA0237:A2 | SC | 0V | WHT | 20 | 15.B2 | KA0238:A2 | TURBINE PANEL B | 15.B2
KA0238:A1 | SC | ESTOP | WHT | 20 | 15.B2 | KA0239:A1 | TURBINE PANEL B | 15.B2
KA0238:A2 | SC | 0V | WHT | 20 | 15.B2 | KA0239:A2 | TURBINE PANEL B | 15.B2
KA0239:A1 | SC | ESTOP | WHT | 20 | 15.B2 | KA0240:A1 | TURBINE PANEL B | 15.B2
KA0239:A2 | SC | 0V | WHT | 20 | 15.B2 | KA0240:A2 | TURBINE PANEL B | 15.B2
KA0240:11 | SC | PS32004 | WHT | 16 | 55.D6 | XT0136:6 | TURBINE PANEL B | 55.D5
KA0240:14 | SC | UF1300 | WHT | 20 | 55.D6 | XT0136:7 | TURBINE PANEL B | 55.D6
KA0240:A1 | SC | ESTOP | WHT | 20 | 15.B2 | KA0248:A1 | TURBINE PANEL B | 15.C2
KA0240:A2 | SC | 0V | WHT | 20 | 15.B2 | KA0248:A2 | TURBINE PANEL B | 15.C2
KA0241:14 | SC | KA024114 | WHT | 20 | 15.A5 | KA0231:24 | TURBINE PANEL B | 15.A4
KA0241:A1 | SC | KA0241A1 | WHT | 20 | 15.C2 | KA0242:A1 | TURBINE PANEL B | 15.C2
KA0241:A1 | SC | KA0241A1 | WHT | 20 | 15.C2 | XT0240:6 | TURBINE PANEL B | 15.C3
KA0241:A2 | SC | 0V | WHT | 20 | 15.C2 | KA0242:A2 | TURBINE PANEL B | 15.C2
KA0241:A2 | SC | 0V | WHT | 20 | 15.C2 | KA0250:A2 | TURBINE PANEL B | 15.C2
KA0242:11 | SC | KA0231A1 | WHT | 20 | 15.C6 | XT0136:10 | TURBINE PANEL B | 14.B5
KA0242:21 | SC | 024221 | WHT | 20 | 16.C6 | XT0237:1 T2 | TURBINE PANEL B | 16.C5
KA0242:24 | SC | KA024822 | WHT | 20 | 16.C6 | KA0248:22 | TURBINE PANEL B | 16.C6
KA0242:A2 | SC | 0V | WHT | 20 | 15.C2 | KA0243:A2 | TURBINE PANEL B | 15.C2
KA0243:21 | SC | ESTOPC | WHT | 20 | 15.A3 | XT0240:1 | TURBINE PANEL B | 15.A3
KA0243:24 | SC | KA024511 | WHT | 20 | 15.A3 | KA0245:11 | TURBINE PANEL B | 15.A4
KA0243:A1 | SC | KA0243A1 | WHT | 20 | 15.C2 | KA0244:A1 | TURBINE PANEL B | 15.D2
KA0243:A1 | SC | KA0243A1 | WHT | 20 | 15.C2 | XT0240:7 | TURBINE PANEL B | 15.C3
KA0243:A2 | SC | 0V | WHT | 20 | 15.C2 | KA0244:A2 | TURBINE PANEL B | 15.D2
KA0244:12 | SC | KA024412 | WHT | 20 | 15.D4 | KT0145:A1 | TURBINE PANEL B | 14.B6
KA0244:A1 | SC | KA0243A1 | WHT | 20 | 15.D2 | KA0246:A1 | TURBINE PANEL B | 15.D2
KA0244:A2 | SC | 0V | WHT | 20 | 15.D2 | KA0246:A2 | TURBINE PANEL B | 15.D2
KA0245:A1 | SC | KA0245A1 | WHT | 20 | 15.D2 | KA0249:A1 | TURBINE PANEL B | 15.D2
KA0245:A1 | SC | KA0245A1 | WHT | 20 | 15.D2 | XT0240:8 | TURBINE PANEL B | 15.D3
KA0245:A2 | SC | 0V | WHT | 20 | 15.D2 | KA0249:A2 | TURBINE PANEL B | 15.D2
KA0245:A2 | SC | 0V | WHT | 20 | 15.D2 | KA0247:A2 | TURBINE PANEL B | 15.D2
KA0246:14 | SC | KA6211A1 | WHT | 20 | 87.A6 | KA6211:A1 | TURBINE PANEL B | 87.A6
KA0246:A1 | SC | KA0243A1 | WHT | 20 | 15.D2 | KA0247:A1 | TURBINE PANEL B | 15.D2
KA0246:A2 | SC | 0V | WHT | 20 | 15.D2 | KA0247:A2 | TURBINE PANEL B | 15.D2
KA0248:21 | SC | FU0212 | WHT | 16 | 16.C6 | XT0233:4 | TURBINE PANEL B | 16.D5
KA0248:A1 | SC | ESTOP | WHT | 20 | 15.C2 | KA0250:A1 | TURBINE PANEL B | 15.C2
KA0248:A2 | SC | 0V | WHT | 20 | 15.C2 | KA0250:A2 | TURBINE PANEL B | 15.C2
KA0249:A2 | SC | 0V | WHT | 20 | 15.D2 | XT0240:10 | TURBINE PANEL B | 15.D3
KT0140:15 | SC | FU0139 | WHT | 20 | 14.D1 | KT0142:15 | TURBINE PANEL B | 14.D2
KT0140:15 | SC | FU0139 | WHT | 20 | 14.A2 | XT0136:2 | TURBINE PANEL B | 14.A2
KT0140:16 | SC | KT014115 | WHT | 20 | 14.D1 | KT0141:15 | TURBINE PANEL B | 14.D2
KT0140:18 | SC | KT0143A1 | WHT | 20 | 14.A2 | KT0143:A1 | TURBINE PANEL B | 14.A6
KT0140:A1 | SC | KT0140A1 | WHT | 20 | 14.A6 | KT0143:16 | TURBINE PANEL B | 14.A5
KT0140:A2 | SC | 0V | WHT | 20 | 14.A6 | KT0141:A2 | TURBINE PANEL B | 14.A6
KT0140:A2 | SC | 0V | WHT | 20 | 14.A6 | XT0136:3 | TURBINE PANEL B | 14.A2
KT0141:18 | SC | KA013222 | WHT | 20 | 14.D2 | KT0144:18 | TURBINE PANEL B | 14.D2
KT0141:A1 | SC | KT0141A1 | WHT | 20 | 14.A6 | KT0143:15 | TURBINE PANEL B | 14.A5
KT0141:A1 | SC | KT0141A1 | WHT | 20 | 14.A6 | KT0142:A1 | TURBINE PANEL B | 14.A6
KT0141:A2 | SC | 0V | WHT | 20 | 14.A6 | KT0142:A2 | TURBINE PANEL B | 14.A6
KT0142:15 | SC | FU0139 | WHT | 20 | 14.D2 | KT0144:A1 | TURBINE PANEL B | 14.B6
KT0142:18 | SC | KA0137A1 | WHT | 20 | 14.D2 | KT0145:18 | TURBINE PANEL B | 14.D2
KT0142:A2 | SC | 0V | WHT | 20 | 14.A6 | KT0143:A2 | TURBINE PANEL B | 14.A6
KT0143:A2 | SC | 0V | WHT | 20 | 14.A6 | KT0144:A2 | TURBINE PANEL B | 14.B6
KT0144:15 | SC | FU0139 | WHT | 20 | 14.D2 | KT0145:15 | TURBINE PANEL B | 14.D2
KT0144:15 | SC | FU0139 | WHT | 20 | 14.D2 | KT0144:A1 | TURBINE PANEL B | 14.B6
KT0144:A2 | SC | 0V | WHT | 20 | 14.B6 | KT0145:A2 | TURBINE PANEL B | 14.B6
XT0070:1 | SC | 0V | WHT | 14 | 10.B1 | XT0235:1 | TURBINE PANEL B | 13.D4
XT0136:1 | SC | FU0139 | WHT | 20 | 14.A2 | XT0136:11 | TURBINE PANEL B | 58.C6
XT0136:1 | SC | FU0139 | WHT | 20 | 14.A2 | XT0240:12 | TURBINE PANEL B | 15.C4
XT0136:12 | SC | 0V | WHT | 20 | 58.C6 | XT0136:3 | TURBINE PANEL B | 14.A2
XT0136:3 | SC | 0V | WHT | 20 | 14.A2 | XT0240:10 | TURBINE PANEL B | 15.D3
XT0136:4 | SC | FU0139 | WHT | 20 | 55.D5 | XT0136:1 | TURBINE PANEL B | 14.A2
XT0235:1 | SC | 0V | WHT | 14 | 13.D4 | XT0060:1 | TURBINE PANEL B | 10.C1
XT0235:2 | SC | 0V | WHT | 16 | 13.D4 | XT0235:4 | TURBINE PANEL B | 16.D5
XT0240:11 | SC | FU0139 | WHT | 20 | 15.C4 | XT0236:1 | TURBINE PANEL B | 22.B5
XT0240:13 | SC | KA023612 | WHT | 20 | 15.D4 | XT0237:2 B2 | TURBINE PANEL B | 22.C5
XT0240:6 | SC | KA0241A1 | WHT | 20 | 15.C3 | XT0236:2 | TURBINE PANEL B | 22.B5
XT0240:9 | SC | 0V | WHT | 20 | 15.D3 | XT0236:3 | TURBINE PANEL B | 22.C5
AU0060:L1 | WC0007 | AU0070L2 | ENET | CABLE | 2.A6 | AU0070:L2 | TURBINE PANEL B | 2.A5
AF0065:J | WC0060 | AF0065J | CABLE | CABLE | 10.B5 | AF0066:P | TURBINE PANEL B | 10.D5
XT0240:12 | SC | FU0139 | WHT | 20 | 15.C4 | AT0170:30 | FIRE SYSTEM^CONTROLLER PANEL | 11.C3
XT0240:12 | SC | FU0139 | WHT | 20 | 15.C4 | AT0170:24 | FIRE SYSTEM^CONTROLLER PANEL | 11.B3
XT0240:7 | SC | KA0243A1 | WHT | 20 | 15.C3 | AT0170:26 | FIRE SYSTEM^CONTROLLER PANEL | 11.B3
XT0240:8 | SC | KA0245A1 | WHT | 20 | 15.D3 | AT0170:32 | FIRE SYSTEM^CONTROLLER PANEL | 11.C3
AU0060:L2 | WC0006 | AU0060L2 | ENET | CABLE | 2.A6 | AF0410:L1 | JB5 | 2.C2
IEG0230:1 | SC | IEG02301 | GRN | 12 | 8.B6 | AR0600:IE2 | PLC PANEL | 8.A1
XT0236:1 | SC | FU0139 | WHT | 20 | 22.B5 | SH0472:13 | TURBINE BOX^DOOR^JB70 | 22.B1
XT0236:2 | SC | KA0241A1 | WHT | 20 | 22.B5 | SH0472:14 | TURBINE BOX^DOOR^JB70 | 22.B1
XT0236:3 | SC | 0V | WHT | 20 | 22.C5 | SH0472:X1 | TURBINE BOX^DOOR^JB70 | 22.C1
XT0236:4 | SC | SH047211 | WHT | 20 | 22.C5 | SH0472:11 | TURBINE BOX^DOOR^JB70 | 22.C1
XT0236:5 | SC | SH047212 | WHT | 20 | 22.C5 | SH0472:12 | TURBINE BOX^DOOR^JB70 | 22.C1
XT0237:2 B1 | SC | SH0472X2 | WHT | 20 | 22.C5 | SH0472:X2 | TURBINE BOX^DOOR^JB70 | 22.C1
KA0144:22 | SC | KA014422 | WHT | 20 | 87.A6 | KA0176:A1 | TURBINE BOX^LEFT RAIL^JB70 | 87.B5
KA0232:11 | SC | KA017814 | WHT | 20 | 21.D6 | KA0178:14 | TURBINE BOX^LEFT RAIL^JB70 | 21.D5
KA0232:12 | SC | FU0170 | WHT | 20 | 21.D6 | KA0875:14 | TURBINE BOX^LEFT RAIL^JB70 | 21.D6
KA0232:21 | SC | FU0170 | WHT | 20 | 87.A6 | XT0170:2 | TURBINE BOX^LEFT RAIL^JB70 | 11.A2
KA0246:11 | SC | KA017611 | WHT | 20 | 87.A6 | XT0171:1 | TURBINE BOX^LEFT RAIL^JB70 | 87.A5
AF0076:11 | SC | UA1200J14 | WHT | 20 | 16.C7 | UA1200:J1-4 | TURBINE BOX^RIGHT RAIL^JB70 | 16.B3
IEG0230:10 | SC | IEG023010 | GRN | 16 | 16.D6 | UA1200:J3-4 | TURBINE BOX^RIGHT RAIL^JB70 | 16.B3
IEG0230:14 | SC | IEG023014 | GRN | 14 | 5.A4 | GR1100: | TURBINE BOX^RIGHT RAIL^JB70 | 5.A5
KA0130:A2 | SC | UA1200J26 | WHT | 20 | 16.C5 | UA1200:J2-6 | TURBINE BOX^RIGHT RAIL^JB70 | 16.B3
XT0060:3 | SC | UA1200J21 | WHT | 20 | 16.D5 | UA1200:J2-1 | TURBINE BOX^RIGHT RAIL^JB70 | 16.B3
XT0233:3 | SC | FU0210 | WHT | 14 | 13.C4 | FU0680:LI | TURBINE BOX^RIGHT RAIL^JB70 | 13.C5
XT0233:4 | SC | FU0212 | WHT | 20 | 16.D5 | UA1200:J1-10 | TURBINE BOX^RIGHT RAIL^JB70 | 16.B3
XT0233:4 | SC | FU0212 | WHT | 20 | 16.D5 | UA1200:J2-2 | TURBINE BOX^RIGHT RAIL^JB70 | 16.B3
XT0235:3 | SC | 0V | WHT | 14 | 13.D4 | XT0680:2 | TURBINE BOX^RIGHT RAIL^JB70 | 7.A1
XT0235:4 | SC | 0V | WHT | 20 | 16.D5 | UA1200:J1-9 | TURBINE BOX^RIGHT RAIL^JB70 | 16.B3
XT0237:1 B1 | SC | UA1200J15 | WHT | 20 | 16.C5 | UA1200:J1-5 | TURBINE BOX^RIGHT RAIL^JB70 | 16.B3
AF0065:12 | WC4524 | UA1200J13 | RED | 20 | 16.B7 | UA1200:J1-3 | TURBINE BOX^RIGHT RAIL^JB70 | 16.B3
AF0065:28 | WC4524 | UA1200J11 | BLK | 20 | 16.B7 | UA1200:J1-1 | TURBINE BOX^RIGHT RAIL^JB70 | 16.B3
AF0065:60 | WC4524 | UA1200S | SH | 20 | 16.B7 | FLOATING | TURBINE BOX^RIGHT RAIL^JB70 | 16.B3
FU0210:LI | SC | FU0136 | WHT | 10 | 13.C4 | XT0138:4 | TURBINE PANEL A | 13.B3
FU0211:LI | SC | FU0137 | WHT | 12 | 13.B4 | XT0139:3 | TURBINE PANEL A | 13.B4
FU3150:LI | SC | FU0137 | WHT | 12 | 13.B5 | XT0139:3 | TURBINE PANEL A | 13.B4
IEG0230:11 | SC | IEG023011 | GRN | 14 | 9.B6 | AF0096:SH | TURBINE PANEL A | 9.B5
IEG0230:2 | SC | IEG02302 | GRN | 14 | 9.D6 | AF0088:SH | TURBINE PANEL A | 9.D6
IEG0230:3 | SC | IEG02303 | GRN | 14 | 5.A3 | GR0133: | TURBINE PANEL A | 5.A3
IEG0230:6 | SC | IEG02306 | GRN | 14 | 5.A3 | GR0134: | TURBINE PANEL A | 5.A3
KA0130:14 | SC | 008103 | WHT | 20 | 16.D6 | AF0081:03 | TURBINE PANEL A | 16.C7
KA0130:A1 | SC | 008135 | WHT | 20 | 16.C5 | AF0081:35 | TURBINE PANEL A | 16.C7
KA0131:14 | SC | KA013114 | WHT | 20 | 14.D4 | AF0092:06 | TURBINE PANEL A | 56.A7
KA0133:A1 | SC | KA0133A1 | WHT | 20 | 14.C6 | AF0092:02 | TURBINE PANEL A | 56.B7
KA0134:A1 | SC | KA0134A1 | WHT | 20 | 14.C6 | AF0091:12 | TURBINE PANEL A | 58.C7
KA0136:21 | SC | KA013621 | WHT | 20 | 14.B3 | AF0087:43 | TURBINE PANEL A | 14.B4
KA0136:24 | SC | KA013624 | WHT | 20 | 14.B3 | AF0087:11 | TURBINE PANEL A | 14.B4
KA0137:24 | SC | KA013112 | WHT | 20 | 14.D3 | AF0087:09 | TURBINE PANEL A | 14.C4
KA0141:11 | SC | KA014111 | WHT | 20 | 14.C2 | AF0091:39 | TURBINE PANEL A | 14.C2
KA0141:14 | SC | KA014114 | WHT | 20 | 14.C2 | AF0091:07 | TURBINE PANEL A | 14.C2
KA0221:14 | SC | 009502 | WHT | 20 | 45.A6 | AF0095:02 | TURBINE PANEL A | 45.A7
KA0233:24 | SC | 009204 | WHT | 20 | 27.A5 | AF0092:04 | TURBINE PANEL A | 27.A6
KA0234:22 | SC | KA023422 | WHT | 20 | 27.B5 | KA0100:11 | TURBINE PANEL A | 27.B6
KA0234:24 | SC | 009207 | WHT | 20 | 27.B5 | AF0092:07 | TURBINE PANEL A | 27.B6
KA0239:21 | SC | KA023921 | WHT | 20 | 15.A6 | AF0081:41 | TURBINE PANEL A | 15.A7
KA0239:24 | SC | KA023924 | WHT | 20 | 15.A6 | AF0081:09 | TURBINE PANEL A | 15.A7
KA0241:11 | SC | UA1200J21 | WHT | 20 | 15.A5 | AF0081:00 | TURBINE PANEL A | 15.A7
KA0242:14 | SC | KA024214 | WHT | 20 | 15.C6 | AF0081:08 | TURBINE PANEL A | 15.C7
KA0243:11 | SC | KA024311 | WHT | 20 | 15.B6 | AF0081:33 | TURBINE PANEL A | 15.B7
KA0243:14 | SC | KA024314 | WHT | 20 | 15.B6 | AF0081:01 | TURBINE PANEL A | 15.B7
KA0245:21 | SC | KA024521 | WHT | 20 | 15.B6 | AF0081:34 | TURBINE PANEL A | 15.B7
KA0245:24 | SC | KA024524 | WHT | 20 | 15.B6 | AF0081:02 | TURBINE PANEL A | 15.B7
KA1020:24 | SC | 0V | WHT | 14 | 30.A5 | XT0135:1 | TURBINE PANEL A | 13.B4
KA1235:A1 | SC | KA0231A1 | WHT | 20 | 15.D6 | XT0139:4 | TURBINE PANEL A | 15.D6
KA6211:A2 | SC | 009320 | WHT | 20 | 87.A6 | AF0093:20 | TURBINE PANEL A | 87.A7
XT0060:4 | SC | SV21202 | WHT | 20 | 45.A5 | AF0095:18 | TURBINE PANEL A | 45.A7
XT0136:1 | SC | FU0139 | WHT | 14 | 14.A2 | FU0139:LD | TURBINE PANEL A | 13.A5
XT0136:3 | SC | 0V | WHT | 14 | 14.A2 | XT0135:1 | TURBINE PANEL A | 13.B4
XT0235:1 | SC | 0V | WHT | 12 | 13.D4 | XT0134:4 | TURBINE PANEL A | 13.B3
XT0237:2 T2 | SC | XT02372 | WHT | 20 | 22.C5 | AF0092:13 | TURBINE PANEL A | 22.C7
XT0240:1 | SC | ESTOPC | WHT | 20 | 15.A3 | KA7513:11 | TURBINE PANEL A | 25.D5
XT0240:2 | SC | ESTOPB | WHT | 20 | 15.A3 | KA7513:14 | TURBINE PANEL A | 25.D5
XT0240:3 | SC | ESTOPA | WHT | 20 | 15.A3 | XT0137:1 | TURBINE PANEL A | 23.B5
XT0240:4 | SC | ESTOP | WHT | 20 | 15.A3 | XT0137:2 | TURBINE PANEL A | 23.B5
AU0070:L1 | WC0008 | AU0080L2 | ENET | CABLE | 2.A5 | AU0080:L2 | TURBINE PANEL A | 2.A4
SolarTools ver. 24.0.84.24712 (Jul 31, 2025)
Report date: 3/10/2026 1:09 PM

## Panel Errors
Panel Errors
Project # | J1070
Project Name | TCE ST VINCENT
Revision | A
Controls DE | A. Jarque
Phone:
Controls ME | A.GAMEZ
Phone:
From | [6 empty] | To
Device ID | Location | Cable (W) Conductor (SC) Jumper Clip (JC) | Wire ID | Wire No. | Gauge/Size | Page/Zone | Device ID | Location | Page/Zone
BA0001:RX | TURBINE BOX^RIGHT RAIL^JB70 | WC1LCSC | BLU-B | BA0001RX | FIBER OPTIC | 2.B3 | XPLCSC2:1 | PANEL | 2.B3
BA0001:TX | TURBINE BOX^RIGHT RAIL^JB70 | WC1LCSC | BLU-A | BA0001TX | FIBER OPTIC | 2.B3 | XPLCSC1:1 | PANEL | 2.B3
BA0003:RX | TURBINE BOX^RIGHT RAIL^JB70 | WC3LCSC | BLU-B | BA0003RX | FIBER OPTIC | 7.A3 | XPLCSC11:1 | PANEL | 7.A3
BA0003:TX | TURBINE BOX^RIGHT RAIL^JB70 | WC3LCSC | BLU-A | BA003TX | FIBER OPTIC | 7.A3 | XPLCSC10:1 | PANEL | 7.A3
BA0005:RX | MEDIA CONVERTER | WC5LCSC | BLU-B | BA0005RX | FIBER OPTIC | 2.D6 | XPLCSC6:1 | PANEL | 2.D6
BA0005:TX | MEDIA CONVERTER | WC5LCSC | BLU-A | BA0005TX | FIBER OPTIC | 2.D6 | XPLCSC5:1 | PANEL | 2.D6
BA0009:RX | MEDIA CONVERTER | WC9LSCS | BLU-B | BA00009RX | FIBER OPTIC | 8.D4 | XPLCSC092:1 | PANEL | 8.D4
BA0009:TX | MEDIA CONVERTER | WC9LSCS | BLU-A | BA0009TX | FIBER OPTIC | 8.D4 | XPLCSC09:1 | PANEL | 8.D4
XPLCSC3:1 | PANEL | WC6LCSC | BLU-A | BA0001TX | FIBER OPTIC | 2.D1 | BA0006:RX | MEDIA CONVERTER | 2.D2
XPLCSC4:1 | PANEL | WC6LCSC | BLU-B | BA0001RX | FIBER OPTIC | 2.D1 | BA0006:TX | MEDIA CONVERTER | 2.D2
XPLCSC12:1 | PANEL | WC7LCSC | BLU-A | BA003TX | FIBER OPTIC | 7.A4 | BA0007:RX | MEDIA CONVERTER | 7.A5
XPLCSC13:1 | PANEL | WC7LCSC | BLU-B | BA0003RX | FIBER OPTIC | 7.A4 | BA0007:TX | MEDIA CONVERTER | 7.A5
XPLCSC8:1 | PANEL | WC2LCSC | BLU-A | BA0005TX | FIBER OPTIC | 2.A4 | BA0002:RX | TURBINE BOX^RIGHT RAIL^JB70 | 2.A5
XPLCSC9:1 | PANEL | WC2LCSC | BLU-B | BA0005RX | FIBER OPTIC | 2.A4 | BA0002:TX | TURBINE BOX^RIGHT RAIL^JB70 | 2.A5
XPLCSC04:1 | PANEL | WC4LCSC | BLU-A | BA0009TX | FIBER OPTIC | 8.D5 | BA0004:RX | TURBINE BOX^RIGHT RAIL^JB70 | 8.D6
XPLCSC042:1 | PANEL | WC4LCSC | BLU-B | BA00009RX | FIBER OPTIC | 8.D5 | BA0004:TX | TURBINE BOX^RIGHT RAIL^JB70 | 8.D6
SolarTools ver. 24.0.84.24712 (Jul 31, 2025)
Report date: 3/10/2026 1:09 PM

## Cable Part Numbers
Cable Part Numbers |  |  | SolarTools ver. 24.0.84.24712 (Jul 31, 2025)
Project # | J1070
Report date: 3/10/2026 1:10 PM
Project Name | TCE ST VINCENT
Revision | A
Controls DE | A. Jarque
Phone:
Controls ME | A.GAMEZ
Phone:
Device ID |  | Part Number |  | Description
WC8058 |  | 2684693-54 |  | CABLE, EXTENSION, BACKPLANE
W0681 |  | 1302073-36 |  | CABLE, ETHERNET - 36 INCHES
WC0001 |  | 1302073-36 |  | CABLE, ETHERNET - 36 INCHES
WC0002 |  | 1302073-36 |  | CABLE, ETHERNET - 36 INCHES
WC0003 |  | 1302073-36 |  | CABLE, ETHERNET - 36 INCHES
WC0007 |  | 1302073-36 |  | CABLE, ETHERNET - 36 INCHES
WC0008 |  | 1302073-36 |  | CABLE, ETHERNET - 36 INCHES
WC0009 |  | 1302073-36 |  | CABLE, ETHERNET - 36 INCHES
WC0014 |  | 1302073-36 |  | CABLE, ETHERNET - 36 INCHES
WC0017 |  | 1302073-36 |  | CABLE, ETHERNET - 36 INCHES
WC0018 |  | 1302073-36 |  | CABLE, ETHERNET - 36 INCHES
WC0041 |  | 1302073-36 |  | CABLE, ETHERNET - 36 INCHES
WC0042 |  | 1302073-36 |  | CABLE, ETHERNET - 36 INCHES
WC0043 |  | 1302073-36 |  | CABLE, ETHERNET - 36 INCHES
WC0051 |  | 1302073-36 |  | CABLE, ETHERNET - 36 INCHES
WC0052 |  | 1302073-36 |  | CABLE, ETHERNET - 36 INCHES
WC0101 |  | 1302073-36 |  | CABLE, COMMUNICATION CABLE - 36 INCHES
WC0601 |  | 1302073-36 |  | CABLE, ETHERNET - 36 INCHES
WC0680 |  | 1302073-36 |  | CABLE
WC1100 |  | 1302073-36 |  | CABLE, ETHERNET - 36 INCHES
WC1LCSC |  | 1098580-25 |  | FIBER OPTIC CABLE, 50/125 MULTI-MODE OM3
WC2LCSC |  | 1098580-25 |  | FIBER OPTIC CABLE, 50/125 MULTI-MODE OM3
WC3LCSC |  | 1098580-25 |  | FIBER OPTIC CABLE, 50/125 MULTI-MODE OM3
WC4524 |  | 1022941-12 |  | TPE, 1 PAIR TWISTED SHIELDED
WC4749 |  | 1075034-5 |  | PVC, 1 TRIAD TWISTED SHIELDED
WC4LCSC |  | 1098580-25 |  | FIBER OPTIC CABLE, 50/125 MULTI-MODE OM3
WC5018 |  | 1022941-22 |  | TPE, 1 PAIR TWISTED SHIELDED
WC5072 |  | PART OF 1103208-100 |  | CABLE, 2 CONDUCTOR UNSHIELDED PART OF HORN
WC5500 |  | 1022941-22 |  | TPE, 1 PAIR TWISTED SHIELDED
WC5LCSC |  | 1098580-25 |  | FIBER OPTIC CABLE, 50/125 MULTI-MODE OM3
WC6LCSC |  | 1098580-25 |  | FIBER OPTIC CABLE, 50/125 MULTI-MODE OM3
WC7LCSC |  | 1098580-25 |  | FIBER OPTIC CABLE, 50/125 MULTI-MODE OM3
WC8040 |  | 1322418-90 |  | CABLE, SYTSTEM FUNCTION
WC8041 |  | 1322418-90 |  | CABLE, DYNAMIX 1444 BUS
WC8042 |  | 1322418-90 |  | CABLE, SUPPLIED BY OTHERS
WC8043 |  | 1322418-90 |  | CABLE, SUPPLIED BY OTHERS
WC8050 |  | 1322418-90 |  | CABLE, SUPPLIED BY OTHERS
WC8051 |  | 1322418-90 |  | CABLE, SYTSTEM FUNCTION
WC8066 |  | 1022941-22 |  | TPE, 1 PAIR TWISTED SHIELDED
WC8067 |  | 1022941-22 |  | TPE, 1 PAIR TWISTED SHIELDED
WC8069 |  | 1022941-22 |  | TPE, 1 PAIR TWISTED SHIELDED
WC9LSCS |  | 1098580-25 |  | FIBER OPTIC CABLE, 50/125 MULTI-MODE OM3
WC0060 |  | 2684693-54 |  | CABLE, EXTENSION, BACKPLANE

## Part Number List
Part Number List |  | SolarTools ver. 24.0.84.24712 (Jul 31, 2025)
Project # | J1070
Report date: 3/10/2026 1:10 PM
Project Name | TCE ST VINCENT
Revision | A
Controls DE | A. Jarque
Phone:
Controls ME | A.GAMEZ
Phone:
Device ID | Part Number | Description | Location
AF0141 | 2684693-17,2684693-25 | 5094-OB8XT, 8 DISCRETE OUTPUT | BOP PANEL^JB74
AF0142 | 2684693-17,2684693-23 | 5094-IB16XT, 16 DISCRETE INPUT | BOP PANEL^JB74
AF0143 | 2684693-18,2684693-56 | 5094-IF8IHXT, 8 ANALOG INPUT, ISOLATED | BOP PANEL^JB74
AF0144 | 2684693-18,2684693-27 | 5094-OF8IHXT, 8 ANALOG OUTPUT, ISOLATED | BOP PANEL^JB74
AF0145 | 2684693-19,2684693-33 | 5094-IY8XT, 8 ANALOG INPUT,TC/RTD/I&V | BOP PANEL^JB74
AF0181 | 2684693-17,2684693-25 | 5094-OB8XT, 8 DISCRETE OUTPUT | BOP PANEL^JB74
AF0182 | 2684693-17,2684693-23 | 5094-IB16XT, 16 DISCRETE INPUT | BOP PANEL^JB74
AF0183 | 2684693-18,2684693-28 | 5094-IB16SXT, 16 DISCRETE INPUT, S | BOP PANEL^JB74
AF0184 | 2684693-18,2684693-55 | 5094-OB16SXT, 16 DISCRETE OUTPUT, S | BOP PANEL^JB74
AF0185 | 2684693-18,2684693-56 | 5094-IF8IHXT, 8 ANALOG INPUT, ISOLATED | BOP PANEL^JB74
AU0140 | 2684693-22 | 5094-AENTRXT, FLEX 5000 I/O | BOP PANEL^JB74
AU0180 | 2684693-22 | 5094-AENTRXT, FLEX 5000 I/O | BOP PANEL^JB74
BA1212 | 1337728-12 | SWITCH, ETAP, DLR INTERFACE | BOP PANEL^JB74
FU0140 | 1043265-1,1043265-5 | FUSE, 10A | BOP PANEL^JB74
FU0141 | 1043265-1,1043265-5 | FUSE, 10A | BOP PANEL^JB74
FU0142 | 1043265-1,1043265-5 | FUSE, 10A | BOP PANEL^JB74
FU0143 | 1043265-1,1043265-5 | FUSE, 10A | BOP PANEL^JB74
FU0180 | 1043265-1,1043265-5 | FUSE, 10A | BOP PANEL^JB74
FU0181 | 1043265-1,1043265-5 | FUSE, 10A | BOP PANEL^JB74
FU0184 | 1043265-1,1043265-5 | FUSE, 10A | BOP PANEL^JB74
FU0570 | 1043265-1,1043265-7 | FUSE, 20A | BOP PANEL^JB74
FU0571 | 1043265-1,1043265-4 | FUSE, 5A | BOP PANEL^JB74
FU1212 | 1043265-1,1043265-3 | FUSE, 2A | BOP PANEL^JB74
GR0140 | 903842C1 | RAIL LUG, DINRAIL GROUNDING | BOP PANEL^JB74
GR0180 | 903842C1 | RAIL LUG, DINRAIL GROUNDING | BOP PANEL^JB74
GR0257 | 903842C1 | RAIL LUG, DINRAIL GROUNDING | BOP PANEL^JB74
IEG0257 | 232941-200 | BUS BAR, BOP - INSTRUMENT EARTH GROUNDING | BOP PANEL^JB74
KA0531 | 1061979-1 | RELAY, NO EMERGENCY SHUTDOWN SUMMARY | BOP PANEL^JB74
KA0532 | 1061979-1 | RELAY, NO EMERGENCY SHUTDOWN SUMMARY | BOP PANEL^JB74
KA0533 | 1061979-1 | RELAY, NO EMERGENCY SHUTDOWN SUMMARY | BOP PANEL^JB74
KA0534 | 1061979-1 | RELAY, NO EMERGENCY SHUTDOWN SUMMARY | BOP PANEL^JB74
KA0535 | 1061979-1 | RELAY, CONTROLLER ACTIVE | BOP PANEL^JB74
KA0536 | 1061979-1 | RELAY, CONTROLLER ACTIVE | BOP PANEL^JB74
KA0537 | 1061979-1 | RELAY, NO EMERGENCY SHUTDOWN SUMMARY | BOP PANEL^JB74
KA0540 | 1061979-1 | RELAY, OPEN SUCTION VALVE | BOP PANEL^JB74
KA0541 | 1061979-1 | RELAY, OPEN DISCHARGE VALVE | BOP PANEL^JB74
KA1536 | 1061979-1 | RELAY, CONTROLLER ACTIVE | BOP PANEL^JB74
KA5621 | 1061979-1 | RELAY, SUCTION VLV CLS SAFETY | BOP PANEL^JB74
KA5624 | 1061979-1 | RELAY, CLOSE LP VENT SAFETY | BOP PANEL^JB74
KA5643 | 1061979-1 | RELAY, DISCH VLV CLS SAFETY | BOP PANEL^JB74
KA5644 | 1061979-1 | RELAY, CRV BLOCK VLV CLS SAFETY | BOP PANEL^JB74
KA7482 | 1061979-1 | RELAY, OPEN CRV BLOCK VALVE | BOP PANEL^JB74
KT0571 | 2651077-1 | TIMER RELAY, LOADING VALVE CLOSED | BOP PANEL^JB74
KT0572 | 2651077-1 | TIMER RELAY, SUCTION VALVE CLOSED | BOP PANEL^JB74
KT0573 | 2651077-1 | TIMER RELAY, DISCHARGE VALVE CLOSED | BOP PANEL^JB74
KT0574 | 2651077-1 | TIMER RELAY, RECYCLE BLOCK VALVE CLOSED | BOP PANEL^JB74
UJ1212 | 1088442-4 | POWER CONVERTER, DC/DC INPUT TO 24V DC OUTPUT | BOP PANEL^JB74
XT0140 | 1066730-7,1066730-8,1067996-4 | TERMINAL BLOCK, SPRING, 4 CONDUCTOR,30-12 AWG (0.05-3.31 MM2),NON-IS | BOP PANEL^JB74
XT0180 | 1066730-7,1066730-8,1067996-4 | TERMINAL BLOCK, SPRING, 4 CONDUCTOR,30-12 AWG (0.05-3.31 MM2),NON-IS | BOP PANEL^JB74
XT0570 | 1066730-16,1066730-17,1067996-4 | TERMINAL STRIP, 2 CONDUCTOR | BOP PANEL^JB74
XT0572 | 1066730-7 | TERMINAL BLOCK, SPRING, 4 CONDUCTOR,30-12 AWG (0.05-3.31 MM2),NON-IS | BOP PANEL^JB74
XT0573 | 1066730-10,1066730-9,1067996-4 | DIODE TERMINAL STRIP, 4 CONDUCTOR | BOP PANEL^JB74
CCKA0982 | CUSTOMER DEFINED | CUSTOMER CONNECTION, FIRE DETECTED SIGNAL | CUSTOMER FIRE AND GAS SIGNALS
CCKA0984 | CUSTOMER DEFINED | CUSTOMER CONNECTION, GAS DETECTED SIGNAL | CUSTOMER FIRE AND GAS SIGNALS
AT0170 | 1056244-29 | CONTROLLER, EAGLE QUANTUM PREMIER | FIRE SYSTEM^CONTROLLER PANEL
GR0171 | 903849C1 | RAIL GROUND, DIN RAIL GROUNDING | FIRE SYSTEM^CONTROLLER PANEL
RR0175A | 912137C1 | RESISTOR, 10K OHM | FIRE SYSTEM^CONTROLLER PANEL
RR0175D | 912137C1 | RESISTOR, 10K OHM | FIRE SYSTEM^CONTROLLER PANEL
RR0175I | 912137C1 | RESISTOR, 10K OHM | FIRE SYSTEM^CONTROLLER PANEL
RR0175M | 912137C1 | RESISTOR, 10K OHM | FIRE SYSTEM^CONTROLLER PANEL
UV0170 | 1056244-2 | POWER SUPPLY, EAGLE QUANTUM PREMIER | FIRE SYSTEM^CONTROLLER PANEL
VD0175A | 960592C1 | DIODE, 15 pF | FIRE SYSTEM^CONTROLLER PANEL
VD0175D | 960592C1 | DIODE, 15 pF | FIRE SYSTEM^CONTROLLER PANEL
VD0175I | 960592C1 | DIODE, 15 pF | FIRE SYSTEM^CONTROLLER PANEL
XT0174 | 1066730-7,1066730-8,1067996-4 | TERMINAL BLOCK, SPRING, 4 CONDUCTOR,30-12 AWG (0.05-3.31 MM2),NON-IS | FIRE SYSTEM^CONTROLLER PANEL
AF0500 | 1322418-31,1322418-40,1322418-72,1322418-73 | 1444-TSCX02-02RB, 2-CH TACHOMETER INPUT^DYNAMIX 1444 VIBRATION | HP COMPRESSOR^ONSKID PANEL
AF0510 | 1322418-11 | 1444-DYN04-01RA, 4-CH VIBRATION INPUT^DYNAMIX 1444 VIBRATION | HP COMPRESSOR^ONSKID PANEL
AF0520 | 1322418-11 | 1444-DYN04-01RA, 4-CH VIBRATION INPUT^DYNAMIX 1444 VIBRATION | HP COMPRESSOR^ONSKID PANEL
AF1201 | 2684693-17,2684693-25 | 5094-OB8XT, 8 DISCRETE OUTPUT | HP COMPRESSOR^ONSKID PANEL
AF1202 | 2684693-17,2684693-23 | 5094-IB16XT, 16 DISCRETE INPUT | HP COMPRESSOR^ONSKID PANEL
AF1203 | 2684693-18,2684693-56 | 5094-IF8IHXT, 8 ANALOG INPUT, ISOLATED | HP COMPRESSOR^ONSKID PANEL
AF1204 | 2684693-18,2684693-30 | 5094-IF4IHSXT, 4 ANALOG INPUT, S | HP COMPRESSOR^ONSKID PANEL
AF1205 | 2684693-18,2684693-30 | 5094-IF4IHSXT, 4 ANALOG INPUT, S | HP COMPRESSOR^ONSKID PANEL
AF1206 | 2684693-21,2684693-36 | 5094-IRT8SXT, 8 RTD/TC ANALOG INPUT, S | HP COMPRESSOR^ONSKID PANEL
AF1207 | 2684693-18,2684693-28 | 5094-IB16SXT, 16 DISCRETE INPUT, S | HP COMPRESSOR^ONSKID PANEL
AF1208 | 2684693-19,2684693-33 | 5094-IY8XT, 8 ANALOG INPUT,TC/RTD/I&V | HP COMPRESSOR^ONSKID PANEL
AF1209 | 2684693-19,2684693-33 | 5094-IY8XT, 8 ANALOG INPUT,TC/RTD/I&V | HP COMPRESSOR^ONSKID PANEL
AF1210 | 2684693-18,2684693-56 | 5094-IF8IHXT, 8 ANALOG INPUT, ISOLATED | HP COMPRESSOR^ONSKID PANEL
AF1211 | 2684693-18,2684693-27 | 5094-OF8IHXT, 8 ANALOG OUTPUT, ISOLATED | HP COMPRESSOR^ONSKID PANEL
AU1200 | 2684693-50 | 5094-AEN2TR, FLEX 5000 I/O | HP COMPRESSOR^ONSKID PANEL
FU0120 | 1043265-1,1043265-5 | FUSE, 10A | HP COMPRESSOR^ONSKID PANEL
FU0121 | 1043265-1,1043265-5 | FUSE, 10A | HP COMPRESSOR^ONSKID PANEL
FU0122 | 1043265-1,1043265-4 | FUSE, 5A | HP COMPRESSOR^ONSKID PANEL
FU0130 | 1043265-1,1043265-7 | FUSE, 20A | HP COMPRESSOR^ONSKID PANEL
FU0131 | 1043265-1,1043265-4 | FUSE, 5A | HP COMPRESSOR^ONSKID PANEL
GR0120 | 903849C1 | RAIL GROUND, DIN RAIL GROUNDING | HP COMPRESSOR^ONSKID PANEL
GR0124 | 903849C1 | RAIL GROUND, DIN RAIL GROUNDING | HP COMPRESSOR^ONSKID PANEL
GR0845 | 903849C1 | RAIL GROUND, DIN RAIL GROUNDING | HP COMPRESSOR^ONSKID PANEL
IEG0130 | 232941-110 | BUS BAR, HP/LP CPSR - INSTRUMENT EARTH GROUNDING | HP COMPRESSOR^ONSKID PANEL
KA0120 | 1061979-1 | RELAY, CONTROLLER ACTIVE | HP COMPRESSOR^ONSKID PANEL
KA4401 | 1061979-1 | RELAY, CASE DEPRESSURIZED | HP COMPRESSOR^ONSKID PANEL
WC8058 | 2684693-54 |  | HP COMPRESSOR^ONSKID PANEL
XT0121 | 1066730-7,1066730-8,1067996-4 | TERMINAL BLOCK, SPRING, 4 CONDUCTOR,30-12 AWG (0.05-3.31 MM2),NON-IS | HP COMPRESSOR^ONSKID PANEL
XT0130 | 1066730-7,1066730-8,1067996-4 | TERMINAL BLOCK, SPRING, 4 CONDUCTOR,30-12 AWG (0.05-3.31 MM2),NON-IS | HP COMPRESSOR^ONSKID PANEL
XT0500 | 1066730-1,1066730-2,1067996-4 | TERMINAL STRIP, 4 CONDUCTOR | HP COMPRESSOR^ONSKID PANEL
XT0520 | 1066730-16,1066730-8,1067996-4 | TERMINAL STRIP, 2 CONDUCTOR | HP COMPRESSOR^ONSKID PANEL
XT1200 | 1066730-7 | TERMINAL BLOCK, SPRING, 4 CONDUCTOR,30-12 AWG (0.05-3.31 MM2),NON-IS | HP COMPRESSOR^ONSKID PANEL
AF0400 | 1322418-31,1322418-40,1322418-72,1322418-73 | 1444-TSCX02-02RB, 2-CH TACHOMETER INPUT^DYNAMIX 1444 VIBRATION | JB5
AF0410 | 1322418-11 | 1444-DYN04-01RA, 4-CH VIBRATION INPUT^DYNAMIX 1444 VIBRATION | JB5
AF0420 | 1322418-11 | 1444-DYN04-01RA, 4-CH VIBRATION INPUT^DYNAMIX 1444 VIBRATION | JB5
AF0430 | 1322418-11 | 1444-DYN04-01RA, 4-CH VIBRATION INPUT^DYNAMIX 1444 VIBRATION | JB5
AF0450 | 1322418-11 | 1444-DYN04-01RA, 4-CH VIBRATION INPUT^DYNAMIX 1444 VIBRATION | JB5
FU0110 | 1043265-1,1043265-7 | FUSE, 20A | JB5
FU0113 | 1043265-1,1043265-4 | FUSE, 5A | JB5
GR0110 | 903842C1,903849C1 | RAIL GROUND, DINRAIL GROUNDING | JB5
GR0113 | 903842C1,903849C1 | RAIL GROUND, DINRAIL GROUNDING | JB5
IEG1105 | 232941-200 | BUS BAR, JB5 - INSTRUMENT EARTH GROUNDING | JB5
UA1520 | 1105411-11 | SIGNAL CONVERTER, COMBUSTOR PRESSURE MONITOR | JB5
XT0110 | 1066730-16,1066730-8,1067996-4 | TERMINAL STRIP, 2 CONDUCTOR | JB5
XT0400 | 1066730-1,1066730-2,1067996-4 | TERMINAL STRIP, 4 CONDUCTOR | JB5
XT1110 | 1066730-7 | TERMINAL BLOCK, SPRING, 4 CONDUCTOR,30-12 AWG (0.05-3.31 MM2),NON-IS | JB5
XT1521 | 1066730-7 | TERMINAL BLOCK, SPRING, 4 CONDUCTOR,30-12 AWG (0.05-3.31 MM2),NON-IS | JB5
XTFGH | 1066730-1,1066730-2 | TERMINAL STRIP, 4 CONDUCTOR | JB5
BA0005 | 1271449-1 | MEDIA CONVERTER, ETHERNET-FIBER OPTIC | MEDIA CONVERTER
BA0006 | 1271449-1 | MEDIA CONVERTER, ETHERNET-FIBER OPTIC | MEDIA CONVERTER
BA0007 | 1271449-1 | MEDIA CONVERTER, ETHERNET-FIBER OPTIC | MEDIA CONVERTER
BA0009 | 1271449-1 | MEDIA CONVERTER, ETHERNET-FIBER OPTIC | MEDIA CONVERTER
FU0005 | 1043265-1,1043265-3 | FUSE, 2A | MEDIA CONVERTER
FU0006 | 1043265-1,1043265-3 | FUSE, 2A | MEDIA CONVERTER
FU0007 | 1043265-1,1043265-3 | FUSE, 2A | MEDIA CONVERTER
FU0009 | 1043265-1,1043265-3 | FUSE, 2A | MEDIA CONVERTER
FU1123 | 1043265-7 | FUSE, 20A | MEDIA CONVERTER
FU1124 | 1043265-7 | FUSE, 20A | MEDIA CONVERTER
FU1125 | 1043265-7 | FUSE, 20A | MEDIA CONVERTER
GR1123 | 903842C1 | RAIL LUG, DINRAIL GROUNDING | MEDIA CONVERTER
GR1124 | 903842C1 | RAIL LUG, DINRAIL GROUNDING | MEDIA CONVERTER
GR1125 | 903842C1 | RAIL LUG, DINRAIL GROUNDING | MEDIA CONVERTER
GR1126 | 903842C1 | RAIL LUG, DINRAIL GROUNDING | MEDIA CONVERTER
UJ1123 | 1271449-5 | POWER SUPPLY, AC/DC INPUT TO 24V DC OUTPUT | MEDIA CONVERTER
XT0003 | 1066730-32,1066730-7,1066730-8,1067996-4 | TERMINAL BLOCK, SPRING, 4 CONDUCTOR,30-12 AWG (0.05-3.31 MM2),NON-IS | MEDIA CONVERTER
XT1123 | 1066730-32,1066730-7,1066730-8,1067996-4 | TERMINAL BLOCK, SPRING, 4 CONDUCTOR,30-12 AWG (0.05-3.31 MM2),NON-IS | MEDIA CONVERTER
CC2711 | CUSTOMER PROVIDED | CUSTOMER CONNECTION, FAST STOP SHUTDOWN STATUS | PANEL
CC2712 | CUSTOMER PROVIDED | CUSTOMER CONNECTION, COOLDOWN SHUTDOWN STATUS | PANEL
CCMUD | CUSTOMER SUPPLIED | CUSTOMER CONNECTION, MULTI-UNIT DISPLAY CONNECTION^SEE PD#4M571 | PANEL
XPLCSC04 | PART OF ASSEMBLY | CONNECTOR, CIRCUIT CONTINUITY | PANEL
XPLCSC042 | PART OF ASSEMBLY | CONNECTOR, CIRCUIT CONTINUITY | PANEL
XPLCSC09 | PART OF ASSEMBLY | CONNECTOR, CIRCUIT CONTINUITY | PANEL
XPLCSC092 | PART OF ASSEMBLY | CONNECTOR, CIRCUIT CONTINUITY | PANEL
XPLCSC1 | PART OF ASSEMBLY | CONNECTOR, CIRCUIT CONTINUITY | PANEL
XPLCSC10 | PART OF ASSEMBLY | CONNECTOR, CIRCUIT CONTINUITY | PANEL
XPLCSC11 | PART OF ASSEMBLY | CONNECTOR, CIRCUIT CONTINUITY | PANEL
XPLCSC12 | PART OF ASSEMBLY | CONNECTOR, CIRCUIT CONTINUITY | PANEL
XPLCSC13 | PART OF ASSEMBLY | CONNECTOR, CIRCUIT CONTINUITY | PANEL
XPLCSC2 | PART OF ASSEMBLY | CONNECTOR, CIRCUIT CONTINUITY | PANEL
XPLCSC3 | PART OF ASSEMBLY | CONNECTOR, CIRCUIT CONTINUITY | PANEL
XPLCSC4 | PART OF ASSEMBLY | CONNECTOR, CIRCUIT CONTINUITY | PANEL
XPLCSC5 | PART OF ASSEMBLY | CONNECTOR, CIRCUIT CONTINUITY | PANEL
XPLCSC6 | PART OF ASSEMBLY | CONNECTOR, CIRCUIT CONTINUITY | PANEL
XPLCSC8 | PART OF ASSEMBLY | CONNECTOR, CIRCUIT CONTINUITY | PANEL
XPLCSC9 | PART OF ASSEMBLY | CONNECTOR, CIRCUIT CONTINUITY | PANEL
AP0601 | 1089241-36 | 1756-EN2TXT, ETHERNET | PLC PANEL
AP0602 | 1089241-40 | 1756-EN2TRXT, ETHERNET | PLC PANEL
AP0603 | 1089241-40 | 1756-EN2TRXT, ETHERNET | PLC PANEL
AP0604 | 1089241-20 | MODULE, BLANK FILLER | PLC PANEL
AP0606 | 1089241-20 | MODULE, BLANK FILLER | PLC PANEL
AP0607 | 1089241-20 | MODULE, BLANK FILLER | PLC PANEL
AP0608 | 1089241-20 | MODULE, BLANK FILLER | PLC PANEL
AP0609 | 1089241-36 | 1756-EN2TXT, ETHERNET | PLC PANEL
AR0600 | 1089241-42 | RACK CHASSIS, 1756-A10XT (10 SLOT) | PLC PANEL
AT0600 | 1089241-43 | 1756-L83EXTS, CONTROLLER^GUARDLOGIX | PLC PANEL
AT0605 | 1089241-30 | 1756-L73XT, MICROPROCESSOR | PLC PANEL
BA1100 | 1337728-10 | SWITCH, ETAP, DLR INTERFACE | PLC PANEL
FU1101 | 1043265-1,1043265-3 | FUSE, 2A | PLC PANEL
FU1111 | 1043265-1,1043265-3 | FUSE, 2A | PLC PANEL
GR0135 | 903842C1,903849C1 | RAIL GROUND, DINRAIL GROUNDING | PLC PANEL
UJ1100 | 1088442-4 | POWER CONVERTER, DC/DC INPUT TO 24V DC OUTPUT | PLC PANEL
UV0600 | 1089241-28 | POWER SUPPLY, RSLOGIX CHASSIS | PLC PANEL
AT1100 | 1577354-4501 | WORKSTATION, VERSA VIEW 1200H | TURBINE BOX^DOOR^JB70
HA0472 | 1103208-101 | HORN, CONTROL SYSTEM ALARM | TURBINE BOX^DOOR^JB70
HL0171 | 2380746-7 | LIGHT, FIRE SYSTEM AUTO, GREEN | TURBINE BOX^DOOR^JB70
HL0172 | 2380746-7 | LIGHT, FIRE SYSTEM INHIBIT, AMBER | TURBINE BOX^DOOR^JB70
HL0173 | 2380746-7 | LIGHT, FIRE SYSTEM DISCHARGED, RED | TURBINE BOX^DOOR^JB70
SA0170 | 2380746-9 | SELECTOR SWITCH, FIRE SYSTEM AUTO/INHIBIT | TURBINE BOX^DOOR^JB70
SA0471 | 1035040-1652,2380746-2 | SELECTOR SWITCH, SPEED | TURBINE BOX^DOOR^JB70
SA0473 | 2380746-5 | SELECTOR SWITCH, OFF/LOC/AUX | TURBINE BOX^DOOR^JB70
SA0474 | 1035040-804,2380746-2 | SELECTOR SWITCH, SURGE VALVE | TURBINE BOX^DOOR^JB70
SB0170 | 2380746-10 | PUSHBUTTON SWITCH, MANUAL RELEASE | TURBINE BOX^DOOR^JB70
SB0471 | 1035040-854,2380746-1 | PUSHBUTTON SWITCH, HORN SILENCE | TURBINE BOX^DOOR^JB70
SB0472 | 1035040-32,2380746-4 | PUSHBUTTON SWITCH, EMERGENCY STOP | TURBINE BOX^DOOR^JB70
SB0473 | 1035040-855,2380746-1 | PUSHBUTTON SWITCH, ACKNOWLEDGE | TURBINE BOX^DOOR^JB70
SB0474 | 1035040-121,2380746-1 | PUSHBUTTON SWITCH, RESET | TURBINE BOX^DOOR^JB70
SH0470 | 1035040-108,2380746-3 | LIGHTED SWITCH, STOP/STOPPING, RED | TURBINE BOX^DOOR^JB70
SH0471 | 1035040-857,2380746-3 | LIGHTED SWITCH, START/STARTING, GREEN | TURBINE BOX^DOOR^JB70
SH0472 | 1035040-859,2380746-3 | LIGHTED SWITCH, BACKUP SYSTEM ACTIVE/RESET, AMBER | TURBINE BOX^DOOR^JB70
AT0175 | 1056244-5 | 8 CHANNEL ED I/O, EAGLE QUANTUM PREMIER | TURBINE BOX^LEFT RAIL^JB70
AT0176 | 1056244-5 | 8 CHANNEL ED I/O, EAGLE QUANTUM PREMIER | TURBINE BOX^LEFT RAIL^JB70
AT0178 | 1056244-5 | 8 CHANNEL ED I/O, EAGLE QUANTUM PREMIER | TURBINE BOX^LEFT RAIL^JB70
FU0170 | 1043265-1,1043265-6 | FUSE, 15A | TURBINE BOX^LEFT RAIL^JB70
GR1101 | 903849C1 | RAIL GROUND, DIN RAIL GROUNDING | TURBINE BOX^LEFT RAIL^JB70
KA0172 | 1061979-1 | RELAY, FIRE DETECTED (CUSTOMER) | TURBINE BOX^LEFT RAIL^JB70
KA0174 | 1061979-1 | RELAY, GAS DETECTED (CUSTOMER) | TURBINE BOX^LEFT RAIL^JB70
KA0176 | 1061979-1 | RELAY, VENTILATION REQUIRED | TURBINE BOX^LEFT RAIL^JB70
KA0178 | 1061979-1 | RELAY, LOCAL HORN CONTROL (EQP) | TURBINE BOX^LEFT RAIL^JB70
KA0875 | 1061979-1 | RELAY, LOCAL HORN CONTROL (PLC) | TURBINE BOX^LEFT RAIL^JB70
KA6510 | 1061979-1 | RELAY, FIRE SYSTEM AUTO/INHIBIT | TURBINE BOX^LEFT RAIL^JB70
KA6511 | 1061979-1 | RELAY, FIRE SYSTEM AUTO/INHIBIT | TURBINE BOX^LEFT RAIL^JB70
RR0176S3 | 912137C1 | RESISTOR, 10K OHM | TURBINE BOX^LEFT RAIL^JB70
RR0178 | 912137C1 | RESISTOR, 10K OHM | TURBINE BOX^LEFT RAIL^JB70
RR0853 | 912137C1 | RESISTOR, 10K OHM | TURBINE BOX^LEFT RAIL^JB70
RR0854 | 912137C1 | RESISTOR, 10K OHM | TURBINE BOX^LEFT RAIL^JB70
RR0855 | 912137C1 | RESISTOR, 10K OHM | TURBINE BOX^LEFT RAIL^JB70
RR0856 | 912137C1 | RESISTOR, 10K OHM | TURBINE BOX^LEFT RAIL^JB70
VD0178 | 960592C1 | DIODE, 15 pF | TURBINE BOX^LEFT RAIL^JB70
VD6211 | 960592C1 | DIODE, 15 pF | TURBINE BOX^LEFT RAIL^JB70
XT0147 | 1066730-7,1066730-8 | TERMINAL BLOCK, SPRING, 4 CONDUCTOR,30-12 AWG (0.05-3.31 MM2),NON-IS | TURBINE BOX^LEFT RAIL^JB70
XT0170 | 1066730-7,1066730-8,1067996-4 | TERMINAL BLOCK, SPRING, 4 CONDUCTOR,30-12 AWG (0.05-3.31 MM2),NON-IS | TURBINE BOX^LEFT RAIL^JB70
XT0171 | 1066730-7,1066730-8,1067996-4 | TERMINAL BLOCK, SPRING, 4 CONDUCTOR,30-12 AWG (0.05-3.31 MM2),NON-IS | TURBINE BOX^LEFT RAIL^JB70
XT0172 | 1066730-7,1066730-8,1067996-4 | TERMINAL BLOCK, SPRING, 4 CONDUCTOR,30-12 AWG (0.05-3.31 MM2),NON-IS | TURBINE BOX^LEFT RAIL^JB70
AT0680 | 1634974-100 | GATEWAY MODULE | TURBINE BOX^RIGHT RAIL^JB70
BA0001 | 1271449-1 | MEDIA CONVERTER, ETHERNET-FIBER OPTIC | TURBINE BOX^RIGHT RAIL^JB70
BA0002 | 1271449-1 | MEDIA CONVERTER, ETHERNET-FIBER OPTIC | TURBINE BOX^RIGHT RAIL^JB70
BA0003 | 1271449-1 | MEDIA CONVERTER, ETHERNET-FIBER OPTIC | TURBINE BOX^RIGHT RAIL^JB70
BA0004 | 1271449-1 | MEDIA CONVERTER, ETHERNET-FIBER OPTIC | TURBINE BOX^RIGHT RAIL^JB70
FU0001 | 1043265-1,1043265-3 | FUSE, 2A | TURBINE BOX^RIGHT RAIL^JB70
FU0002 | 1043265-1,1043265-3 | FUSE, 2A | TURBINE BOX^RIGHT RAIL^JB70
FU0003 | 1043265-1,1043265-3 | FUSE, 2A | TURBINE BOX^RIGHT RAIL^JB70
FU0004 | 1043265-1,1043265-3 | FUSE, 2A | TURBINE BOX^RIGHT RAIL^JB70
FU0680 | 1043265-1,1043265-4 | FUSE, 5A | TURBINE BOX^RIGHT RAIL^JB70
FU1100 | 1043265-1,1043265-5 | FUSE, 10A | TURBINE BOX^RIGHT RAIL^JB70
GR1100 | 903849C1 | RAIL GROUND, DIN RAIL GROUNDING | TURBINE BOX^RIGHT RAIL^JB70
PC0470 | 2271605-1 | TIMER/COUNTER, ENGINE HOUR / START COUNTER | TURBINE BOX^RIGHT RAIL^JB70
UA1200 | 1053834-9 | SIGNAL CONVERTER, BACKUP OVERSPEED | TURBINE BOX^RIGHT RAIL^JB70
XT0001 | 1066730-7,1066730-8,1067996-4 | TERMINAL BLOCK, SPRING, 4 CONDUCTOR,30-12 AWG (0.05-3.31 MM2),NON-IS | TURBINE BOX^RIGHT RAIL^JB70
XT0680 | 1066730-7 | TERMINAL BLOCK, SPRING, 4 CONDUCTOR,30-12 AWG (0.05-3.31 MM2),NON-IS | TURBINE BOX^RIGHT RAIL^JB70
AF0081 | 2684693-18,2684693-28 | 5094-IB16SXT, 16 DISCRETE INPUT, S | TURBINE PANEL A
AF0082 | 2684693-17,2684693-23 | 5094-IB16XT, 16 DISCRETE INPUT | TURBINE PANEL A
AF0083 | 2684693-19,2684693-33 | 5094-IY8XT, 8 ANALOG INPUT,TC/RTD/I&V | TURBINE PANEL A
AF0084 | 2684693-19,2684693-33 | 5094-IY8XT, 8 ANALOG INPUT,TC/RTD/I&V | TURBINE PANEL A
AF0085 | 2684693-18,2684693-56 | 5094-IF8IHXT, 8 ANALOG INPUT, ISOLATED | TURBINE PANEL A
AF0086 | 2684693-18,2684693-56 | 5094-IF8IHXT, 8 ANALOG INPUT, ISOLATED | TURBINE PANEL A
AF0087 | 2684693-17,2684693-23 | 5094-IB16XT, 16 DISCRETE INPUT | TURBINE PANEL A
AF0088 | 2684693-19,2684693-33 | 5094-IY8XT, 8 ANALOG INPUT,TC/RTD/I&V | TURBINE PANEL A
AF0091 | 2684693-17,2684693-23 | 5094-IB16XT, 16 DISCRETE INPUT | TURBINE PANEL A
AF0092 | 2684693-17,2684693-24 | 5094-OB16XT, 16 DISCRETE OUTPUT | TURBINE PANEL A
AF0093 | 2684693-17,2684693-24 | 5094-OB16XT, 16 DISCRETE OUTPUT | TURBINE PANEL A
AF0094 | 2684693-19,2684693-33 | 5094-IY8XT, 8 ANALOG INPUT,TC/RTD/I&V | TURBINE PANEL A
AF0095 | 2684693-17,2684693-25 | 5094-OB8XT, 8 DISCRETE OUTPUT | TURBINE PANEL A
AF0096 | 2684693-21,2684693-36 | 5094-IRT8SXT, 8 RTD/TC ANALOG INPUT, S | TURBINE PANEL A
AU0080 | 2684693-22 | 5094-AENTRXT, FLEX 5000 I/O | TURBINE PANEL A
AU0090 | 2684693-22 | 5094-AENTRXT, FLEX 5000 I/O | TURBINE PANEL A
FU0010 | 1043265-1,1043265-5 | FUSE, 10A | TURBINE PANEL A
FU0012 | 1043265-1,1043265-5 | FUSE, 10A | TURBINE PANEL A
FU0013 | 1043265-1,1043265-5 | FUSE, 10A | TURBINE PANEL A
FU0014 | 1043265-1,1043265-5 | FUSE, 10A | TURBINE PANEL A
FU0015 | 1043265-1,1043265-5 | FUSE, 10A | TURBINE PANEL A
FU0080 | 1043265-1,1043265-5 | FUSE, 10A | TURBINE PANEL A
FU0081 | 1043265-1,1043265-5 | FUSE, 10A | TURBINE PANEL A
FU0082 | 1043265-1,1043265-5 | FUSE, 10A | TURBINE PANEL A
FU0090 | 1043265-1,1043265-5 | FUSE, 10A | TURBINE PANEL A
FU0091 | 1043265-1,1043265-5 | FUSE, 10A | TURBINE PANEL A
FU0092 | 1043265-1,1043265-5 | FUSE, 10A | TURBINE PANEL A
FU0093 | 1043265-1,1043265-5 | FUSE, 10A | TURBINE PANEL A
FU0136 | 1043265-1,1043265-9 | FUSE, 30A | TURBINE PANEL A
FU0137 | 1043265-1,1043265-7 | FUSE, 20A | TURBINE PANEL A
FU0139 | 1043265-1,1043265-4 | FUSE, 5A | TURBINE PANEL A
FU3011 | 1043265-11 | FUSE, 30A | TURBINE PANEL A
FU3112 | 1043265-11 | FUSE, 30A | TURBINE PANEL A
FU3113 | 1043265-11 | FUSE, 30A | TURBINE PANEL A
GR0131 | 903849C1 | RAIL GROUND, DIN RAIL GROUNDING | TURBINE PANEL A
GR0132 | 903849C1 | RAIL GROUND, DIN RAIL GROUNDING | TURBINE PANEL A
GR0133 | 903849C1 | RAIL GROUND, DIN RAIL GROUNDING | TURBINE PANEL A
GR0134 | 903849C1 | RAIL GROUND, DIN RAIL GROUNDING | TURBINE PANEL A
KA0100 | 1061979-1 | RELAY, SOV-100 NOT CLOSED | TURBINE PANEL A
KA2711 | 1061979-1 | RELAY, FAST STOP SUMMARY STATUS | TURBINE PANEL A
KA2712 | 1061979-1 | RELAY, COOLDOWN SUMMARY STATUS | TURBINE PANEL A
KA7513 | 1061979-1 | RELAY, CUSTOMER ESD | TURBINE PANEL A
PEG0130 | 232941-300 | BUS BAR, PANEL A - POWER EARTH GROUNDING | TURBINE PANEL A
RR0851 | 981090C1 | RESISTOR, 3.01K OHM | TURBINE PANEL A
RR0852 | 981089C1 | RESISTOR, 1.0K OHM | TURBINE PANEL A
UJ0131 | 1286570-1 | POWER CONVERTER, AC/DC INPUT TO 28V DC OUTPUT | TURBINE PANEL A
XT0011 | 1066730-16,1066730-17 | TERMINAL STRIP, 2 CONDUCTOR | TURBINE PANEL A
XT0014 | 1247052-1 | BUS BAR, 2 CONDUCTOR | TURBINE PANEL A
XT0015 | 1247052-1 | BUS BAR, 2 CONDUCTOR | TURBINE PANEL A
XT0080 | 1066730-7 | TERMINAL BLOCK, SPRING, 4 CONDUCTOR,30-12 AWG (0.05-3.31 MM2),NON-IS | TURBINE PANEL A
XT0085 | 1066730-7,1066730-8,1067996-4 | TERMINAL BLOCK, SPRING, 4 CONDUCTOR,30-12 AWG (0.05-3.31 MM2),NON-IS | TURBINE PANEL A
XT0090 | 1066730-7 | TERMINAL BLOCK, SPRING, 4 CONDUCTOR,30-12 AWG (0.05-3.31 MM2),NON-IS | TURBINE PANEL A
XT0114 | 1066730-20 | TERMINAL STRIP, 2 CONDUCTOR | TURBINE PANEL A
XT0134 | 1066730-16,1066730-17,1066730-18 | TERMINAL STRIP, 2 CONDUCTOR | TURBINE PANEL A
XT0135 | 1066730-7,1066730-8,1067996-4 | TERMINAL BLOCK, SPRING, 4 CONDUCTOR,30-12 AWG (0.05-3.31 MM2),NON-IS | TURBINE PANEL A
XT0137 | 1066730-7,1066730-8,1067996-4 | TERMINAL BLOCK, SPRING, 4 CONDUCTOR,30-12 AWG (0.05-3.31 MM2),NON-IS | TURBINE PANEL A
XT0138 | 1066730-16,1066730-17,1066730-18 | TERMINAL STRIP, 2 CONDUCTOR | TURBINE PANEL A
XT0139 | 1066730-7,1066730-8,1067996-4 | TERMINAL BLOCK, SPRING, 4 CONDUCTOR,30-12 AWG (0.05-3.31 MM2),NON-IS | TURBINE PANEL A
AF0061 | 2684693-17,2684693-25 | 5094-OB8XT, 8 DISCRETE OUTPUT | TURBINE PANEL B
AF0062 | 2684693-17,2684693-25 | 5094-OB8XT, 8 DISCRETE OUTPUT | TURBINE PANEL B
AF0063 | 2684693-17,2684693-23 | 5094-IB16XT, 16 DISCRETE INPUT | TURBINE PANEL B
AF0064 | 2684693-18,2684693-30 | 5094-IF4IHSXT, 4 ANALOG INPUT, S | TURBINE PANEL B
AF0065 | 2684693-18,2684693-30 | 5094-IF4IHSXT, 4 ANALOG INPUT, S | TURBINE PANEL B
AF0066 | 2684693-18,2684693-27 | 5094-OF8IHXT, 8 ANALOG OUTPUT, ISOLATED | TURBINE PANEL B
AF0067 | 2684693-17,2684693-25 | 5094-OB8XT, 8 DISCRETE OUTPUT | TURBINE PANEL B
AF0068 | 2684693-21,2684693-36 | 5094-IRT8SXT, 8 RTD/TC ANALOG INPUT, S | TURBINE PANEL B
AF0071 | 2684693-18,2684693-32 | 5094-IJ2ISXT, 2 FAST COUNTER INPUT, S | TURBINE PANEL B
AF0072 | 2684693-18,2684693-30 | 5094-IF4IHSXT, 4 ANALOG INPUT, S | TURBINE PANEL B
AF0073 | 2684693-21,2684693-36 | 5094-IRT8SXT, 8 RTD/TC ANALOG INPUT, S | TURBINE PANEL B
AF0074 | 2684693-18,2684693-56 | 5094-IF8IHXT, 8 ANALOG INPUT, ISOLATED | TURBINE PANEL B
AF0075 | 2684693-18,2684693-30 | 5094-IF4IHSXT, 4 ANALOG INPUT, S | TURBINE PANEL B
AF0076 | 2684693-18,2684693-55 | 5094-OB16SXT, 16 DISCRETE OUTPUT, S | TURBINE PANEL B
AU0060 | 2684693-22 | 5094-AENTRXT, FLEX 5000 I/O | TURBINE PANEL B
AU0070 | 2684693-22 | 5094-AENTRXT, FLEX 5000 I/O | TURBINE PANEL B
FU0060 | 1043265-1,1043265-5 | FUSE, 10A | TURBINE PANEL B
FU0061 | 1043265-1,1043265-5 | FUSE, 10A | TURBINE PANEL B
FU0062 | 1043265-1,1043265-5 | FUSE, 10A | TURBINE PANEL B
FU0063 | 1043265-1,1043265-5 | FUSE, 10A | TURBINE PANEL B
FU0070 | 1043265-1,1043265-5 | FUSE, 10A | TURBINE PANEL B
FU0071 | 1043265-1,1043265-5 | FUSE, 10A | TURBINE PANEL B
FU0210 | 1043265-1,1043265-7 | FUSE, 20A | TURBINE PANEL B
FU0211 | 1043265-1,1043265-4 | FUSE, 5A | TURBINE PANEL B
FU0212 | 1043265-1,1043265-3 | FUSE, 2A | TURBINE PANEL B
FU2108 | 1043265-4 | FUSE, 5A | TURBINE PANEL B
FU3150 | 1043265-1,1043265-4 | FUSE, 5A | TURBINE PANEL B
FU6211 | 1043265-4 | FUSE, 5A | TURBINE PANEL B
GR0231 | 903842C1 | RAIL LUG, DINRAIL GROUNDING | TURBINE PANEL B
GR0232 | 903842C1 | RAIL LUG, DINRAIL GROUNDING | TURBINE PANEL B
GR0233 | 903842C1 | RAIL LUG, DINRAIL GROUNDING | TURBINE PANEL B
IEG0230 | 232941-300 | BUS BAR, PANEL B - INSTRUMENT EARTH GROUNDING | TURBINE PANEL B
KA0130 | 1061979-1 | RELAY, LOWSPEED/OPEN PROBE SETPOINT | TURBINE PANEL B
KA0131 | 1061979-1 | RELAY, CONTROLLER ACTIVE | TURBINE PANEL B
KA0132 | 1061979-1 | RELAY, CONTROLLER ACTIVE | TURBINE PANEL B
KA0133 | 1061979-1 | RELAY, POST LUBE NOT REQUIRED | TURBINE PANEL B
KA0134 | 1061979-1 | RELAY, BACKUP COMMAND OFF | TURBINE PANEL B
KA0135 | 1061979-1 | RELAY, AC PRE/POST PUMP DRIVE | TURBINE PANEL B
KA0136 | 1061979-1 | RELAY, LUBE OIL HEADER^PRESSURE HIGH | TURBINE PANEL B
KA0137 | 1061979-1 | RELAY, LUBE PUMP INHIBIT | TURBINE PANEL B
KA0138 | 1061979-1 | RELAY, BACKUP LUBE OIL PUMP OFF | TURBINE PANEL B
KA0141 | 1061979-1 | RELAY, CONTROLLER ACTIVE | TURBINE PANEL B
KA0144 | 1061979-1 | RELAY, AC PRE/POST PUMP DRIVE | TURBINE PANEL B
KA0221 | 1061979-1 | RELAY, PRIMARY GAS FUEL^SHUTOFF VALVE | TURBINE PANEL B
KA0222 | 1061979-1 | RELAY, SECONDARY GAS FUEL^ SHUTOFF VALVE | TURBINE PANEL B
KA0231 | 1061979-1 | RELAY, CONTROLLER ACTIVE | TURBINE PANEL B
KA0232 | 1061979-1 | RELAY, CONTROLLER ACTIVE | TURBINE PANEL B
KA0233 | 1061979-1 | RELAY, CONTROLLER ACTIVE | TURBINE PANEL B
KA0234 | 1061979-1 | RELAY, CONTROLLER ACTIVE | TURBINE PANEL B
KA0235 | 1061979-1 | RELAY, NO EMERGENCY ^SHUTDOWN SUMMARY | TURBINE PANEL B
KA0236 | 1061979-1 | RELAY, NO EMERGENCY ^SHUTDOWN SUMMARY | TURBINE PANEL B
KA0237 | 1061979-1 | RELAY, NO EMERGENCY ^SHUTDOWN SUMMARY | TURBINE PANEL B
KA0238 | 1061979-1 | RELAY, NO EMERGENCY SHUTDOWN SUMMARY | TURBINE PANEL B
KA0239 | 1061979-1 | RELAY, NO EMERGENCY SHUTDOWN SUMMARY | TURBINE PANEL B
KA0240 | 1061979-1 | RELAY, NO EMERGENCY SHUTDOWN SUMMARY | TURBINE PANEL B
KA0241 | 1061979-1 | RELAY, BACKUP SYSTEM RESET | TURBINE PANEL B
KA0242 | 1061979-1 | RELAY, BACKUP SYSTEM RESET | TURBINE PANEL B
KA0243 | 1061979-1 | RELAY, NO FIRE DETECTED | TURBINE PANEL B
KA0244 | 1061979-1 | RELAY, NO FIRE DETECTED | TURBINE PANEL B
KA0245 | 1061979-1 | RELAY, NO GAS DETECTED | TURBINE PANEL B
KA0246 | 1061979-1 | RELAY, NO FIRE DETECTED | TURBINE PANEL B
KA0247 | 1061979-1 | RELAY, NO FIRE DETECTED | TURBINE PANEL B
KA0248 | 1061979-1 | RELAY, NO EMERGENCY SHUTDOWN SUMMARY | TURBINE PANEL B
KA0249 | 1061979-1 | RELAY, NO GAS DETECTED | TURBINE PANEL B
KA0250 | 1061979-1 | RELAY, NO EMERGENCY SHUTDOWN SUMMARY | TURBINE PANEL B
KA1020 | 1061979-1 | RELAY, IGNITION START | TURBINE PANEL B
KA1235 | 1061979-1 | RELAY, CONTROLLER ACTIVE | TURBINE PANEL B
KA6211 | 1061979-1 | RELAY, DRIVER ENCLOSURE^VENT FAN #1 | TURBINE PANEL B
KT0140 | 2651077-1 | TIMER RELAY, BACKUP PUMP POST LUBE OFF CYCLE | TURBINE PANEL B
KT0141 | 2651077-1 | TIMER RELAY, BACKUP POST LUBE CONTINUOUS | TURBINE PANEL B
KT0142 | 2651077-1 | TIMER RELAY, TOTAL POST LUBE | TURBINE PANEL B
KT0143 | 2651077-1 | TIMER RELAY, BACKUP PUMP POST LUBE ON CYCLE | TURBINE PANEL B
KT0144 | 2651077-1 | TIMER RELAY, HEADER PRESSURE HIGH BACKUP PUMP OFF | TURBINE PANEL B
KT0145 | 2651077-1 | TIMER RELAY, FIRE DETECTED ROLLDOWN LUBE | TURBINE PANEL B
KT0146 | 2651077-3 | TIMER RELAY, WATCHDOG | TURBINE PANEL B
WC0060 | 2684693-54 |  | TURBINE PANEL B
XT0060 | 1066730-7,1066730-8,1067996-4 | TERMINAL BLOCK, SPRING, 4 CONDUCTOR,30-12 AWG (0.05-3.31 MM2),NON-IS | TURBINE PANEL B
XT0070 | 1066730-7,1066730-8,1067996-4 | TERMINAL BLOCK, SPRING, 4 CONDUCTOR,30-12 AWG (0.05-3.31 MM2),NON-IS | TURBINE PANEL B
XT0136 | 1066730-7,1066730-8,1067996-4 | TERMINAL BLOCK, SPRING, 4 CONDUCTOR,30-12 AWG (0.05-3.31 MM2),NON-IS | TURBINE PANEL B
XT0233 | 1066730-7,1066730-8,1067996-4 | TERMINAL BLOCK, SPRING, 4 CONDUCTOR,30-12 AWG (0.05-3.31 MM2),NON-IS | TURBINE PANEL B
XT0235 | 1066730-7,1066730-8,1067996-4 | TERMINAL BLOCK, SPRING, 4 CONDUCTOR,30-12 AWG (0.05-3.31 MM2),NON-IS | TURBINE PANEL B
XT0236 | 1066730-7,1066730-8,1067996-4 | TERMINAL BLOCK, SPRING, 4 CONDUCTOR,30-12 AWG (0.05-3.31 MM2),NON-IS | TURBINE PANEL B
XT0237 | 1066730-10,1066730-9,1067996-4 | DIODE TERMINAL STRIP, 4 CONDUCTOR | TURBINE PANEL B
XT0240 | 1066730-7,1066730-8,1067996-4 | TERMINAL BLOCK, SPRING, 4 CONDUCTOR,30-12 AWG (0.05-3.31 MM2),NON-IS | TURBINE PANEL B