## Blue Labels
(SHT 1) TURBINE BOX^DOOR^JB70 | (SHT 10) JB6310 | (SHT 2) TURBINE BOX^LEFT RAIL^JB70 | (SHT 3) TURBINE BOX^RIGHT RAIL^JB70 | (SHT 4) TURBINE PANEL A | (SHT 5) TURBINE PANEL B | (SHT 6) RIGHT RAIL^JB73 | (SHT 7) HP COMPRESSOR^ONSKID PANEL | (SHT 8) BOP PANEL^JB74 | (SHT 9) JB5
AT1100 | IEG6310 | UA1520 | PC0470 | AR0600 | AF0400 | GR0113 | FU0120 | IEG0257 | HAIEG0110
SB0471 | AU0330 | XT1521 | BA1100 | AP0606 | AF0410 |  | FU0121 | FU0180 | FU0271
SB0473 | AF0331 | XTFGH | FU1101 | AP0605 | AF0420 |  | FU0122 | FU0181 | UV0271
SB0474 | XT0530 | GR1101 | FU1100 | AP0604 | AF0430 |  | AU1200 | FU0184 | UAI1204
SH0470 | XT0330 |  | XT0111 | AP0602 | AF0450 |  | AF1201 | XT0180 | UAI1210
SH0472 | FU0330 |  | FU0291 | AP0601 | XT0400 |  | AF1202 | AU0180 | UAI1211
SA0473 | FU0331 |  | UV0291 | AT0600 | XT0237 |  | AF1203 | AF0181 | UAI1220
SA0474 | GR6312 |  | XT0291 | UV0600 | FU0110 |  | AF1204 | AF0182 | UAI1221
HA0472 | FU6310 |  | AT0680 | AP0603 | FU0113 |  | AF1205 | AF0183 | UAI1230
SH0471 | XT6310 |  | FU0680 | FU0090 | XT0110 |  | AF1206 | AF0184 | UAI1231
SA0471 | KA6310 |  | XT0680 | FU0091 | XT0240 |  | GR0120 | AF0185 | UAI1240
SB0472 | KA6311 |  | GR1100 | FU0092 | FU0070 |  | AF1211 | UV0292 | UAI1241
| KA6312 |  | UA1200 | FU0093 | FU0071 |  | AF1210 | GR0180 | UAI1250
| KA6313 |  |  | XT0090 | XT0070 |  | AF1209 | FU0570 | UAI1251
| KA6314 |  |  | AU0090 | AU0070 |  | AF1208 | XT0570 | UAI1262
| KA6315 |  |  | AF0091 | AF0071 |  | AF1207 | FU0140 | UAI1263
| KA6316 |  |  | AF0092 | AF0072 |  | GR0124 | FU0141 | UAI1272
| KA6317 |  |  | AF0093 | AF0073 |  | KA0120 | FU0142 | UAI1273
| KA6318 |  |  | AF0094 | AF0074 |  | KA4401 | FU0143 | GR0271
| KA6319 |  |  | AF0095 | AF0075 |  | XT0121 | XT0140 | GR0110
| KA6320 |  |  | AF0096 | AF0076 |  | XT0520 | KA0531 | IEG0110
| GR6310 |  |  | KA9000 | GR0233 |  | FU0130 | KA0532
| GR6311 |  |  | KA0135 | KA1020 |  | FU0131 | KA0533
|  |  |  | KA3103 | KA0222 |  | XT0845 | KA0534
|  |  |  | GR0133 | KA2160 |  | GR0845 | KA0535
|  |  |  | FU0010 | KA2161 |  | WC8058 | KA0536
|  |  |  | XT0138 | XT0235 |  | IEG0130 | KA0537
|  |  |  | XT0139 | XT0233 |  | FU0272 | KA0540
|  |  |  | XT0134 | FU0210 |  | UV0272 | KA0541
|  |  |  | XT0135 | FU0211 |  | UAI4460 | KA0571
|  |  |  | XT0012 | FU0212 |  | UAI4461 | KA0572
|  |  |  | GR0131 | FU0060 |  | UAI4470 | KA0573
|  |  |  | XT0013 | FU0061 |  | UAI4471 | XT0572
|  |  |  | FU0011 | FU0062 |  | GR0272 | XT0573
|  |  |  | GR0132 | FU0063 |  | XT0130 | KA7602
|  |  |  | KA0221 | XT0060 |  | XT0500 | KA7621
|  |  |  | FU0080 | KA0235 |  | AF0510 | KA7641
|  |  |  | FU0081 | KA0236 |  | AF0500 | FU0292
|  |  |  | FU0082 | KA0237 |  | HAIEG0130 | XT0392
|  |  |  | XT0080 | KA0238 |  |  | GR0257
|  |  |  | XT0085 | KA0239 |  |  | AU0140
|  |  |  | AU0080 | KA0240 |  |  | AF0141
|  |  |  | AF0081 | KA0248 |  |  | AF0142
|  |  |  | AF0082 | KA0250 |  |  | AF0143
|  |  |  | AF0083 | KA0241 |  |  | AF0144
|  |  |  | AF0084 | KA0242 |  |  | AF0145
|  |  |  | AF0085 | KA0243 |  |  | AF0146
|  |  |  | AF0086 | KA0244 |  |  | FU1212
|  |  |  | AF0087 | KA0246 |  |  | BA1212
|  |  |  | XT0137 | KA0247 |  |  | GR0140
|  |  |  | KA7512 | KA0245
|  |  |  | XT7512 | KA0249
|  |  |  | GR0134 | KA0231
|  |  |  | F0200 | KA0232
|  |  |  | PEG0130 | KA0233
KA0234
AF0066
AF0067
AF0068
GR0232
XT0136
XT0236
KA0130
KA0131
KA0132
KA0141
KA0133
KA0134
KA0144
KA0136
KA0137
KA0138
KT0140
KT0141
KT0142
KT0143
KT0144
KT0145
KT0146
AF0065
AF0064
AF0063
AF0062
AF0061
AU0060
GR0231
IEG0230

## White Labels
(SHT 8) BOP PANEL^JB74 | (SHT 7) HP COMPRESSOR^ONSKID PANEL | (SHT 9) JB5 | (SHT 9) JB5 - JB70 | (SHT 10) JB6310 | (SHT 1) TURBINE BOX^DOOR^JB70 - (SHT 4) TURBINE PANEL A | (SHT 3) TURBINE BOX^RIGHT RAIL^JB70 - (SHT 5) TURBINE PANEL B | (SHT 4) TURBINE PANEL A | (SHT 4) TURBINE PANEL A - (SHT 5) TURBINE PANEL B | (SHT 5) TURBINE PANEL B
AF0143G | AF1203G | IEG01102 | IEG01101 | AU0330G | PEG01304 | IEG023010 | AF0083G | IEG02301 | AF0064G
AF0144G | AF1204G |  |  | GR6310 |  | IEG023014 | AF0084G | IEG023011 | AF0065G
AU0140G | AF1205G |  |  | GR6311 |  |  | AF0085G | IEG02302 | AF0066G
AU0180G | AF1206G |  |  | IEG63102 |  |  | AF0094G | IEG02303 | AF0071G
IEG02571 | AF1208G | [5 empty] | AU0080G | IEG02306 | AF0072G
IEG02572 | AF1209G | [5 empty] | AU0090G |  | AF0073G
IEG02573 | AF1210G | [5 empty] | PEG01301 |  | AF0074G
IEG02574 | AU1200G | [5 empty] | UV0600G |  | AU0060G
IEG02575 | GR0272 | [7 empty] | AU0070G
| IEG01301 | [7 empty] | IEG023012
| IEG01303 | [7 empty] | IEG023013
| IEG01304 | [7 empty] | IEG02304
| IEG01307 | [7 empty] | IEG02305
| IEG01308 | [7 empty] | IEG02308
| XT05001 | [7 empty] | XT04001
XT04002

## Heat Shrink Labels
(SHT 7) HP COMPRESSOR^ONSKID PANEL | (SHT 7) HP COMPRESSOR^ONSKID PANEL - (SHT 5) TURBINE PANEL B | (SHT 9) JB5 - (SHT 5) TURBINE PANEL B | (SHT 2) TURBINE BOX^LEFT RAIL^JB70 - (SHT 5) TURBINE PANEL B | (SHT 3) TURBINE BOX^RIGHT RAIL^JB70 - (SHT 5) TURBINE PANEL B
WC1353 | WC5000 | WC1227 | WC4749 | WC4524
WC1354 |  | WC1328
WC1355 |  | WC1329
WC1356 |  | WC1330
WC1331
WC1332
WC1333
WC1334
WC1335
WC1336
WC1337
WC1338
WC1339
WC1340
WC1341

## BOP PANEL^JB74
BOP PANEL^JB74
Project # | J1490
Project Name | TCE ALCES MC77301 CR
Revision | 0.1
Controls DE | A.GONZALEZ
Phone:
Controls ME
Phone:
From | [5 empty] | To
Device ID | Cable (W) Conductor (SC) Jumper Clip (JC) | Wire No. | Wire ID | Gauge/Size | Page/Zone | Device ID | Location | Page/Zone
XT0140:1 | JC | FU0136 | CLIP | --- | 18.A5 | XT0140:2 | BOP PANEL^JB74 | 18.A5
XT0140:4 | JC | 0V | CLIP | --- | 18.A5 | XT0140:3 | BOP PANEL^JB74 | 18.A5
XT0140:5 | JC | 0V | CLIP | --- | 18.A5 | XT0140:4 | BOP PANEL^JB74 | 18.A5
XT0180:1 | JC | 0V | CLIP | --- | 18.D1 | XT0180:2 | BOP PANEL^JB74 | 18.D1
AF0141:00 | SC | KA053121 | WHT | 20 | 80.A7 | KA0531:21 | BOP PANEL^JB74 | 80.A6
AF0141:04 | SC | KA053211 | WHT | 20 | 81.A7 | KA0532:11 | BOP PANEL^JB74 | 81.A6
AF0141:12 | SC | 014112 | WHT | 20 | 82.B7 | KA7602:14 | BOP PANEL^JB74 | 82.B6
AF0141:14 | SC | KA053111 | WHT | 20 | 79.A7 | KA0531:11 | BOP PANEL^JB74 | 79.A5
AF0141:16 | SC | SV76212 | WHT | 20 | 80.A7 | XT0572:4 | BOP PANEL^JB74 | 80.A5
AF0141:20 | SC | M76412 | WHT | 20 | 81.A7 | XT0572:5 | BOP PANEL^JB74 | 81.A5
AF0141:32 | SC | 014132 | WHT | 20 | 80.A7 | KA7621:11 | BOP PANEL^JB74 | 80.A6
AF0141:36 | SC | 014136 | WHT | 20 | 81.A7 | KA7641:14 | BOP PANEL^JB74 | 81.A6
AF0141:COM | SC | 0V | WHT | 16 | 18.B2 | XT0140:4 | BOP PANEL^JB74 | 18.A5
AF0141:V+ | SC | FU0141 | WHT | 16 | 18.B2 | FU0141:LD | BOP PANEL^JB74 | 18.C1
AF0142:07 | SC | ZSC76112 | WHT | 20 | 79.B7 | XT0572:1 | BOP PANEL^JB74 | 79.B5
AF0142:23 | SC | 014223 | WHT | 20 | 79.B7 | KA0571:A2 | BOP PANEL^JB74 | 79.B6
AF0142:COM | SC | AF0142N | WHT | 16 | 18.B3 | AF0143:COM | BOP PANEL^JB74 | 18.B3
AF0142:COM | SC | AU0140N | WHT | 16 | 18.B3 | AU0140:COM | BOP PANEL^JB74 | 18.B1
AF0142:V+ | SC | AF0142P | WHT | 16 | 18.B3 | AF0143:V+ | BOP PANEL^JB74 | 18.B3
AF0142:V+ | SC | AU0140P | WHT | 16 | 18.B3 | AU0140:V+ | BOP PANEL^JB74 | 18.B1
AF0143:COM | SC | AF0143N | WHT | 16 | 18.B3 | AF0144:COM | BOP PANEL^JB74 | 18.B4
AF0143:SH | SC | AF0143G | GRN | 14 | 18.B3 | AF0144:SH | BOP PANEL^JB74 | 18.B4
AF0143:SH | SC | AU0140G | GRN | 14 | 18.B3 | AU0140:GND | BOP PANEL^JB74 | 18.B1
AF0143:V+ | SC | AF0143P | WHT | 16 | 18.B3 | AF0144:V+ | BOP PANEL^JB74 | 18.B4
AF0144:COM | SC | AF0144N | WHT | 16 | 18.B4 | AF0145:COM | BOP PANEL^JB74 | 18.B5
AF0144:SH | SC | AF0144G | GRN | 14 | 18.B4 | AF0145:SH | BOP PANEL^JB74 | 18.B5
AF0144:V+ | SC | AF0144P | WHT | 16 | 18.B4 | AF0145:V+ | BOP PANEL^JB74 | 18.B5
AF0145:SH | SC | IEG02571 | GRN | 14 | 18.B5 | IEG0257:1 | BOP PANEL^JB74 | 18.C5
AF0146:COM | SC | 0V | WHT | 16 | 18.B6 | XT0140:4 | BOP PANEL^JB74 | 18.A5
AF0146:V+ | SC | FU0142 | WHT | 16 | 18.B6 | FU0142:LD | BOP PANEL^JB74 | 18.C1
AF0181:COM | SC | 0V | WHT | 16 | 18.D2 | XT0180:2 | BOP PANEL^JB74 | 18.D1
AF0181:V+ | SC | FU0181 | WHT | 16 | 18.D2 | FU0181:LD | BOP PANEL^JB74 | 18.D1
AF0182:COM | SC | AF0182N | WHT | 16 | 18.D3 | AF0183:COM | BOP PANEL^JB74 | 18.C3
AF0182:COM | SC | AU0180N | WHT | 16 | 18.D3 | AU0180:COM | BOP PANEL^JB74 | 18.C1
AF0182:V+ | SC | AF0182P | WHT | 16 | 18.D3 | AF0183:V+ | BOP PANEL^JB74 | 18.C3
AF0182:V+ | SC | AU0180P | WHT | 16 | 18.D3 | AU0180:V+ | BOP PANEL^JB74 | 18.C1
AF0183:04 | SC | ZSC76212 | WHT | 20 | 80.B7 | XT0572:2 | BOP PANEL^JB74 | 80.B5
AF0183:05 | SC | ZSC76412 | WHT | 20 | 81.B7 | KA0573:A1 | BOP PANEL^JB74 | 81.B6
AF0183:20 | SC | 018320 | WHT | 20 | 80.B7 | KA0572:A2 | BOP PANEL^JB74 | 80.B6
AF0183:21 | SC | 018321 | WHT | 20 | 81.B7 | KA0573:A2 | BOP PANEL^JB74 | 81.B6
AF0183:COM | SC | AF0183N | WHT | 16 | 18.C3 | AF0185:COM | BOP PANEL^JB74 | 18.D5
AF0183:V+ | SC | AF0183P | WHT | 16 | 18.C3 | AF0185:V+ | BOP PANEL^JB74 | 18.D5
AF0184:00 | SC | 018400 | WHT | 20 | 80.C7 | KA7621:A1 | BOP PANEL^JB74 | 80.C6
AF0184:01 | SC | 018401 | WHT | 20 | 81.C7 | KA7641:A1 | BOP PANEL^JB74 | 81.C6
AF0184:02 | SC | 018402 | WHT | 20 | 82.C7 | KA7602:A1 | BOP PANEL^JB74 | 82.C6
AF0184:16 | SC | 018416 | WHT | 20 | 80.C7 | KA7621:A2 | BOP PANEL^JB74 | 80.C6
AF0184:17 | SC | 018417 | WHT | 20 | 81.C7 | KA7641:A2 | BOP PANEL^JB74 | 81.C6
AF0184:18 | SC | 018418 | WHT | 20 | 82.C7 | KA7602:A2 | BOP PANEL^JB74 | 82.C6
AF0184:COM | SC | 0V | WHT | 16 | 18.C4 | XT0180:1 | BOP PANEL^JB74 | 18.D1
AF0184:V+ | SC | FU0184 | WHT | 16 | 18.C4 | FU0184:LD | BOP PANEL^JB74 | 18.D1
AF0185:SH | SC | IEG02572 | GRN | 14 | 18.D5 | IEG0257:2 | BOP PANEL^JB74 | 18.D5
AF0185:SH | SC | AU0180G | GRN | 14 | 18.D5 | AU0180:GND | BOP PANEL^JB74 | 18.C1
AU0140:COM | SC | 0V | WHT | 16 | 18.B1 | XT0140:3 | BOP PANEL^JB74 | 18.A5
AU0140:V+ | SC | FU0140 | WHT | 16 | 18.B1 | FU0140:LD | BOP PANEL^JB74 | 18.B1
AU0180:COM | SC | 0V | WHT | 16 | 18.C1 | XT0180:1 | BOP PANEL^JB74 | 18.D1
AU0180:V+ | SC | FU0180 | WHT | 16 | 18.C1 | FU0180:LD | BOP PANEL^JB74 | 18.D1
BA1212:NEG | SC | UV0292N | WHT | 16 | 3.A2 | UV0292:OUT1(-) | BOP PANEL^JB74 | 3.B5
BA1212:POS | SC | FU1212LD | WHT | 16 | 3.A2 | FU1212:LD | BOP PANEL^JB74 | 3.A3
FU0140:LI | SC | FU0570 | WHT | 14 | 18.B1 | FU0570:LD | BOP PANEL^JB74 | 18.A4
FU0140:LI | SC | FU0570 | WHT | 14 | 18.B1 | FU0141:LI | BOP PANEL^JB74 | 18.C1
FU0141:LI | SC | FU0570 | WHT | 14 | 18.C1 | FU0142:LI | BOP PANEL^JB74 | 18.C1
FU0142:LI | SC | FU0570 | WHT | 14 | 18.C1 | FU0143:LI | BOP PANEL^JB74 | 18.C1
FU0143:LD | SC | FU0143 | WHT | 14 | 18.C1 | XT0140:7 | BOP PANEL^JB74 | 21.C1
FU0143:LI | SC | FU0570 | WHT | 14 | 18.C1 | FU0180:LI | BOP PANEL^JB74 | 18.D1
FU0180:LI | SC | FU0570 | WHT | 14 | 18.D1 | FU0181:LI | BOP PANEL^JB74 | 18.D1
FU0181:LI | SC | FU0570 | WHT | 14 | 18.D1 | FU0184:LI | BOP PANEL^JB74 | 18.D1
FU0292:LD | SC | FU0136 | WHT | 16 | 3.B4 | XT0140:2 | BOP PANEL^JB74 | 18.A5
FU0292:LI | SC | FU0292 | WHT | 16 | 3.B4 | UV0292:24V(+) | BOP PANEL^JB74 | 3.B5
FU0570:LI | SC | FU0136 | WHT | 14 | 18.A4 | XT0140:1 | BOP PANEL^JB74 | 18.A5
FU1212:LI | SC | UV0292P | WHT | 16 | 3.A3 | UV0292:OUT1(+) | BOP PANEL^JB74 | 3.B5
GR0140: | SC | IEG02573 | GRN | 14 | 4.B4 | IEG0257:4 | BOP PANEL^JB74 | 4.B3
GR0180: | SC | IEG02575 | GRN | 14 | 4.B3 | IEG0257:3 | BOP PANEL^JB74 | 4.B3
GR0257: | SC | IEG02574 | GRN | 14 | 4.B3 | IEG0257:5 | BOP PANEL^JB74 | 4.B3
KA0531:24 | SC | KA053124 | WHT | 20 | 80.A6 | KA0540:A1 | BOP PANEL^JB74 | 80.A5
KA0531:A1 | SC | ESTOP | WHT | 20 | 21.A3 | KA0532:A1 | BOP PANEL^JB74 | 21.B3
KA0531:A1 | SC | ESTOP | WHT | 20 | 21.A3 | XT0140:6 | BOP PANEL^JB74 | 21.A2
KA0531:A2 | SC | 0V | WHT | 20 | 21.A3 | KA0532:A2 | BOP PANEL^JB74 | 21.B3
KA0531:A2 | SC | 0V | WHT | 20 | 21.A3 | KA0536:A2 | BOP PANEL^JB74 | 21.A3
KA0532:14 | SC | KA053214 | WHT | 20 | 81.A6 | KA0541:A1 | BOP PANEL^JB74 | 81.A5
KA0532:A1 | SC | ESTOP | WHT | 20 | 21.B3 | KA0533:A1 | BOP PANEL^JB74 | 21.B3
KA0532:A2 | SC | 0V | WHT | 20 | 21.B3 | KA0533:A2 | BOP PANEL^JB74 | 21.B3
KA0533:11 | SC | FU0143 | WHT | 14 | 21.C2 | XT0140:7 | BOP PANEL^JB74 | 21.C1
KA0533:A1 | SC | ESTOP | WHT | 20 | 21.B3 | KA0534:A1 | BOP PANEL^JB74 | 21.B3
KA0533:A2 | SC | 0V | WHT | 20 | 21.B3 | KA0534:A2 | BOP PANEL^JB74 | 21.B3
KA0534:A1 | SC | ESTOP | WHT | 20 | 21.B3 | KA0537:A1 | BOP PANEL^JB74 | 21.B3
KA0534:A2 | SC | 0V | WHT | 20 | 21.B3 | KA0537:A2 | BOP PANEL^JB74 | 21.B3
KA0535:11 | SC | KA053511 | WHT | 20 | 82.B5 | KA7602:11 | BOP PANEL^JB74 | 82.B6
KA0535:14 | SC | KA053514 | WHT | 20 | 82.B5 | XT0573:1 B2 | BOP PANEL^JB74 | 82.B5
KA0535:A1 | SC | KA0231A1 | WHT | 20 | 21.A3 | KA0536:A1 | BOP PANEL^JB74 | 21.A3
KA0535:A1 | SC | KA0231A1 | WHT | 20 | 21.A3 | XT0140:2 | BOP PANEL^JB74 | 21.A2
KA0535:A2 | SC | 0V | WHT | 16 | 21.A3 | XT0140:5 | BOP PANEL^JB74 | 18.A5
KA0535:A2 | SC | 0V | WHT | 20 | 21.A3 | KA0536:A2 | BOP PANEL^JB74 | 21.A3
KA0536:11 | SC | XT05732B1 | WHT | 20 | 82.B5 | XT0573:2 B1 | BOP PANEL^JB74 | 82.B5
KA0536:12 | SC | KA053612 | WHT | 20 | 82.B5 | XT0573:1 T1 | BOP PANEL^JB74 | 82.B5
KA0536:A1 | SC | KA0231A1 | WHT | 20 | 21.A3 | XT0140:8 | BOP PANEL^JB74 | 21.A2
KA0540:11 | SC | KA054011 | WHT | 20 | 80.A5 | KA7621:14 | BOP PANEL^JB74 | 80.A6
KA0540:A2 | SC | SV76212 | WHT | 20 | 80.A5 | XT0572:4 | BOP PANEL^JB74 | 80.A5
KA0541:11 | SC | KA054111 | WHT | 20 | 81.A5 | KA7641:11 | BOP PANEL^JB74 | 81.A6
KA0541:A2 | SC | M76412 | WHT | 20 | 81.A5 | XT0572:5 | BOP PANEL^JB74 | 81.A5
KA0571:A1 | SC | ZSC76112 | WHT | 20 | 79.B6 | XT0572:1 | BOP PANEL^JB74 | 79.B5
KA0572:11 | SC | KA053312 | WHT | 20 | 21.C3 | KA0573:11 | BOP PANEL^JB74 | 21.C3
KA0572:12 | SC | KA057212 | WHT | 20 | 21.C3 | XT0573:2 B2 | BOP PANEL^JB74 | 82.B5
KA0572:A1 | SC | ZSC76212 | WHT | 20 | 80.B6 | XT0572:2 | BOP PANEL^JB74 | 80.B5
KA0573:11 | SC | KA053312 | WHT | 20 | 21.C3 | KA0533:12 | BOP PANEL^JB74 | 21.C2
KA0573:12 | SC | KA057312 | WHT | 20 | 21.C3 | XT0573:2 T2 | BOP PANEL^JB74 | 82.B5
KA0573:A1 | SC | ZSC76412 | WHT | 20 | 81.B6 | XT0572:3 | BOP PANEL^JB74 | 81.B5
UV0292:24V(-) | SC | 0V | WHT | 16 | 3.B5 | XT0140:4 | BOP PANEL^JB74 | 18.A5
XT0140:1 | SC | FU0136 | WHT | 16 | 18.A5 | XT0570:1 | BOP PANEL^JB74 | 18.A5
XT0140:3 | SC | 0V | WHT | 16 | 18.A5 | XT0570:2 | BOP PANEL^JB74 | 18.A5
XT0180:1 | SC | 0V | WHT | 16 | 18.D1 | XT0140:5 | BOP PANEL^JB74 | 18.A5
AU0140:L2 | WC0014 | AU0140L2 | ENET | CABLE | 2.D3 | AU0180:L1 | BOP PANEL^JB74 | 2.D4
AU0140:L1 | WC0212 | BA1212L2 | ENET | CABLE | 2.D3 | BA1212:L2 | BOP PANEL^JB74 | 2.D2
AF0145:J | WC8059 | AF0145J | CABLE | CABLE | 18.B5 | AF0146:P | BOP PANEL^JB74 | 18.B6
SolarTools ver. 24.0.84.24712 (Jul 31, 2025)
Report date: 4/21/2026 4:01 PM

## HP COMPRESSOR^ONSKID PANEL
HP COMPRESSOR^ONSKID PANEL
Project # | J1490
Project Name | TCE ALCES MC77301 CR
Revision | 0.1
Controls DE | A.GONZALEZ
Phone:
Controls ME
Phone:
From | [5 empty] | To
Device ID | Cable (W) Conductor (SC) Jumper Clip (JC) | Wire No. | Wire ID | Gauge/Size | Page/Zone | Device ID | Location | Page/Zone
XT0121:3 | JC | FU0122 | CLIP | --- | 68.A5 | XT0121:4 | HP COMPRESSOR^ONSKID PANEL | 68.C5
XT0121:7 | JC | 0V | CLIP | --- | 68.A5 | XT0121:8 | HP COMPRESSOR^ONSKID PANEL | 68.C5
XT0130:1 | JC | FU0136 | CLIP | --- | 17.A5 | XT0130:2 | HP COMPRESSOR^ONSKID PANEL | 17.A5
XT0130:4 | JC | 0V | CLIP | --- | 17.A5 | XT0130:3 | HP COMPRESSOR^ONSKID PANEL | 17.A5
XT0130:5 | JC | 0V | CLIP | --- | 17.A5 | XT0130:4 | HP COMPRESSOR^ONSKID PANEL | 17.A5
XT0130:6 | JC | 0V | CLIP | --- | 17.A5 | XT0130:5 | HP COMPRESSOR^ONSKID PANEL | 17.A5
AF0500:12 | SC | XT05001 | GRN | 16 | 17.B3 | XT0500:1 | HP COMPRESSOR^ONSKID PANEL | 17.C2
AF0510:32 | SC | XT05001 | GRN | 16 | 17.B2 | XT0500:1 | HP COMPRESSOR^ONSKID PANEL | 17.C2
AF0510:53 | SC | 0V | WHT | 16 | 17.B2 | XT0130:3 | HP COMPRESSOR^ONSKID PANEL | 17.A5
AF0510:55 | SC | FU0131 | WHT | 16 | 17.B2 | FU0131:LD | HP COMPRESSOR^ONSKID PANEL | 17.C1
AF1201:12 | SC | KA012014 | WHT | 16 | 68.D7 | KA0120:14 | HP COMPRESSOR^ONSKID PANEL | 68.D5
AF1201:COM | SC | 0V | WHT | 16 | 17.D2 | XT0130:4 | HP COMPRESSOR^ONSKID PANEL | 17.A5
AF1201:J | SC | * |  |  | 17.D2 | AF1202:P | HP COMPRESSOR^ONSKID PANEL | 17.D3
AF1201:V+ | SC | FU0121 | WHT | 14 | 17.D2 | FU0121:LD | HP COMPRESSOR^ONSKID PANEL | 17.D1
AF1202:COM | SC | AF1202N | WHT | 20 | 17.D3 | AF1203:COM | HP COMPRESSOR^ONSKID PANEL | 17.D3
AF1202:COM | SC | AU1200N | WHT | 20 | 17.D3 | AU1200:COM | HP COMPRESSOR^ONSKID PANEL | 17.C1
AF1202:J | SC | * |  |  | 17.D3 | AF1203:P | HP COMPRESSOR^ONSKID PANEL | 17.D3
AF1202:V+ | SC | AF1202P | WHT | 20 | 17.D3 | AF1203:V+ | HP COMPRESSOR^ONSKID PANEL | 17.D3
AF1202:V+ | SC | AU1200P | WHT | 20 | 17.D3 | AU1200:V+ | HP COMPRESSOR^ONSKID PANEL | 17.C1
AF1203:COM | SC | AF1203N | WHT | 20 | 17.D3 | AF1204:COM | HP COMPRESSOR^ONSKID PANEL | 17.C4
AF1203:J | SC | * |  |  | 17.D3 | AF1204:P | HP COMPRESSOR^ONSKID PANEL | 17.C4
AF1203:SH | SC | AF1203G | GRN | 14 | 17.D3 | AF1204:SH | HP COMPRESSOR^ONSKID PANEL | 17.C4
AF1203:SH | SC | AU1200G | GRN | 14 | 17.D3 | AU1200:GND | HP COMPRESSOR^ONSKID PANEL | 17.C1
AF1203:V+ | SC | AF1203P | WHT | 20 | 17.D3 | AF1204:V+ | HP COMPRESSOR^ONSKID PANEL | 17.C4
AF1204:COM | SC | AF1204N | WHT | 20 | 17.C4 | AF1205:COM | HP COMPRESSOR^ONSKID PANEL | 17.C4
AF1204:J | SC | * |  |  | 17.C4 | AF1205:P | HP COMPRESSOR^ONSKID PANEL | 17.C4
AF1204:SH | SC | AF1204G | GRN | 14 | 17.C4 | AF1205:SH | HP COMPRESSOR^ONSKID PANEL | 17.C4
AF1204:V+ | SC | AF1204P | WHT | 20 | 17.C4 | AF1205:V+ | HP COMPRESSOR^ONSKID PANEL | 17.C4
AF1205:COM | SC | AF1205N | WHT | 20 | 17.C4 | AF1206:COM | HP COMPRESSOR^ONSKID PANEL | 17.D5
AF1205:J | SC | * |  |  | 17.C4 | AF1206:P | HP COMPRESSOR^ONSKID PANEL | 17.D5
AF1205:SH | SC | AF1205G | GRN | 14 | 17.C4 | AF1206:SH | HP COMPRESSOR^ONSKID PANEL | 17.D5
AF1205:V+ | SC | AF1205P | WHT | 20 | 17.C4 | AF1206:V+ | HP COMPRESSOR^ONSKID PANEL | 17.D5
AF1206:COM | SC | AF1206N | WHT | 20 | 17.D5 | AF1207:COM | HP COMPRESSOR^ONSKID PANEL | 17.C6
AF1206:J | SC | * |  |  | 17.D5 | AF1207:P | HP COMPRESSOR^ONSKID PANEL | 17.C6
AF1206:SH | SC | AF1206G | GRN | 14 | 17.D5 | AF1208:SH | HP COMPRESSOR^ONSKID PANEL | 17.D6
AF1206:V+ | SC | AF1206P | WHT | 20 | 17.D5 | AF1207:V+ | HP COMPRESSOR^ONSKID PANEL | 17.C6
AF1207:02 | SC | 120702 | WHT | 20 | 72.A7 | KA4401:14 | HP COMPRESSOR^ONSKID PANEL | 72.A6
AF1207:18 | SC | 120718 | WHT | 20 | 72.A7 | KA4401:A2 | HP COMPRESSOR^ONSKID PANEL | 72.A6
AF1207:34 | SC | PS44012 | WHT | 20 | 72.A7 | KA4401:11 | HP COMPRESSOR^ONSKID PANEL | 72.A6
AF1207:COM | SC | AF1207N | WHT | 20 | 17.C6 | AF1208:COM | HP COMPRESSOR^ONSKID PANEL | 17.D6
AF1207:J | SC | * |  |  | 17.C6 | AF1208:P | HP COMPRESSOR^ONSKID PANEL | 17.D6
AF1207:V+ | SC | AF1207P | WHT | 20 | 17.C6 | AF1208:V+ | HP COMPRESSOR^ONSKID PANEL | 17.D6
AF1208:07 | SC | TE44351 | WHT | 20 | 66.A7 | AF1208:23 | HP COMPRESSOR^ONSKID PANEL | 66.A7
AF1208:09 | SC | TE44151 | WHT | 20 | 66.B7 | AF1208:25 | HP COMPRESSOR^ONSKID PANEL | 66.B7
AF1208:COM | SC | AF1208N | WHT | 20 | 17.D6 | AF1209:COM | HP COMPRESSOR^ONSKID PANEL | 17.C4
AF1208:SH | SC | AF1208G | GRN | 14 | 17.D6 | AF1209:SH | HP COMPRESSOR^ONSKID PANEL | 17.C4
AF1208:V+ | SC | AF1208P | WHT | 20 | 17.D6 | AF1209:V+ | HP COMPRESSOR^ONSKID PANEL | 17.C4
AF1209:COM | SC | AF1209N | WHT | 20 | 17.C4 | AF1210:COM | HP COMPRESSOR^ONSKID PANEL | 17.C4
AF1209:SH | SC | AF1209G | GRN | 14 | 17.C4 | AF1210:SH | HP COMPRESSOR^ONSKID PANEL | 17.C4
AF1209:V+ | SC | AF1209P | WHT | 20 | 17.C4 | AF1210:V+ | HP COMPRESSOR^ONSKID PANEL | 17.C4
AF1210:COM | SC | AF1210N | WHT | 20 | 17.C4 | AF1211:COM | HP COMPRESSOR^ONSKID PANEL | 17.C5
AF1210:J | SC | * |  |  | 17.C4 | AF1211:P | HP COMPRESSOR^ONSKID PANEL | 17.C5
AF1210:SH | SC | AF1210G | GRN | 14 | 17.C4 | AF1211:SH | HP COMPRESSOR^ONSKID PANEL | 17.C5
AF1210:V+ | SC | AF1210P | WHT | 20 | 17.C4 | AF1211:V+ | HP COMPRESSOR^ONSKID PANEL | 17.C5
AF1211:SH | SC | IEG01303 | GRN | 14 | 17.C5 | IEG0130:3 | HP COMPRESSOR^ONSKID PANEL | 17.C6
AU1200:COM | SC | 0V | WHT | 16 | 17.C1 | XT0130:5 | HP COMPRESSOR^ONSKID PANEL | 17.A5
AU1200:V+ | SC | FU0120 | WHT | 14 | 17.C1 | FU0120:LD | HP COMPRESSOR^ONSKID PANEL | 17.D1
FU0120:LI | SC | FU0130 | WHT | 14 | 17.D1 | FU0131:LI | HP COMPRESSOR^ONSKID PANEL | 17.C1
FU0120:LI | SC | FU0130 | WHT | 14 | 17.D1 | FU0121:LI | HP COMPRESSOR^ONSKID PANEL | 17.D1
FU0121:LI | SC | FU0130 | WHT | 14 | 17.D1 | FU0122:LI | HP COMPRESSOR^ONSKID PANEL | 17.D1
FU0122:LD | SC | FU0122 | WHT | 14 | 17.D1 | XT0121:3 | HP COMPRESSOR^ONSKID PANEL | 68.A5
FU0130:LD | SC | FU0130 | WHT | 14 | 17.A4 | FU0131:LI | HP COMPRESSOR^ONSKID PANEL | 17.C1
FU0130:LI | SC | FU0136 | WHT | 14 | 17.A4 | XT0130:1 | HP COMPRESSOR^ONSKID PANEL | 17.A5
FU0272:LD | SC | UV0272P | WHT | 16 | 65.D6 | UV0272:8+ | HP COMPRESSOR^ONSKID PANEL | 65.D5
FU0272:LI | SC | FU0136 | WHT | 14 | 65.D6 | XT0130:2 | HP COMPRESSOR^ONSKID PANEL | 17.A5
GR0120: | SC | IEG01301 | GRN | 14 | 4.C4 | IEG0130:1 | HP COMPRESSOR^ONSKID PANEL | 4.C4
GR0124: | SC | IEG01307 | GRN | 14 | 4.C5 | IEG0130:2 | HP COMPRESSOR^ONSKID PANEL | 4.C5
GR0272: | SC | GR0272 | GRN/YEL | 16 | 65.C5 | FG1126:1 | HP COMPRESSOR^ONSKID PANEL | 65.C5
GR0845: | SC | GR0845 | GRN/YEL | 14 | 4.C4 | FRAME | HP COMPRESSOR^ONSKID PANEL | 4.C4
HAIEG0130:1 | SC | IEG01308 | GRN | 16 | 65.D5 | UV0272:IE | HP COMPRESSOR^ONSKID PANEL | 65.D5
IEG0130:4 | SC | IEG01304 | GRN | 14 | 17.C3 | XT0500:2 | HP COMPRESSOR^ONSKID PANEL | 17.C3
KA0120:A1 | SC | KA0231A1 | WHT | 14 | 17.B5 | XT0130:7 | HP COMPRESSOR^ONSKID PANEL | 17.B5
KA0120:A2 | SC | 0V | WHT | 16 | 17.B5 | XT0130:9 | HP COMPRESSOR^ONSKID PANEL | 17.B5
KA4401:11 | SC | PS44012 | WHT | 20 | 72.A6 | XT0121:1 | HP COMPRESSOR^ONSKID PANEL | 72.A5
KA4401:A1 | SC | PS44013 | WHT | 20 | 72.A6 | XT0121:2 | HP COMPRESSOR^ONSKID PANEL | 72.A5
UV0272:9- | SC | 0V | WHT | 16 | 65.D5 | XT0130:6 | HP COMPRESSOR^ONSKID PANEL | 17.A5
XT0121:7 | SC | 0V | WHT | 16 | 68.A5 | XT0130:4 | HP COMPRESSOR^ONSKID PANEL | 17.A5
XT0130:4 | SC | 0V | WHT | 20 | 17.A5 | XT0130:9 | HP COMPRESSOR^ONSKID PANEL | 17.B5
XT0130:5 | SC | 0V | WHT | 16 | 17.A5 | XT0520:2 | HP COMPRESSOR^ONSKID PANEL | 17.A5
XT0130:7 | SC | KA0231A1 | WHT | 14 | 17.B5 | XT0520:3 | HP COMPRESSOR^ONSKID PANEL | 17.B5
AF0510:L2 | WC0051 | AF0510L2 | ENET | CABLE | 2.B3 | AU1200:L1 | HP COMPRESSOR^ONSKID PANEL | 2.B5
AF0510:02 | WC1353 | UAI44617 | RED | 20 | 65.B6 | UAI4461:7 | HP COMPRESSOR^ONSKID PANEL | 65.B5
AF0510:04 | WC1353 | UAI44618 | BLK | 20 | 65.B6 | UAI4461:8 | HP COMPRESSOR^ONSKID PANEL | 65.B5
AF0510:19 | WC1353 | UAI4461S | SH | 20 | 65.B6 | FLOATING | HP COMPRESSOR^ONSKID PANEL | 65.B6
AF0510:06 | WC1354 | UAI44607 | RED | 20 | 65.B6 | UAI4460:7 | HP COMPRESSOR^ONSKID PANEL | 65.B5
AF0510:08 | WC1354 | UAI44608 | BLK | 20 | 65.B6 | UAI4460:8 | HP COMPRESSOR^ONSKID PANEL | 65.B5
AF0510:23 | WC1354 | UAI4460S | SH | 20 | 65.B6 | FLOATING | HP COMPRESSOR^ONSKID PANEL | 65.B6
AF0510:10 | WC1355 | UAI44717 | RED | 20 | 65.C6 | UAI4471:7 | HP COMPRESSOR^ONSKID PANEL | 65.C5
AF0510:12 | WC1355 | UAI44718 | BLK | 20 | 65.C6 | UAI4471:8 | HP COMPRESSOR^ONSKID PANEL | 65.C5
AF0510:27 | WC1355 | UAI4471S | SH | 20 | 65.C6 | FLOATING | HP COMPRESSOR^ONSKID PANEL | 65.C6
AF0510:14 | WC1356 | UAI44707 | RED | 20 | 65.C6 | UAI4470:7 | HP COMPRESSOR^ONSKID PANEL | 65.C5
AF0510:16 | WC1356 | UAI44708 | BLK | 20 | 65.C6 | UAI4470:8 | HP COMPRESSOR^ONSKID PANEL | 65.C5
AF0510:31 | WC1356 | UAI4470S | SH | 20 | 65.C6 | FLOATING | HP COMPRESSOR^ONSKID PANEL | 65.C6
AF0500:LBUS | WC8050 | AF0510RBUS | BUS | CABLE | 17.B3 | AF0510:RBUS | HP COMPRESSOR^ONSKID PANEL | 17.B2
AF1208:J | WC8058 | AF1208J | CABLE | CABLE | 17.D6 | AF1209:P | HP COMPRESSOR^ONSKID PANEL | 17.C4
XT0121:1 | SC | PS44012 | WHT | 16 | 72.A5 | XT4875:2 | JB75 | 72.A2
XT0121:2 | SC | PS44013 | WHT | 16 | 72.A5 | XT4875:3 | JB75 | 72.A2
XT0130:1 | SC | FU0136 | WHT | 14 | 17.A5 | XT0110:1 | TURBINE PANEL B | 16.A5
XT0130:3 | SC | 0V | WHT | 16 | 17.A5 | XT0110:3 | TURBINE PANEL B | 16.A5
XT0520:1 | SC | FU0136 | WHT | 14 | 17.A5 | XT0110:1 | TURBINE PANEL B | 16.A5
AF0510:L1 | WC0045 | AF0450L2 | ENET | CABLE | 2.B3 | AF0450:L2 | TURBINE PANEL B | 2.B5
AF0500:02 | WC5000 | AF040013 | CLR | 20 | 65.A6 | AF0400:13 | TURBINE PANEL B | 53.A6
AF0500:03 | WC5000 | AF040015 | BLK | 20 | 65.A6 | AF0400:15 | TURBINE PANEL B | 53.A6
AF0500:07 | WC5000 | AF040020 | SH | 20 | 65.A6 | AF0400:20 | TURBINE PANEL B | 53.A6
SolarTools ver. 24.0.84.24712 (Jul 31, 2025)
Report date: 4/21/2026 4:01 PM

## JB5
JB5
TURBINE VIBRATION^BOX JB5
Project # | J1490
Project Name | TCE ALCES MC77301 CR
Revision | 0.1
Controls DE | A.GONZALEZ
Phone:
Controls ME
Phone:
From | [5 empty] | To
Device ID | Cable (W) Conductor (SC) Jumper Clip (JC) | Wire No. | Wire ID | Gauge/Size | Page/Zone | Device ID | Location | Page/Zone
FU0271:LD | SC | UV0271P | WHT | 16 | 53.D6 | UV0271:8+ | JB5 | 53.D6
GR0110: | SC | GR0110 | GRN/YEL | 14 | 4.A4 | FRAME | JB5 | 4.A4
GR0271: | SC | GR0271 | GRN/YEL | 16 | 53.D5 | FRAME | JB5 | 53.D5
HAIEG0110:1 | SC | IEG01102 | GRN | 16 | 53.D5 | UV0271:IE | JB5 | 53.D6
UAI1204:2 | SC | UAI12041 | WHT | 20 | 53.D5 | UAI1204:3 | JB5 | 53.D5
IEG0110:1 | SC | IEG01101 | GRN | 14 | 16.C6 | XT0400:3 | JB70 | 16.C6
FU0271:LI | SC | FU0136 | WHT | 14 | 53.D6 | XT0110:2 | TURBINE PANEL B | 16.A5
UV0271:9- | SC | 0V | WHT | 16 | 53.D6 | XT0110:4 | TURBINE PANEL B | 16.A5
UAI1204:7 | WC1227 | UAI2047 | RED | 20 | 53.D5 | AF0420:10 | TURBINE PANEL B | 53.D7
UAI1204:8 | WC1227 | UAI12048 | BLK | 20 | 53.D5 | AF0420:12 | TURBINE PANEL B | 53.D7
FLOATING | WC1227 | UAI1204S | SH | 20 | 53.D6 | AF0420:27 | TURBINE PANEL B | 53.D7
UAI1263:7 | WC1328 | UAI12637 | RED | 20 | 52.A5 | AF0400:02 | TURBINE PANEL B | 52.A6
UAI1263:8 | WC1328 | UAI12638 | BLK | 20 | 52.A5 | AF0400:03 | TURBINE PANEL B | 52.A6
FLOATING | WC1328 | UAI1263S | SH | 20 | 52.A6 | AF0400:07 | TURBINE PANEL B | 52.A6
UAI1211:7 | WC1329 | UAI12117 | RED | 20 | 52.B5 | AF0410:02 | TURBINE PANEL B | 52.B6
UAI1211:8 | WC1329 | UAI12118 | BLK | 20 | 52.B5 | AF0410:04 | TURBINE PANEL B | 52.B6
FLOATING | WC1329 | UAI1211S | SH | 20 | 52.B6 | AF0410:19 | TURBINE PANEL B | 52.B6
UAI1210:7 | WC1330 | UAI12107 | RED | 20 | 52.B5 | AF0410:06 | TURBINE PANEL B | 52.B6
UAI1210:8 | WC1330 | UAI12108 | BLK | 20 | 52.B5 | AF0410:08 | TURBINE PANEL B | 52.B6
FLOATING | WC1330 | UAI1210S | SH | 20 | 52.B6 | AF0410:23 | TURBINE PANEL B | 52.B6
UAI1221:7 | WC1331 | UAI12217 | RED | 20 | 52.C5 | AF0410:10 | TURBINE PANEL B | 52.C6
UAI1221:8 | WC1331 | UAI12218 | BLK | 20 | 52.C5 | AF0410:12 | TURBINE PANEL B | 52.C6
FLOATING | WC1331 | UAI1221S | SH | 20 | 52.C6 | AF0410:27 | TURBINE PANEL B | 52.C6
UAI1220:7 | WC1332 | UAI12207 | RED | 20 | 52.C5 | AF0410:14 | TURBINE PANEL B | 52.C6
UAI1220:8 | WC1332 | UAI12208 | BLK | 20 | 52.C5 | AF0410:16 | TURBINE PANEL B | 52.C6
FLOATING | WC1332 | UAI1220S | SH | 20 | 52.C6 | AF0410:31 | TURBINE PANEL B | 52.C6
UAI1231:7 | WC1333 | UAI12317 | RED | 20 | 52.C5 | AF0420:02 | TURBINE PANEL B | 52.C6
UAI1231:8 | WC1333 | UAI12318 | BLK | 20 | 52.C5 | AF0420:04 | TURBINE PANEL B | 52.C6
FLOATING | WC1333 | UAI1231S | SH | 20 | 52.D6 | AF0420:19 | TURBINE PANEL B | 52.C6
UAI1230:7 | WC1334 | UAI12307 | RED | 20 | 52.D5 | AF0420:06 | TURBINE PANEL B | 52.D6
UAI1230:8 | WC1334 | UAI12308 | BLK | 20 | 52.D5 | AF0420:08 | TURBINE PANEL B | 52.D6
FLOATING | WC1334 | UAI1230S | SH | 20 | 52.D6 | AF0420:23 | TURBINE PANEL B | 52.D6
UAI1262:7 | WC1335 | UAI12627 | RED | 20 | 52.D5 | AF0450:10 | TURBINE PANEL B | 52.D6
UAI1262:8 | WC1335 | UAI12628 | BLK | 20 | 52.D5 | AF0450:12 | TURBINE PANEL B | 52.D6
FLOATING | WC1335 | UAI1262S | SH | 20 | 52.D6 | AF0450:27 | TURBINE PANEL B | 52.D6
UAI1273:7 | WC1336 | UAI12737 | RED | 20 | 53.A5 | AF0400:05 | TURBINE PANEL B | 53.A6
UAI1273:8 | WC1336 | UAI12738 | BLK | 20 | 53.A5 | AF0400:06 | TURBINE PANEL B | 53.A6
FLOATING | WC1336 | UAI1273S | SH | 20 | 53.A6 | AF0400:11 | TURBINE PANEL B | 53.A6
UAI1241:7 | WC1337 | UAI12417 | RED | 20 | 53.B5 | AF0430:02 | TURBINE PANEL B | 53.B6
UAI1241:8 | WC1337 | UAI12418 | BLK | 20 | 53.B5 | AF0430:04 | TURBINE PANEL B | 53.B6
FLOATING | WC1337 | UAI1241S | SH | 20 | 53.B6 | AF0430:19 | TURBINE PANEL B | 53.B6
UAI1240:7 | WC1338 | UAI12407 | RED | 20 | 53.B5 | AF0430:06 | TURBINE PANEL B | 53.B6
UAI1240:8 | WC1338 | UAI12408 | BLK | 20 | 53.B5 | AF0430:08 | TURBINE PANEL B | 53.B6
FLOATING | WC1338 | UAI1240S | SH | 20 | 53.B6 | AF0430:23 | TURBINE PANEL B | 53.B6
UAI1251:7 | WC1339 | UAI12517 | RED | 20 | 53.B5 | AF0430:10 | TURBINE PANEL B | 53.B6
UAI1251:8 | WC1339 | UAI12518 | BLK | 20 | 53.B5 | AF0430:12 | TURBINE PANEL B | 53.B6
FLOATING | WC1339 | UAI1251S | SH | 20 | 53.C6 | AF0430:27 | TURBINE PANEL B | 53.B6
UAI1250:7 | WC1340 | UAI12507 | RED | 20 | 53.C5 | AF0430:14 | TURBINE PANEL B | 53.C6
UAI1250:8 | WC1340 | UAI12508 | BLK | 20 | 53.C5 | AF0430:16 | TURBINE PANEL B | 53.C6
FLOATING | WC1340 | UAI1250S | SH | 20 | 53.C6 | AF0430:31 | TURBINE PANEL B | 53.C6
UAI1272:7 | WC1341 | UAI12727 | RED | 20 | 53.C5 | AF0450:14 | TURBINE PANEL B | 53.C6
UAI1272:8 | WC1341 | UAI12728 | BLK | 20 | 53.C5 | AF0450:16 | TURBINE PANEL B | 53.C6
FLOATING | WC1341 | UAI1272S | SH | 20 | 53.C6 | AF0450:31 | TURBINE PANEL B | 53.C6
SolarTools ver. 24.0.84.24712 (Jul 31, 2025)
Report date: 4/21/2026 4:01 PM

## JB6310
JB6310
AIR FILTER^CLEANER BOX^JB6310
Project # | J1490
Project Name | TCE ALCES MC77301 CR
Revision | 0.1
Controls DE | A.GONZALEZ
Phone:
Controls ME
Phone:
From | [5 empty] | To
Device ID | Cable (W) Conductor (SC) Jumper Clip (JC) | Wire No. | Wire ID | Gauge/Size | Page/Zone | Device ID | Location | Page/Zone
XT0330:1 | JC | FU0210 | CLIP | --- | 19.A5 | XT0330:2 | JB6310 | 19.A5
XT0330:4 | JC | 0V | CLIP | --- | 19.A5 | XT0330:3 | JB6310 | 19.A5
AF0331:00 | SC | 033100 | WHT | 20 | 76.A7 | KA6310:A1 | JB6310 | 76.A6
AF0331:01 | SC | 033101 | WHT | 20 | 76.B7 | KA6311:A1 | JB6310 | 76.B6
AF0331:02 | SC | 033102 | WHT | 20 | 76.C7 | KA6312:A1 | JB6310 | 76.C6
AF0331:03 | SC | 033103 | WHT | 20 | 76.C7 | KA6313:A1 | JB6310 | 76.C6
AF0331:04 | SC | 033104 | WHT | 20 | 76.D7 | KA6314:A1 | JB6310 | 76.D6
AF0331:05 | SC | 033105 | WHT | 20 | 77.A7 | KA6315:A1 | JB6310 | 77.A6
AF0331:06 | SC | 033106 | WHT | 20 | 77.B7 | KA6316:A1 | JB6310 | 77.B6
AF0331:07 | SC | 033107 | WHT | 20 | 77.B7 | KA6317:A1 | JB6310 | 77.B6
AF0331:08 | SC | 033108 | WHT | 20 | 77.C7 | KA6318:A1 | JB6310 | 77.C6
AF0331:09 | SC | 033109 | WHT | 20 | 77.D7 | KA6319:A1 | JB6310 | 77.D6
AF0331:10 | SC | 033110 | WHT | 20 | 77.D7 | KA6320:A1 | JB6310 | 77.D6
AF0331:16 | SC | 033116 | WHT | 20 | 76.A7 | KA6310:A2 | JB6310 | 76.A6
AF0331:17 | SC | 033117 | WHT | 20 | 76.B7 | KA6311:A2 | JB6310 | 76.B6
AF0331:18 | SC | 033118 | WHT | 20 | 76.C7 | KA6312:A2 | JB6310 | 76.C6
AF0331:19 | SC | 033119 | WHT | 20 | 76.C7 | KA6313:A2 | JB6310 | 76.C6
AF0331:20 | SC | 033120 | WHT | 20 | 76.D7 | KA6314:A2 | JB6310 | 76.D6
AF0331:21 | SC | 033121 | WHT | 20 | 77.A7 | KA6315:A2 | JB6310 | 77.A6
AF0331:22 | SC | 033122 | WHT | 20 | 77.B7 | KA6316:A2 | JB6310 | 77.B6
AF0331:23 | SC | 033123 | WHT | 20 | 77.B7 | KA6317:A2 | JB6310 | 77.B6
AF0331:24 | SC | 033124 | WHT | 20 | 77.C7 | KA6318:A2 | JB6310 | 77.C6
AF0331:25 | SC | 033125 | WHT | 20 | 77.D7 | KA6319:A2 | JB6310 | 77.D6
AF0331:26 | SC | 033126 | WHT | 20 | 77.D7 | KA6320:A2 | JB6310 | 77.D6
AF0331:COM | SC | AU0330N | WHT | 16 | 19.B2 | AU0330:COM | JB6310 | 19.B1
AF0331:V+ | SC | AU0330P | WHT | 16 | 19.B2 | AU0330:V+ | JB6310 | 19.B1
AU0330:COM | SC | 0V | WHT | 14 | 19.B1 | XT0330:3 | JB6310 | 19.A5
AU0330:GND | SC | AU0330G | GRN | 14 | 19.B1 | IEG6310:1 | JB6310 | 19.C2
AU0330:V+ | SC | FU0330 | WHT | 16 | 19.B1 | FU0330:LD | JB6310 | 19.B1
FU0330:LI | SC | FU0210 | WHT | 14 | 19.B1 | XT0330:1 | JB6310 | 19.A5
FU0330:LI | SC | FU0210 | WHT | 14 | 19.B1 | FU0331:LI | JB6310 | 19.C1
FU6310:LD | SC | FU6310 | WHT | 14 | 76.A6 | XT6310:1 | JB6310 | 76.A5
FU6310:LI | SC | FU0210 | WHT | 14 | 76.A6 | XT0330:2 | JB6310 | 19.A5
GR6310: | SC | GR6310 | GRN/YEL | 14 | 4.C5 | FG1125:2 | JB6310 | 4.C5
GR6311: | SC | GR6311 | GRN/YEL | 14 | 4.C4 | FG1125:1 | JB6310 | 4.C4
GR6312: | SC | IEG63102 | GRN | 14 | 4.D4 | IEG6310:2 | JB6310 | 4.D4
KA6310:11 | SC | FU6310 | WHT | 14 | 76.A4 | XT6310:1 | JB6310 | 76.A5
KA6311:11 | SC | KA631111 | WHT | 14 | 76.B4 | XT6310:3 | JB6310 | 76.B5
KA6312:11 | SC | KA631211 | WHT | 14 | 76.C4 | XT6310:5 | JB6310 | 76.C5
KA6313:11 | SC | KA631311 | WHT | 14 | 76.C4 | XT6310:7 | JB6310 | 76.C5
KA6314:11 | SC | KA631411 | WHT | 14 | 76.D4 | XT6310:9 | JB6310 | 76.D5
KA6315:11 | SC | KA631511 | WHT | 14 | 77.A4 | XT6310:11 | JB6310 | 77.A5
KA6316:11 | SC | KA631611 | WHT | 14 | 77.B4 | XT6310:13 | JB6310 | 77.B5
KA6317:11 | SC | KA631711 | WHT | 14 | 77.B4 | XT6310:15 | JB6310 | 77.B5
KA6318:11 | SC | KA631811 | WHT | 14 | 77.C4 | XT6310:17 | JB6310 | 77.C5
KA6319:11 | SC | KA631911 | WHT | 14 | 77.D4 | XT6310:19 | JB6310 | 77.D5
KA6320:11 | SC | KA632011 | WHT | 14 | 77.D4 | XT6310:21 | JB6310 | 77.D5
XT0330:1 | SC | FU0210 | WHT | 14 | 19.A5 | XT0530:1 | JB6310 | 19.A5
XT0330:3 | SC | 0V | WHT | 14 | 19.A5 | XT0530:2 | JB6310 | 19.A5
XT6310:2 | SC | 0V | WHT | 14 | 76.B5 | XT0330:4 | JB6310 | 19.A5
SolarTools ver. 24.0.84.24712 (Jul 31, 2025)
Report date: 4/21/2026 4:01 PM

## RIGHT RAIL^JB73
RIGHT RAIL^JB73
Project # | J1490
Project Name | TCE ALCES MC77301 CR
Revision | 0.1
Controls DE | A.GONZALEZ
Phone:
Controls ME
Phone:
From | [5 empty] | To
Device ID | Cable (W) Conductor (SC) Jumper Clip (JC) | Wire No. | Wire ID | Gauge/Size | Page/Zone | Device ID | Location | Page/Zone
GR0113: | SC | GR0113 | GRN/YEL | 14 | 4.C5 | FRAME | RIGHT RAIL^JB73 | 4.C5
Report date: 4/21/2026 4:01 PM |  |  |  |  | SolarTools ver. 24.0.84.24712 (Jul 31, 2025)

## TURBINE BOX^DOOR^JB70
TURBINE BOX^DOOR^JB70
Project # | J1490
Project Name | TCE ALCES MC77301 CR
Revision | 0.1
Controls DE | A.GONZALEZ
Phone:
Controls ME
Phone:
From | [5 empty] | To
Device ID | Cable (W) Conductor (SC) Jumper Clip (JC) | Wire No. | Wire ID | Gauge/Size | Page/Zone | Device ID | Location | Page/Zone
AT1100:NEG | SC | 0V | WHT | 14 | 24.D3 | XT0111:2 | TURBINE BOX^RIGHT RAIL^JB70 | 24.D4
AT1100:POS | SC | FU1100 | WHT | 14 | 24.D3 | FU1100:LD | TURBINE BOX^RIGHT RAIL^JB70 | 24.D3
AT1100:L1 | WC0101 | BA1100DEVICE | ENET | CABLE | 24.D3 | BA1100:DEVICE | TURBINE BOX^RIGHT RAIL^JB70 | 24.D1
AT1100:GND | SC | PEG01304 | GRN/YEL | 14 | 24.D3 | PEG0130:4 | TURBINE PANEL A | 24.D6
SA0473:11 | SC | SA047311 | WHT | 20 | 22.D1 | AF0087:37 | TURBINE PANEL A | 22.D7
SA0473:12 | SC | SA047312 | WHT | 20 | 22.D1 | AF0087:05 | TURBINE PANEL A | 22.D7
SA0473:13 | SC | SA047313 | WHT | 20 | 22.D1 | AF0087:38 | TURBINE PANEL A | 22.D7
SA0473:14 | SC | SA047314 | WHT | 20 | 22.D1 | AF0087:06 | TURBINE PANEL A | 22.D7
SA0474:B1-13 | SC | SA0474B113 | WHT | 20 | 22.C1 | AF0087:45 | TURBINE PANEL A | 22.C7
SA0474:B1-14 | SC | SA0474B114 | WHT | 20 | 22.C1 | AF0087:13 | TURBINE PANEL A | 22.C7
SA0474:B2-13 | SC | SA0474B213 | WHT | 20 | 22.C1 | AF0087:44 | TURBINE PANEL A | 22.C7
SA0474:B2-14 | SC | SA0474B214 | WHT | 20 | 22.C1 | AF0087:12 | TURBINE PANEL A | 22.C7
HA0472:BLK-1 | WC5072 | HA04721 | 1 | 18 | 20.C1 | AF0092:28 | TURBINE PANEL A | 20.C7
HA0472:BLK-2 | WC5072 | HA04722 | 2 | 18 | 20.C1 | AF0092:12 | TURBINE PANEL A | 20.C7
SolarTools ver. 24.0.84.24712 (Jul 31, 2025)
Report date: 4/21/2026 4:01 PM

## TURBINE BOX^LEFT RAIL^JB70
TURBINE BOX^LEFT RAIL^JB70
Project # | J1490
Project Name | TCE ALCES MC77301 CR
Revision | 0.1
Controls DE | A.GONZALEZ
Phone:
Controls ME
Phone:
From | [5 empty] | To
Device ID | Cable (W) Conductor (SC) Jumper Clip (JC) | Wire No. | Wire ID | Gauge/Size | Page/Zone | Device ID | Location | Page/Zone
GR1101: | SC | GR1101 | GRN/YEL | 14 | 4.A6 | FRAME | TURBINE BOX^LEFT RAIL^JB70 | 4.A5
UA1520:+24 | WC4749 | UA15201 | RED | 20 | 38.A5 | AF0450:05 | TURBINE PANEL B | 38.A7
UA1520:OUT | WC4749 | UA15202 | CLR | 20 | 38.A5 | AF0450:06 | TURBINE PANEL B | 38.A7
UA1520:COM | WC4749 | UA15203 | BLK | 20 | 38.A5 | AF0450:08 | TURBINE PANEL B | 38.A7
XT1521:1 | WC4749 | PE1520S | SH | 20 | 38.A5 | AF0450:23 | TURBINE PANEL B | 38.A7
SolarTools ver. 24.0.84.24712 (Jul 31, 2025)
Report date: 4/21/2026 4:01 PM

## TURBINE BOX^RIGHT RAIL^JB70
TURBINE BOX^RIGHT RAIL^JB70
Project # | J1490
Project Name | TCE ALCES MC77301 CR
Revision | 0.1
Controls DE | A.GONZALEZ
Phone:
Controls ME
Phone:
From | [5 empty] | To
Device ID | Cable (W) Conductor (SC) Jumper Clip (JC) | Wire No. | Wire ID | Gauge/Size | Page/Zone | Device ID | Location | Page/Zone
AT0680:NEG | SC | 0V | WHT | 14 | 5.C3 | XT0680:2 | TURBINE BOX^RIGHT RAIL^JB70 | 5.D3
AT0680:POS | SC | AT0680POS | WHT | 14 | 5.C3 | XT0680:1 | TURBINE BOX^RIGHT RAIL^JB70 | 5.D3
BA1100:NEG | SC | UV0291N | WHT | 16 | 24.D1 | UV0291:OUT1(-) | TURBINE BOX^RIGHT RAIL^JB70 | 24.C5
BA1100:POS | SC | FU1101 | WHT | 16 | 24.D1 | FU1101:LD | TURBINE BOX^RIGHT RAIL^JB70 | 24.C2
FU0291:LD | SC | FU0291 | WHT | 16 | 24.C5 | UV0291:24V(+) | TURBINE BOX^RIGHT RAIL^JB70 | 24.C5
FU0291:LI | SC | FU0136 | WHT | 14 | 24.C5 | FU1100:LI | TURBINE BOX^RIGHT RAIL^JB70 | 24.D3
FU0680:LD | SC | AT0680POS | WHT | 14 | 5.D2 | XT0680:1 | TURBINE BOX^RIGHT RAIL^JB70 | 5.D3
FU1101:LI | SC | UV0291P | WHT | 16 | 24.C2 | UV0291:OUT1(+) | TURBINE BOX^RIGHT RAIL^JB70 | 24.C5
PC0470:INP_B | SC | 009312 | WHT | 20 | 24.A5 | PC0470:INP_A | TURBINE BOX^RIGHT RAIL^JB70 | 24.A5
UA1200:J1-8 | SC | UA1200J | WHT | 20 | 50.B6 | UA1200:J3-5 | TURBINE BOX^RIGHT RAIL^JB70 | 50.B6
UV0291:24V(-) | SC | 0V | WHT | 14 | 24.C5 | XT0111:2 | TURBINE BOX^RIGHT RAIL^JB70 | 24.D4
FU1100:LD | SC | FU1100 | WHT | 14 | 24.D3 | AT1100:POS | TURBINE BOX^DOOR^JB70 | 24.D3
XT0111:2 | SC | 0V | WHT | 14 | 24.D4 | AT1100:NEG | TURBINE BOX^DOOR^JB70 | 24.D3
BA1100:DEVICE | WC0101 | BA1100DEVICE | ENET | CABLE | 24.D1 | AT1100:L1 | TURBINE BOX^DOOR^JB70 | 24.D3
PC0470:+PWR | SC | 009344 | WHT | 20 | 24.A5 | AF0093:44 | TURBINE PANEL A | 24.A6
PC0470:INP_B | SC | 009312 | WHT | 20 | 24.A5 | AF0093:12 | TURBINE PANEL A | 24.A6
PC0470:-PWR | SC | 009328 | WHT | 20 | 24.A5 | AF0093:28 | TURBINE PANEL A | 24.A6
UA1200:J2-7 | SC | UA1200J27 | WHT | 20 | 15.B3 | AF0081:19 | TURBINE PANEL A | 15.C7
BA1100:L2 | WC0010 | BA1100L2 | ENET | CABLE | 2.A1 | AP0602:L1 | TURBINE PANEL A | 2.A2
AT0680:LAN1 | WC0680 | AP0606L1 | ENET | CABLE | 5.A2 | AP0606:L1 | TURBINE PANEL A | 5.A1
FU0680:LI | SC | FU0210 | WHT | 16 | 5.D2 | XT0233:3 | TURBINE PANEL B | 12.C4
GR1100: | SC | IEG023014 | GRN | 14 | 4.A5 | IEG0230:14 | TURBINE PANEL B | 4.A4
UA1200:J1-10 | SC | FU0212 | WHT | 20 | 15.B3 | XT0233:4 | TURBINE PANEL B | 15.D5
UA1200:J1-4 | SC | UA1200J14 | WHT | 20 | 15.B3 | AF0076:11 | TURBINE PANEL B | 15.C7
UA1200:J1-5 | SC | UA1200J15 | WHT | 20 | 15.B3 | XT0237:1 B1 | TURBINE PANEL B | 15.C5
UA1200:J1-9 | SC | 0V | WHT | 20 | 15.B3 | XT0235:4 | TURBINE PANEL B | 15.D5
UA1200:J2-1 | SC | UA1200J21 | WHT | 20 | 15.B3 | XT0060:3 | TURBINE PANEL B | 15.D5
UA1200:J2-2 | SC | FU0212 | WHT | 20 | 15.B3 | XT0233:4 | TURBINE PANEL B | 15.D5
UA1200:J2-6 | SC | UA1200J26 | WHT | 20 | 15.B3 | KA0130:A2 | TURBINE PANEL B | 15.C5
UA1200:J3-4 | SC | IEG023010 | GRN | 16 | 15.B3 | IEG0230:10 | TURBINE PANEL B | 15.D6
XT0680:2 | SC | 0V | WHT | 16 | 5.D3 | XT0235:3 | TURBINE PANEL B | 12.D4
UA1200:J1-3 | WC4524 | UA1200J13 | RED | 20 | 15.B3 | AF0065:12 | TURBINE PANEL B | 15.B7
UA1200:J1-1 | WC4524 | UA1200J11 | BLK | 20 | 15.B3 | AF0065:28 | TURBINE PANEL B | 15.B7
FLOATING | WC4524 | UA1200S | SH | 20 | 15.B3 | AF0065:60 | TURBINE PANEL B | 15.B7
SolarTools ver. 24.0.84.24712 (Jul 31, 2025)
Report date: 4/21/2026 4:01 PM

## TURBINE PANEL A
TURBINE PANEL A
Project # | J1490
Project Name | TCE ALCES MC77301 CR
Revision | 0.1
Controls DE | A.GONZALEZ
Phone:
Controls ME
Phone:
From | [5 empty] | To
Device ID | Cable (W) Conductor (SC) Jumper Clip (JC) | Wire No. | Wire ID | Gauge/Size | Page/Zone | Device ID | Location | Page/Zone
XT0080:1 | JC | 0V | CLIP | --- | 9.D1 | XT0080:2 | TURBINE PANEL A | 9.D1
XT0080:2 | JC | 0V | CLIP | --- | 9.D1 | XT0080:3 | TURBINE PANEL A | 9.D1
XT0090:1 | JC | 0V | CLIP | --- | 9.B1 | XT0090:2 | TURBINE PANEL A | 9.B1
AF0081:07 | SC | SB75122 | WHT | 20 | 23.D7 | XT7512:2 | TURBINE PANEL A | 23.D5
AF0081:23 | SC | KA7512A2 | WHT | 20 | 23.D7 | KA7512:A2 | TURBINE PANEL A | 23.D6
AF0081:39 | SC | SB75121 | WHT | 20 | 23.D7 | XT7512:1 | TURBINE PANEL A | 23.D5
AF0081:COM | SC | AU0080N | WHT | 20 | 9.C2 | AU0080:COM | TURBINE PANEL A | 9.C2
AF0081:V+ | SC | AU0080P | WHT | 20 | 9.C2 | AU0080:V+ | TURBINE PANEL A | 9.C2
AF0082:COM | SC | 0V | WHT | 14 | 9.D3 | XT0080:2 | TURBINE PANEL A | 9.D1
AF0082:COM | SC | AF0082N | WHT | 20 | 9.D3 | AF0083:COM | TURBINE PANEL A | 9.D3
AF0082:V+ | SC | FU0081 | WHT | 14 | 9.D3 | FU0081:LD | TURBINE PANEL A | 9.D1
AF0082:V+ | SC | AF0082P | WHT | 20 | 9.D3 | AF0083:V+ | TURBINE PANEL A | 9.D3
AF0083:COM | SC | AF0083N | WHT | 20 | 9.D3 | AF0084:COM | TURBINE PANEL A | 9.D4
AF0083:SH | SC | AF0083G | GRN | 14 | 9.D3 | AF0084:SH | TURBINE PANEL A | 9.D4
AF0083:SH | SC | AU0080G | GRN | 14 | 9.D3 | AU0080:GND | TURBINE PANEL A | 9.C2
AF0083:V+ | SC | AF0083P | WHT | 20 | 9.D3 | AF0084:V+ | TURBINE PANEL A | 9.D4
AF0084:COM | SC | AF0084N | WHT | 20 | 9.D4 | AF0085:COM | TURBINE PANEL A | 9.D5
AF0084:SH | SC | AF0084G | GRN | 14 | 9.D4 | AF0085:SH | TURBINE PANEL A | 9.D5
AF0084:V+ | SC | AF0084P | WHT | 20 | 9.D4 | AF0085:V+ | TURBINE PANEL A | 9.D5
AF0085:COM | SC | AF0085N | WHT | 20 | 9.D5 | AF0086:COM | TURBINE PANEL A | 9.D5
AF0085:SH | SC | AF0085G | GRN | 14 | 9.D5 | AF0086:SH | TURBINE PANEL A | 9.D5
AF0085:V+ | SC | AF0085P | WHT | 20 | 9.D5 | AF0086:V+ | TURBINE PANEL A | 9.D5
AF0086:COM | SC | AF0086N | WHT | 20 | 9.D5 | AF0087:COM | TURBINE PANEL A | 9.D6
AF0086:V+ | SC | AF0086P | WHT | 20 | 9.D5 | AF0087:V+ | TURBINE PANEL A | 9.D6
AF0091:COM | SC | AF0091N | WHT | 20 | 9.B2 | AF0094:COM | TURBINE PANEL A | 9.B4
AF0091:COM | SC | AU0090N | WHT | 20 | 9.B2 | AU0090:COM | TURBINE PANEL A | 9.A2
AF0091:V+ | SC | AF0091P | WHT | 20 | 9.B2 | AF0094:V+ | TURBINE PANEL A | 9.B4
AF0091:V+ | SC | AU0090P | WHT | 20 | 9.B2 | AU0090:V+ | TURBINE PANEL A | 9.A2
AF0092:COM | SC | 0V | WHT | 14 | 9.B3 | XT0090:2 | TURBINE PANEL A | 9.B1
AF0092:V+ | SC | FU0091 | WHT | 14 | 9.B3 | FU0091:LD | TURBINE PANEL A | 9.B1
AF0093:00 | SC | 009300 | WHT | 20 | 23.A6 | KA9000:A1 | TURBINE PANEL A | 23.A6
AF0093:16 | SC | 009316 | WHT | 20 | 23.A6 | KA9000:A2 | TURBINE PANEL A | 23.A6
AF0093:COM | SC | 0V | WHT | 14 | 9.B3 | XT0090:2 | TURBINE PANEL A | 9.B1
AF0093:V+ | SC | FU0092 | WHT | 14 | 9.B3 | FU0092:LD | TURBINE PANEL A | 9.B1
AF0094:00 | SC | 009400 | WHT | 20 | 11.A7 | XT0085:2 | TURBINE PANEL A | 11.A6
AF0094:01 | SC | 0V | WHT | 20 | 11.A7 | XT0085:3 | TURBINE PANEL A | 11.B6
AF0094:COM | SC | AF0094N | WHT | 20 | 9.B4 | AF0096:COM | TURBINE PANEL A | 9.B5
AF0094:SH | SC | AF0094G | GRN | 14 | 9.B4 | AF0096:SH | TURBINE PANEL A | 9.B5
AF0094:SH | SC | AU0090G | GRN | 14 | 9.B4 | AU0090:GND | TURBINE PANEL A | 9.A2
AF0094:V+ | SC | AF0094P | WHT | 20 | 9.B4 | AF0096:V+ | TURBINE PANEL A | 9.B5
AF0095:02 | SC | 009502 | WHT | 20 | 43.A7 | KA0221:14 | TURBINE PANEL A | 43.A6
AF0095:04 | SC | 009504 | WHT | 20 | 62.A7 | KA3103:A1 | TURBINE PANEL A | 62.A5
AF0095:20 | SC | 009520 | WHT | 20 | 62.A7 | KA3103:A2 | TURBINE PANEL A | 62.A5
AF0095:COM | SC | 0V | WHT | 14 | 9.B5 | XT0090:2 | TURBINE PANEL A | 9.B1
AF0095:V+ | SC | FU0093 | WHT | 14 | 9.B5 | FU0093:LD | TURBINE PANEL A | 9.B1
AR0600:IE1 | SC | UV0600G | GRN | 14 | 8.A1 | UV0600:GND | TURBINE PANEL A | 8.B2
AU0080:COM | SC | 0V | WHT | 14 | 9.C2 | XT0080:1 | TURBINE PANEL A | 9.D1
AU0080:V+ | SC | FU0080 | WHT | 14 | 9.C2 | FU0080:LD | TURBINE PANEL A | 9.D1
AU0090:COM | SC | 0V | WHT | 14 | 9.A2 | XT0090:1 | TURBINE PANEL A | 9.B1
AU0090:V+ | SC | FU0090 | WHT | 14 | 9.A2 | FU0090:LD | TURBINE PANEL A | 9.B1
F0200:GND | SC | PEG01301 | GRN/YEL | 12 | 11.B2 | PEG0130:1 | TURBINE PANEL A | 11.B3
F0200:LD - | SC | 0V | WHT | 20 | 11.B2 | XT0012:3 | TURBINE PANEL A | 11.B3
F0200:LD + | SC | 24V | WHT | 10 | 11.B2 | XT0012:1 | TURBINE PANEL A | 11.B3
F0200:LI - | SC | 521NEG | WHT | 10 | 11.B2 | XT0013:1 | TURBINE PANEL A | 11.B2
F0200:LI + | SC | FU0011LD | WHT | 10 | 11.B2 | FU0011:LD | TURBINE PANEL A | 11.B2
FU0010:LD | SC | FU0010 | WHT | 14 | 12.A5 | UV0600:(+) | TURBINE PANEL A | 8.B2
FU0080:LI | SC | FU0137 | WHT | 14 | 9.D1 | FU0081:LI | TURBINE PANEL A | 9.D1
FU0081:LI | SC | FU0137 | WHT | 14 | 9.D1 | FU0082:LI | TURBINE PANEL A | 9.D1
FU0090:LI | SC | FU0137 | WHT | 14 | 9.B1 | FU0091:LI | TURBINE PANEL A | 9.B1
FU0091:LI | SC | FU0137 | WHT | 14 | 9.B1 | FU0092:LI | TURBINE PANEL A | 9.B1
FU0092:LI | SC | FU0137 | WHT | 14 | 9.B1 | FU0093:LI | TURBINE PANEL A | 9.B1
GR0131: | SC | GR0131 | GRN/YEL | 14 | 4.A3 | FRAME | TURBINE PANEL A | 4.A3
GR0132: | SC | GR0132 | GRN/YEL | 14 | 4.A3 | FRAME | TURBINE PANEL A | 4.A3
KA7512:A1 | SC | SB75122 | WHT | 20 | 23.D6 | XT7512:2 | TURBINE PANEL A | 23.D5
RR0851: -3.01K OHM | SC | FU0137 | LEAD | --- | 11.A6 | XT0085:1 | TURBINE PANEL A | 11.A6
RR0851: -3.01K OHM | SC | 009400 | LEAD | --- | 11.A6 | XT0085:2 | TURBINE PANEL A | 11.A6
RR0852: -1.0K OHM | SC | 0V | LEAD | --- | 11.B6 | XT0085:3 | TURBINE PANEL A | 11.B6
RR0852: -1.0K OHM | SC | 009400 | LEAD | --- | 11.B6 | XT0085:2 | TURBINE PANEL A | 11.A6
AP0602:L2 | WC0001 | AP0602L2 | ENET | CABLE | 2.A2 | AP0603:L1 | TURBINE PANEL A | 2.A3
AP0603:L2 | WC0003 | AP0603L2 | ENET | CABLE | 2.A3 | AU0090:L1 | TURBINE PANEL A | 2.A4
AU0080:L1 | WC0009 | AU0090L2 | ENET | CABLE | 2.A4 | AU0090:L2 | TURBINE PANEL A | 2.A4
AF0081:04 | SC | SB047222 | WHT | 20 | 22.B7 | SB0472:B2-12 | JB70 | 22.B1
AF0081:36 | SC | SB047221 | WHT | 20 | 22.B7 | SB0472:B2-11 | JB70 | 22.B1
AF0087:00 | SC | SH047114 | WHT | 20 | 20.A7 | SH0471:14 | JB70 | 20.A1
AF0087:01 | SC | SH047012 | WHT | 20 | 20.B7 | SH0470:12 | JB70 | 20.B1
AF0087:02 | SC | SB047112 | WHT | 20 | 20.D7 | SB0471:12 | JB70 | 20.D1
AF0087:03 | SC | SB047314 | WHT | 20 | 20.D7 | SB0473:14 | JB70 | 20.D1
AF0087:04 | SC | SB047424 | WHT | 20 | 22.A7 | SB0474:14 | JB70 | 22.A1
AF0087:07 | SC | SA047114 | WHT | 20 | 22.A7 | SA0471:B2-14 | JB70 | 22.A1
AF0087:08 | SC | SA047124 | WHT | 20 | 22.B7 | SA0471:B1-14 | JB70 | 22.B1
AF0087:32 | SC | SH047113 | WHT | 20 | 20.A7 | SH0471:13 | JB70 | 20.A1
AF0087:33 | SC | SH047011 | WHT | 20 | 20.B7 | SH0470:11 | JB70 | 20.B1
AF0087:34 | SC | SB047111 | WHT | 20 | 20.D7 | SB0471:11 | JB70 | 20.D1
AF0087:35 | SC | SB047313 | WHT | 20 | 20.D7 | SB0473:13 | JB70 | 20.D1
AF0087:36 | SC | SB047423 | WHT | 20 | 22.A7 | SB0474:13 | JB70 | 22.A1
AF0087:39 | SC | SA047113 | WHT | 20 | 22.A7 | SA0471:B2-13 | JB70 | 22.A1
AF0087:40 | SC | SA047123 | WHT | 20 | 22.B7 | SA0471:B1-13 | JB70 | 22.B1
AF0093:06 | SC | SH0470X2 | WHT | 20 | 20.B7 | SH0470:X2 | JB70 | 20.B1
AF0093:15 | SC | SH0471X2 | WHT | 20 | 20.A7 | SH0471:X2 | JB70 | 20.A1
AF0093:22 | SC | SH0470X1 | WHT | 20 | 20.B7 | SH0470:X1 | JB70 | 20.B1
AF0093:31 | SC | SH0471X1 | WHT | 20 | 20.A7 | SH0471:X1 | JB70 | 20.A1
XT0137:1 | SC | ESTOPA | WHT | 20 | 22.B5 | SB0472:B1-11 | JB70 | 22.B1
XT0137:2 | SC | ESTOP | WHT | 20 | 22.B5 | SB0472:B1-12 | JB70 | 22.B1
XT0137:3 | SC | SH047111 | WHT | 20 | 20.A5 | SH0471:11 | JB70 | 20.A1
XT0137:4 | SC | SH047112 | WHT | 20 | 20.A5 | SH0471:12 | JB70 | 20.A1
XT0137:5 | SC | SH047013 | WHT | 20 | 20.B5 | SH0470:13 | JB70 | 20.B1
XT0137:6 | SC | SH047014 | WHT | 20 | 20.B5 | SH0470:14 | JB70 | 20.B1
AF0087:05 | SC | SA047312 | WHT | 20 | 22.D7 | SA0473:12 | TURBINE BOX^DOOR^JB70 | 22.D1
AF0087:06 | SC | SA047314 | WHT | 20 | 22.D7 | SA0473:14 | TURBINE BOX^DOOR^JB70 | 22.D1
AF0087:12 | SC | SA0474B214 | WHT | 20 | 22.C7 | SA0474:B2-14 | TURBINE BOX^DOOR^JB70 | 22.C1
AF0087:13 | SC | SA0474B114 | WHT | 20 | 22.C7 | SA0474:B1-14 | TURBINE BOX^DOOR^JB70 | 22.C1
AF0087:37 | SC | SA047311 | WHT | 20 | 22.D7 | SA0473:11 | TURBINE BOX^DOOR^JB70 | 22.D1
AF0087:38 | SC | SA047313 | WHT | 20 | 22.D7 | SA0473:13 | TURBINE BOX^DOOR^JB70 | 22.D1
AF0087:44 | SC | SA0474B213 | WHT | 20 | 22.C7 | SA0474:B2-13 | TURBINE BOX^DOOR^JB70 | 22.C1
AF0087:45 | SC | SA0474B113 | WHT | 20 | 22.C7 | SA0474:B1-13 | TURBINE BOX^DOOR^JB70 | 22.C1
PEG0130:4 | SC | PEG01304 | GRN/YEL | 14 | 24.D6 | AT1100:GND | TURBINE BOX^DOOR^JB70 | 24.D3
AF0092:28 | WC5072 | HA04721 | 1 | 18 | 20.C7 | HA0472:BLK-1 | TURBINE BOX^DOOR^JB70 | 20.C1
AF0092:12 | WC5072 | HA04722 | 2 | 18 | 20.C7 | HA0472:BLK-2 | TURBINE BOX^DOOR^JB70 | 20.C1
AF0081:19 | SC | UA1200J27 | WHT | 20 | 15.C7 | UA1200:J2-7 | TURBINE BOX^RIGHT RAIL^JB70 | 15.B3
AF0093:12 | SC | 009312 | WHT | 20 | 24.A6 | PC0470:INP_B | TURBINE BOX^RIGHT RAIL^JB70 | 24.A5
AF0093:28 | SC | 009328 | WHT | 20 | 24.A6 | PC0470:-PWR | TURBINE BOX^RIGHT RAIL^JB70 | 24.A5
AF0093:44 | SC | 009344 | WHT | 20 | 24.A6 | PC0470:+PWR | TURBINE BOX^RIGHT RAIL^JB70 | 24.A5
AP0602:L1 | WC0010 | BA1100L2 | ENET | CABLE | 2.A2 | BA1100:L2 | TURBINE BOX^RIGHT RAIL^JB70 | 2.A1
AP0606:L1 | WC0680 | AP0606L1 | ENET | CABLE | 5.A1 | AT0680:LAN1 | TURBINE BOX^RIGHT RAIL^JB70 | 5.A2
AF0081:00 | SC | UA1200J21 | WHT | 20 | 14.A7 | KA0241:11 | TURBINE PANEL B | 14.A5
AF0081:01 | SC | KA024314 | WHT | 20 | 14.B7 | KA0243:14 | TURBINE PANEL B | 14.B6
AF0081:02 | SC | KA024524 | WHT | 20 | 14.B7 | KA0245:24 | TURBINE PANEL B | 14.B6
AF0081:03 | SC | 008103 | WHT | 20 | 15.C7 | KA0130:14 | TURBINE PANEL B | 15.D6
AF0081:08 | SC | KA024214 | WHT | 20 | 14.C7 | KA0242:14 | TURBINE PANEL B | 14.C6
AF0081:09 | SC | KA023924 | WHT | 20 | 14.A7 | KA0239:24 | TURBINE PANEL B | 14.B6
AF0081:33 | SC | KA024311 | WHT | 20 | 14.B7 | KA0243:11 | TURBINE PANEL B | 14.B6
AF0081:34 | SC | KA024521 | WHT | 20 | 14.B7 | KA0245:21 | TURBINE PANEL B | 14.B6
AF0081:35 | SC | 008135 | WHT | 20 | 15.C7 | KA0130:A1 | TURBINE PANEL B | 15.C5
AF0081:41 | SC | KA023921 | WHT | 20 | 14.A7 | KA0239:21 | TURBINE PANEL B | 14.B6
AF0086:SH | SC | IEG02302 | GRN | 14 | 9.D5 | IEG0230:2 | TURBINE PANEL B | 9.D5
AF0087:09 | SC | KA013112 | WHT | 20 | 13.C4 | KA0137:24 | TURBINE PANEL B | 13.D3
AF0087:11 | SC | KA013624 | WHT | 20 | 13.B4 | KA0136:24 | TURBINE PANEL B | 13.B3
AF0087:43 | SC | KA013621 | WHT | 20 | 13.B4 | KA0136:21 | TURBINE PANEL B | 13.B3
AF0091:07 | SC | KA014114 | WHT | 20 | 13.C2 | KA0141:14 | TURBINE PANEL B | 13.C2
AF0091:12 | SC | KA0134A1 | WHT | 20 | 59.C7 | KA0134:A1 | TURBINE PANEL B | 13.C6
AF0091:39 | SC | KA014111 | WHT | 20 | 13.C2 | KA0141:11 | TURBINE PANEL B | 13.C2
AF0092:02 | SC | KA0133A1 | WHT | 20 | 57.B7 | KA0133:A1 | TURBINE PANEL B | 13.C6
AF0092:04 | SC | 009204 | WHT | 20 | 25.A6 | KA2160:A1 | TURBINE PANEL B | 25.A5
AF0092:06 | SC | KA013114 | WHT | 20 | 57.A7 | KA0131:14 | TURBINE PANEL B | 13.D4
AF0092:07 | SC | 009207 | WHT | 20 | 25.A6 | KA2161:A1 | TURBINE PANEL B | 25.B5
AF0092:13 | SC | XT02372 | WHT | 20 | 20.C7 | XT0237:2 T2 | TURBINE PANEL B | 20.C5
AF0092:20 | SC | 009220 | WHT | 20 | 25.A6 | KA2160:A2 | TURBINE PANEL B | 25.A5
AF0092:23 | SC | 009223 | WHT | 20 | 25.A6 | KA2161:A2 | TURBINE PANEL B | 25.B5
AF0095:18 | SC | SV21202 | WHT | 20 | 43.A7 | XT0060:4 | TURBINE PANEL B | 43.A5
AF0096:SH | SC | IEG023011 | GRN | 14 | 9.B5 | IEG0230:11 | TURBINE PANEL B | 9.B6
AR0600:IE2 | SC | IEG02301 | GRN | 12 | 8.A1 | IEG0230:1 | TURBINE PANEL B | 8.B4
GR0133: | SC | IEG02303 | GRN | 14 | 4.A3 | IEG0230:3 | TURBINE PANEL B | 4.A3
GR0134: | SC | IEG02306 | GRN | 14 | 4.A3 | IEG0230:6 | TURBINE PANEL B | 4.A3
KA0135:A1 | SC | KA0135A1 | WHT | 20 | 13.D6 | KA0144:A1 | TURBINE PANEL B | 13.C6
KA0135:A1 | SC | KA0135A1 | WHT | 20 | 13.D6 | KA0131:11 | TURBINE PANEL B | 13.D4
KA0135:A2 | SC | 0V | WHT | 20 | 13.D6 | KA0136:A2 | TURBINE PANEL B | 13.D6
KA0135:A2 | SC | 0V | WHT | 20 | 13.D6 | KA0144:A2 | TURBINE PANEL B | 13.C6
KA0221:11 | SC | 022111 | WHT | 20 | 43.A6 | KA0235:24 | TURBINE PANEL B | 43.A5
KA0221:A1 | SC | 007602 | WHT | 16 | 43.A6 | AF0076:02 | TURBINE PANEL B | 43.A7
KA0221:A2 | SC | 007618 | WHT | 20 | 43.A6 | AF0076:18 | TURBINE PANEL B | 43.A7
KA7512:11 | SC | ESTOPC | WHT | 20 | 23.D6 | XT0240:1 | TURBINE PANEL B | 14.A3
KA7512:14 | SC | ESTOPB | WHT | 20 | 23.D6 | XT0240:2 | TURBINE PANEL B | 14.A3
XT0137:1 | SC | ESTOPA | WHT | 20 | 22.B5 | XT0240:3 | TURBINE PANEL B | 14.A3
XT0137:2 | SC | ESTOP | WHT | 20 | 22.B5 | XT0240:4 | TURBINE PANEL B | 14.A3
XT0139:4 | SC | KA0231A1 | WHT | 20 | 14.D6 | KA0234:A1 | TURBINE PANEL B | 14.D6
AU0080:L2 | WC0008 | AU0080L2 | ENET | CABLE | 2.A4 | AU0070:L1 | TURBINE PANEL B | 2.A5
SolarTools ver. 24.0.84.24712 (Jul 31, 2025)
Report date: 4/21/2026 4:01 PM

## TURBINE PANEL B
TURBINE PANEL B
Project # | J1490
Project Name | TCE ALCES MC77301 CR
Revision | 0.1
Controls DE | A.GONZALEZ
Phone:
Controls ME
Phone:
From | [5 empty] | To
Device ID | Cable (W) Conductor (SC) Jumper Clip (JC) | Wire No. | Wire ID | Gauge/Size | Page/Zone | Device ID | Location | Page/Zone
XT0060:1 | JC | 0V | CLIP | --- | 10.C1 | XT0060:2 | TURBINE PANEL B | 10.C1
XT0070:1 | JC | 0V | CLIP | --- | 10.B1 | XT0070:2 | TURBINE PANEL B | 10.B1
XT0110:1 | JC | FU0136 | CLIP | --- | 16.A5 | XT0110:2 | TURBINE PANEL B | 16.A5
XT0110:4 | JC | 0V | CLIP | --- | 16.A5 | XT0110:3 | TURBINE PANEL B | 16.A5
XT0136:1 | JC | FU0139 | CLIP | --- | 13.A2 | XT0136:2 | TURBINE PANEL B | 13.A2
XT0233:1 | JC | FU0210 | CLIP | --- | 12.C4 | XT0233:2 | TURBINE PANEL B | 12.C4
XT0233:2 | JC | FU0210 | CLIP | --- | 12.C4 | XT0233:3 | TURBINE PANEL B | 12.C4
XT0235:1 | JC | 0V | CLIP | --- | 12.D4 | XT0235:2 | TURBINE PANEL B | 12.D4
XT0235:2 | JC | 0V | CLIP | --- | 12.D4 | XT0235:3 | TURBINE PANEL B | 12.D4
XT0240:11 | JC | FU0139 | CLIP | --- | 14.C4 | XT0240:12 | TURBINE PANEL B | 14.C4
XT0240:9 | JC | 0V | CLIP | --- | 14.D3 | XT0240:10 | TURBINE PANEL B | 14.D3
AF0061:02 | SC | 006102 | WHT | 20 | 30.B7 | KA0233:14 | TURBINE PANEL B | 30.B5
AF0061:14 | SC | 006114 | WHT | 20 | 29.B7 | KA0234:14 | TURBINE PANEL B | 29.B5
AF0061:COM | SC | 0V | WHT | 14 | 10.C2 | XT0060:2 | TURBINE PANEL B | 10.C1
AF0061:V+ | SC | FU0061 | WHT | 14 | 10.C2 | FU0061:LD | TURBINE PANEL B | 10.C1
AF0062:00 | SC | 006200 | WHT | 20 | 43.B7 | KA0222:14 | TURBINE PANEL B | 43.B6
AF0062:16 | SC | SV21242 | WHT | 20 | 43.B7 | XT0060:6 | TURBINE PANEL B | 43.C5
AF0062:COM | SC | 0V | WHT | 14 | 10.C3 | XT0060:2 | TURBINE PANEL B | 10.C1
AF0062:V+ | SC | FU0062 | WHT | 14 | 10.C3 | FU0062:LD | TURBINE PANEL B | 10.C1
AF0063:COM | SC | AF0063N | WHT | 20 | 10.C3 | AF0064:COM | TURBINE PANEL B | 10.B4
AF0063:COM | SC | AU0060N | WHT | 20 | 10.C3 | AU0060:COM | TURBINE PANEL B | 10.B2
AF0063:V+ | SC | AF0063P | WHT | 20 | 10.C3 | AF0064:V+ | TURBINE PANEL B | 10.B4
AF0063:V+ | SC | AU0060P | WHT | 20 | 10.C3 | AU0060:V+ | TURBINE PANEL B | 10.B2
AF0064:COM | SC | AF0064N | WHT | 20 | 10.B4 | AF0065:COM | TURBINE PANEL B | 10.B5
AF0064:SH | SC | AF0064G | GRN | 14 | 10.B4 | AF0065:SH | TURBINE PANEL B | 10.B5
AF0064:SH | SC | AU0060G | GRN | 14 | 10.B4 | AU0060:GND | TURBINE PANEL B | 10.B2
AF0064:V+ | SC | AF0064P | WHT | 20 | 10.B4 | AF0065:V+ | TURBINE PANEL B | 10.B5
AF0065:COM | SC | AF0065N | WHT | 20 | 10.B5 | AF0066:COM | TURBINE PANEL B | 10.D5
AF0065:SH | SC | AF0065G | GRN | 14 | 10.B5 | AF0066:SH | TURBINE PANEL B | 10.D5
AF0065:V+ | SC | AF0065P | WHT | 20 | 10.B5 | AF0066:V+ | TURBINE PANEL B | 10.D5
AF0066:SH | SC | AF0066G | GRN | 14 | 10.D5 | AF0068:SH | TURBINE PANEL B | 10.D6
AF0067:12 | SC | KA0134A1 | WHT | 20 | 59.D7 | KA0134:A1 | TURBINE PANEL B | 13.C6
AF0067:COM | SC | AF0067N | WHT | 20 | 10.D6 | AF0068:COM | TURBINE PANEL B | 10.D6
AF0067:COM | SC | 0V | WHT | 20 | 10.D6 | XT0060:2 | TURBINE PANEL B | 10.C1
AF0067:V+ | SC | FU0063 | WHT | 14 | 10.D6 | FU0063:LD | TURBINE PANEL B | 10.D1
AF0067:V+ | SC | AF0067P | WHT | 20 | 10.D6 | AF0068:V+ | TURBINE PANEL B | 10.D6
AF0068:SH | SC | IEG02304 | GRN | 14 | 10.D6 | IEG0230:4 | TURBINE PANEL B | 10.D7
AF0071:COM | SC | AF0071N | WHT | 20 | 10.B2 | AF0072:COM | TURBINE PANEL B | 10.A3
AF0071:COM | SC | AU0070N | WHT | 20 | 10.B2 | AU0070:COM | TURBINE PANEL B | 10.A2
AF0071:SH | SC | AF0071G | GRN | 14 | 10.B2 | AF0072:SH | TURBINE PANEL B | 10.A3
AF0071:SH | SC | AU0070G | GRN | 14 | 10.B2 | AU0070:GND | TURBINE PANEL B | 10.A2
AF0071:V+ | SC | AF0071P | WHT | 20 | 10.B2 | AF0072:V+ | TURBINE PANEL B | 10.A3
AF0071:V+ | SC | AU0070P | WHT | 20 | 10.B2 | AU0070:V+ | TURBINE PANEL B | 10.A2
AF0072:COM | SC | AF0072N | WHT | 20 | 10.A3 | AF0073:COM | TURBINE PANEL B | 10.B3
AF0072:SH | SC | AF0072G | GRN | 14 | 10.A3 | AF0073:SH | TURBINE PANEL B | 10.B3
AF0072:V+ | SC | AF0072P | WHT | 20 | 10.A3 | AF0073:V+ | TURBINE PANEL B | 10.B3
AF0073:COM | SC | AF0073N | WHT | 20 | 10.B3 | AF0074:COM | TURBINE PANEL B | 10.B4
AF0073:SH | SC | AF0073G | GRN | 14 | 10.B3 | AF0074:SH | TURBINE PANEL B | 10.B4
AF0073:V+ | SC | AF0073P | WHT | 20 | 10.B3 | AF0074:V+ | TURBINE PANEL B | 10.B4
AF0074:COM | SC | AF0074N | WHT | 20 | 10.B4 | AF0075:COM | TURBINE PANEL B | 10.A5
AF0074:SH | SC | AF0074G | GRN | 14 | 10.B4 | AF0075:SH | TURBINE PANEL B | 10.A5
AF0074:V+ | SC | AF0074P | WHT | 20 | 10.B4 | AF0075:V+ | TURBINE PANEL B | 10.A5
AF0075:SH | SC | IEG02305 | GRN | 14 | 10.A5 | IEG0230:5 | TURBINE PANEL B | 10.B6
AF0076:00 | SC | 007600 | WHT | 20 | 39.B7 | KA0237:14 | TURBINE PANEL B | 39.B5
AF0076:01 | SC | KA023724 | WHT | 20 | 41.B7 | KA0237:24 | TURBINE PANEL B | 41.B5
AF0076:04 | SC | 007604 | WHT | 16 | 43.B7 | KA0222:A1 | TURBINE PANEL B | 43.B6
AF0076:08 | SC | 007608 | WHT | 20 | 24.A6 | KA1020:A1 | TURBINE PANEL B | 24.A5
AF0076:10 | SC | KT014615 | WHT | 20 | 14.C7 | KT0146:15 | TURBINE PANEL B | 14.C6
AF0076:12 | SC | 007612 | WHT | 20 | 15.C7 | XT0237:1 B2 | TURBINE PANEL B | 15.C5
AF0076:13 | SC | KT0146B1 | WHT | 20 | 13.B2 | KT0146:B1 | TURBINE PANEL B | 13.B2
AF0076:20 | SC | 007620 | WHT | 20 | 43.B7 | KA0222:A2 | TURBINE PANEL B | 43.B6
AF0076:24 | SC | 007624 | WHT | 20 | 24.A6 | KA1020:A2 | TURBINE PANEL B | 24.A5
AF0076:26 | SC | KA0231A2 | WHT | 20 | 14.C7 | KA0231:A2 | TURBINE PANEL B | 14.C6
AF0076:29 | SC | KT0146A2 | WHT | 20 | 13.B2 | KT0146:A2 | TURBINE PANEL B | 13.B2
AF0076:COM | SC | 0V | WHT | 20 | 10.A5 | XT0070:2 | TURBINE PANEL B | 10.B1
AF0076:V+ | SC | FU0071 | WHT | 14 | 10.A5 | FU0071:LD | TURBINE PANEL B | 10.B1
AF0400:12 | SC | XT04001 | GRN | 16 | 16.B6 | XT0400:1 | TURBINE PANEL B | 16.C6
AF0410:32 | SC | XT04001 | GRN | 16 | 16.B5 | XT0400:1 | TURBINE PANEL B | 16.C6
AF0410:53 | SC | 0V | WHT | 16 | 16.B5 | XT0110:3 | TURBINE PANEL B | 16.A5
AF0410:54 | SC | AF0410N | WHT | 16 | 16.B5 | AF0420:53 | TURBINE PANEL B | 16.B5
AF0410:55 | SC | FU0113 | WHT | 16 | 16.B5 | FU0113:LD | TURBINE PANEL B | 16.A4
AF0410:56 | SC | AF0410P | WHT | 16 | 16.B5 | AF0420:55 | TURBINE PANEL B | 16.B5
AF0420:32 | SC | XT04001 | GRN | 16 | 16.B5 | XT0400:1 | TURBINE PANEL B | 16.C6
AF0420:54 | SC | AF0420N | WHT | 16 | 16.B5 | AF0430:53 | TURBINE PANEL B | 16.B4
AF0420:56 | SC | AF0420P | WHT | 16 | 16.B5 | AF0430:55 | TURBINE PANEL B | 16.B4
AF0430:32 | SC | XT04002 | GRN | 16 | 16.B4 | XT0400:2 | TURBINE PANEL B | 16.C3
AF0430:54 | SC | AF0430N | WHT | 16 | 16.B4 | AF0450:53 | TURBINE PANEL B | 16.B3
AF0430:56 | SC | AF0430P | WHT | 16 | 16.B4 | AF0450:55 | TURBINE PANEL B | 16.B3
AF0450:32 | SC | XT04002 | GRN | 16 | 16.B3 | XT0400:2 | TURBINE PANEL B | 16.C3
AU0060:COM | SC | 0V | WHT | 14 | 10.B2 | XT0060:1 | TURBINE PANEL B | 10.C1
AU0060:V+ | SC | FU0060 | WHT | 14 | 10.B2 | FU0060:LD | TURBINE PANEL B | 10.C1
AU0070:COM | SC | 0V | WHT | 20 | 10.A2 | XT0070:1 | TURBINE PANEL B | 10.B1
AU0070:V+ | SC | FU0070 | WHT | 14 | 10.A2 | FU0070:LD | TURBINE PANEL B | 10.B1
FU0060:LI | SC | FU0210 | WHT | 14 | 10.C1 | XT0233:1 | TURBINE PANEL B | 12.C4
FU0060:LI | SC | FU0210 | WHT | 14 | 10.C1 | FU0061:LI | TURBINE PANEL B | 10.C1
FU0061:LI | SC | FU0210 | WHT | 14 | 10.C1 | FU0062:LI | TURBINE PANEL B | 10.C1
FU0062:LI | SC | FU0210 | WHT | 14 | 10.C1 | FU0063:LI | TURBINE PANEL B | 10.D1
FU0070:LI | SC | FU0210 | WHT | 14 | 10.B1 | XT0233:2 | TURBINE PANEL B | 12.C4
FU0070:LI | SC | FU0210 | WHT | 14 | 10.B1 | FU0071:LI | TURBINE PANEL B | 10.B1
FU0110:LD | SC | FU0110 | WHT | 14 | 16.A4 | FU0113:LI | TURBINE PANEL B | 16.A4
FU0110:LI | SC | FU0136 | WHT | 14 | 16.A4 | XT0110:1 | TURBINE PANEL B | 16.A5
FU0210:LD | SC | FU0210 | WHT | 16 | 12.C4 | XT0233:1 | TURBINE PANEL B | 12.C4
FU0211:LD | SC | FU0211 | WHT | 14 | 12.B4 | KA1020:14 | TURBINE PANEL B | 27.A5
FU0212:LD | SC | FU0212 | WHT | 16 | 12.C5 | KA0248:21 | TURBINE PANEL B | 15.C6
FU0212:LD | SC | FU0212 | WHT | 16 | 12.C5 | XT0233:4 | TURBINE PANEL B | 15.D5
FU0212:LI | SC | FU0210 | WHT | 14 | 12.C5 | XT0233:1 | TURBINE PANEL B | 12.C4
GR0231: | SC | IEG02308 | GRN | 14 | 4.A4 | IEG0230:8 | TURBINE PANEL B | 4.A4
GR0232: | SC | IEG023013 | GRN | 14 | 4.A4 | IEG0230:13 | TURBINE PANEL B | 4.A4
GR0233: | SC | IEG023012 | GRN | 14 | 4.A4 | IEG0230:12 | TURBINE PANEL B | 4.A4
KA0130:A1 | SC | 008135 | WHT | 20 | 15.C5 | KA0130:11 | TURBINE PANEL B | 15.D6
KA0131:12 | SC | KA013112 | WHT | 20 | 13.D4 | KA0137:24 | TURBINE PANEL B | 13.D3
KA0131:A1 | SC | KA0231A1 | WHT | 20 | 13.B6 | KA0132:A1 | TURBINE PANEL B | 13.B6
KA0131:A1 | SC | KA0231A1 | WHT | 20 | 13.B6 | XT0136:10 | TURBINE PANEL B | 13.B5
KA0131:A2 | SC | 0V | WHT | 20 | 13.B6 | KA0132:A2 | TURBINE PANEL B | 13.B6
KA0131:A2 | SC | 0V | WHT | 20 | 13.B6 | KT0145:A2 | TURBINE PANEL B | 13.B6
KA0132:11 | SC | FU0139 | WHT | 20 | 13.A3 | KA0133:11 | TURBINE PANEL B | 13.A3
KA0132:11 | SC | FU0139 | WHT | 20 | 13.A3 | KT0145:15 | TURBINE PANEL B | 13.D2
KA0132:12 | SC | KT0141A1 | WHT | 20 | 13.A3 | KT0142:A1 | TURBINE PANEL B | 13.A6
KA0132:12 | SC | KT0141A1 | WHT | 20 | 13.A3 | KA0133:12 | TURBINE PANEL B | 13.A3
KA0132:21 | SC | KA0138A1 | WHT | 20 | 13.D4 | KA0138:A1 | TURBINE PANEL B | 13.D6
KA0132:22 | SC | KA013222 | WHT | 20 | 13.D4 | KA0137:14 | TURBINE PANEL B | 13.D3
KA0132:22 | SC | KA013222 | WHT | 20 | 13.D4 | KT0141:18 | TURBINE PANEL B | 13.D2
KA0132:24 | SC | KA013224 | WHT | 20 | 13.D4 | KA0134:14 | TURBINE PANEL B | 13.D3
KA0132:A1 | SC | KA0231A1 | WHT | 20 | 13.B6 | KA0141:A1 | TURBINE PANEL B | 13.C6
KA0132:A2 | SC | 0V | WHT | 20 | 13.B6 | KA0141:A2 | TURBINE PANEL B | 13.C6
KA0133:11 | SC | FU0139 | WHT | 20 | 13.A3 | KA0134:11 | TURBINE PANEL B | 13.D3
KA0133:A2 | SC | 0V | WHT | 20 | 13.C6 | KA0134:A2 | TURBINE PANEL B | 13.C6
KA0133:A2 | SC | 0V | WHT | 20 | 13.C6 | KA0141:A2 | TURBINE PANEL B | 13.C6
KA0134:11 | SC | FU0139 | WHT | 20 | 13.D3 | KA0136:11 | TURBINE PANEL B | 13.B4
KA0134:A2 | SC | 0V | WHT | 20 | 13.C6 | KA0144:A2 | TURBINE PANEL B | 13.C6
KA0136:11 | SC | FU0139 | WHT | 20 | 13.B4 | KA0137:21 | TURBINE PANEL B | 13.D3
KA0136:14 | SC | KA013821 | WHT | 20 | 13.B4 | KA0138:21 | TURBINE PANEL B | 13.B5
KA0136:A1 | SC | PS32002 | WHT | 20 | 13.D6 | XT0136:5 | TURBINE PANEL B | 56.D5
KA0136:A2 | SC | 0V | WHT | 20 | 13.D6 | KA0137:A2 | TURBINE PANEL B | 13.D6
KA0137:11 | SC | FU0139 | WHT | 20 | 13.D3 | KA0137:21 | TURBINE PANEL B | 13.D3
KA0137:A1 | SC | KA0137A1 | WHT | 20 | 13.D6 | KT0142:18 | TURBINE PANEL B | 13.D2
KA0137:A2 | SC | 0V | WHT | 20 | 13.D6 | KA0138:A2 | TURBINE PANEL B | 13.D6
KA0138:11 | SC | KM3170EP | WHT | 20 | 59.C5 | XT0136:13 | TURBINE PANEL B | 59.C5
KA0138:14 | SC | FU0139 | WHT | 20 | 59.C5 | XT0136:11 | TURBINE PANEL B | 59.C6
KA0138:24 | SC | KT0144B1 | WHT | 20 | 13.B5 | KT0144:B1 | TURBINE PANEL B | 13.B6
KA0141:21 | SC | KT0146A1 | WHT | 20 | 13.B2 | KT0146:A1 | TURBINE PANEL B | 13.B2
KA0141:21 | SC | KT0146A1 | WHT | 20 | 13.B2 | KA0241:21 | TURBINE PANEL B | 13.B2
KA0141:24 | SC | FU0139 | WHT | 20 | 13.B2 | KA0241:24 | TURBINE PANEL B | 13.B2
KA0141:24 | SC | FU0139 | WHT | 20 | 13.B2 | XT0136:2 | TURBINE PANEL B | 13.A2
KA0222:11 | SC | 022211 | WHT | 20 | 43.B6 | KA0236:24 | TURBINE PANEL B | 43.B5
KA0231:11 | SC | KA0231A1 | WHT | 20 | 14.C6 | KA0231:A1 | TURBINE PANEL B | 14.C6
KA0231:11 | SC | KA0231A1 | WHT | 20 | 14.C6 | KA0242:11 | TURBINE PANEL B | 14.C6
KA0231:14 | SC | KA024214 | WHT | 20 | 14.C6 | KA0242:14 | TURBINE PANEL B | 14.C6
KA0231:14 | SC | KA024214 | WHT | 20 | 14.C6 | KT0146:18 | TURBINE PANEL B | 14.C6
KA0231:21 | SC | KA023121 | WHT | 20 | 14.A4 | KA0245:14 | TURBINE PANEL B | 14.A4
KA0231:A1 | SC | KA0231A1 | WHT | 20 | 14.C6 | KA0232:A1 | TURBINE PANEL B | 14.D6
KA0231:A2 | SC | KA0231A2 | WHT | 20 | 14.C6 | KA0232:A2 | TURBINE PANEL B | 14.D6
KA0232:A1 | SC | KA0231A1 | WHT | 20 | 14.D6 | KA0233:A1 | TURBINE PANEL B | 14.D6
KA0232:A2 | SC | KA0231A2 | WHT | 20 | 14.D6 | KA0233:A2 | TURBINE PANEL B | 14.D6
KA0233:A1 | SC | KA0231A1 | WHT | 20 | 14.D6 | KA0234:A1 | TURBINE PANEL B | 14.D6
KA0233:A2 | SC | KA0231A2 | WHT | 20 | 14.D6 | KA0234:A2 | TURBINE PANEL B | 14.D6
KA0235:11 | SC | UA1200J21 | WHT | 20 | 14.A5 | XT0060:3 | TURBINE PANEL B | 15.D5
KA0235:11 | SC | UA1200J21 | WHT | 20 | 14.A5 | KA0241:11 | TURBINE PANEL B | 14.A5
KA0235:14 | SC | KA024114 | WHT | 20 | 14.A5 | KA0241:14 | TURBINE PANEL B | 14.A5
KA0235:A1 | SC | ESTOP | WHT | 20 | 14.A2 | XT0240:4 | TURBINE PANEL B | 14.A3
KA0235:A1 | SC | ESTOP | WHT | 20 | 14.A2 | KA0236:A1 | TURBINE PANEL B | 14.B2
KA0236:11 | SC | FU0139 | WHT | 20 | 14.D4 | KA0244:11 | TURBINE PANEL B | 14.D4
KA0236:11 | SC | FU0139 | WHT | 20 | 14.D4 | XT0240:12 | TURBINE PANEL B | 14.C4
KA0236:12 | SC | KA023612 | WHT | 20 | 14.D4 | XT0240:13 | TURBINE PANEL B | 14.D4
KA0236:A1 | SC | ESTOP | WHT | 20 | 14.B2 | KA0237:A1 | TURBINE PANEL B | 14.B2
KA0236:A2 | SC | 0V | WHT | 20 | 14.B2 | KA0235:A2 | TURBINE PANEL B | 14.A2
KA0236:A2 | SC | 0V | WHT | 20 | 14.B2 | KA0237:A2 | TURBINE PANEL B | 14.B2
KA0237:A1 | SC | ESTOP | WHT | 20 | 14.B2 | KA0238:A1 | TURBINE PANEL B | 14.B2
KA0237:A2 | SC | 0V | WHT | 20 | 14.B2 | KA0238:A2 | TURBINE PANEL B | 14.B2
KA0238:A1 | SC | ESTOP | WHT | 20 | 14.B2 | KA0239:A1 | TURBINE PANEL B | 14.B2
KA0238:A2 | SC | 0V | WHT | 20 | 14.B2 | KA0239:A2 | TURBINE PANEL B | 14.B2
KA0239:A1 | SC | ESTOP | WHT | 20 | 14.B2 | KA0240:A1 | TURBINE PANEL B | 14.B2
KA0239:A2 | SC | 0V | WHT | 20 | 14.B2 | KA0240:A2 | TURBINE PANEL B | 14.B2
KA0240:11 | SC | PS32004 | WHT | 20 | 56.D6 | XT0136:6 | TURBINE PANEL B | 56.D5
KA0240:14 | SC | UF1300 | WHT | 20 | 56.D6 | XT0136:7 | TURBINE PANEL B | 56.D6
KA0240:A1 | SC | ESTOP | WHT | 20 | 14.B2 | KA0248:A1 | TURBINE PANEL B | 14.C2
KA0240:A2 | SC | 0V | WHT | 20 | 14.B2 | KA0248:A2 | TURBINE PANEL B | 14.C2
KA0241:14 | SC | KA024114 | WHT | 20 | 14.A5 | KA0231:24 | TURBINE PANEL B | 14.A4
KA0241:A1 | SC | KA0241A1 | WHT | 20 | 14.C2 | KA0242:A1 | TURBINE PANEL B | 14.C2
KA0241:A1 | SC | KA0241A1 | WHT | 20 | 14.C2 | XT0240:6 | TURBINE PANEL B | 14.C3
KA0241:A2 | SC | 0V | WHT | 20 | 14.C2 | KA0242:A2 | TURBINE PANEL B | 14.C2
KA0241:A2 | SC | 0V | WHT | 20 | 14.C2 | KA0250:A2 | TURBINE PANEL B | 14.C2
KA0242:11 | SC | KA0231A1 | WHT | 20 | 14.C6 | XT0136:10 | TURBINE PANEL B | 13.B5
KA0242:21 | SC | 024221 | WHT | 20 | 15.C6 | XT0237:1 T2 | TURBINE PANEL B | 15.C5
KA0242:24 | SC | KA024822 | WHT | 20 | 15.C6 | KA0248:22 | TURBINE PANEL B | 15.C6
KA0242:A2 | SC | 0V | WHT | 20 | 14.C2 | KA0243:A2 | TURBINE PANEL B | 14.C2
KA0243:21 | SC | ESTOPC | WHT | 20 | 14.A3 | XT0240:1 | TURBINE PANEL B | 14.A3
KA0243:24 | SC | KA024511 | WHT | 20 | 14.A3 | KA0245:11 | TURBINE PANEL B | 14.A4
KA0243:A1 | SC | KA0243A1 | WHT | 20 | 14.C2 | KA0244:A1 | TURBINE PANEL B | 14.D2
KA0243:A1 | SC | KA0243A1 | WHT | 20 | 14.C2 | XT0240:7 | TURBINE PANEL B | 14.C3
KA0243:A2 | SC | 0V | WHT | 20 | 14.C2 | KA0244:A2 | TURBINE PANEL B | 14.D2
KA0244:12 | SC | KA024412 | WHT | 20 | 14.D4 | KT0145:A1 | TURBINE PANEL B | 13.B6
KA0244:A1 | SC | KA0243A1 | WHT | 20 | 14.D2 | KA0246:A1 | TURBINE PANEL B | 14.D2
KA0244:A2 | SC | 0V | WHT | 20 | 14.D2 | KA0246:A2 | TURBINE PANEL B | 14.D2
KA0245:A1 | SC | KA0245A1 | WHT | 20 | 14.D2 | KA0249:A1 | TURBINE PANEL B | 14.D2
KA0245:A1 | SC | KA0245A1 | WHT | 20 | 14.D2 | XT0240:8 | TURBINE PANEL B | 14.D3
KA0245:A2 | SC | 0V | WHT | 20 | 14.D2 | KA0249:A2 | TURBINE PANEL B | 14.D2
KA0245:A2 | SC | 0V | WHT | 20 | 14.D2 | KA0247:A2 | TURBINE PANEL B | 14.D2
KA0246:A1 | SC | KA0243A1 | WHT | 20 | 14.D2 | KA0247:A1 | TURBINE PANEL B | 14.D2
KA0246:A2 | SC | 0V | WHT | 20 | 14.D2 | KA0247:A2 | TURBINE PANEL B | 14.D2
KA0248:A1 | SC | ESTOP | WHT | 20 | 14.C2 | KA0250:A1 | TURBINE PANEL B | 14.C2
KA0248:A2 | SC | 0V | WHT | 20 | 14.C2 | KA0250:A2 | TURBINE PANEL B | 14.C2
KA0249:A2 | SC | 0V | WHT | 16 | 14.D2 | XT0240:10 | TURBINE PANEL B | 14.D3
KT0140:15 | SC | FU0139 | WHT | 20 | 13.D1 | KT0142:15 | TURBINE PANEL B | 13.D2
KT0140:15 | SC | FU0139 | WHT | 20 | 13.A2 | XT0136:2 | TURBINE PANEL B | 13.A2
KT0140:16 | SC | KT014115 | WHT | 20 | 13.D1 | KT0141:15 | TURBINE PANEL B | 13.D2
KT0140:18 | SC | KT0143A1 | WHT | 20 | 13.A2 | KT0143:A1 | TURBINE PANEL B | 13.A6
KT0140:A1 | SC | KT0140A1 | WHT | 20 | 13.A6 | KT0143:16 | TURBINE PANEL B | 13.A5
KT0140:A2 | SC | 0V | WHT | 20 | 13.A6 | KT0141:A2 | TURBINE PANEL B | 13.A6
KT0140:A2 | SC | 0V | WHT | 20 | 13.A6 | XT0136:3 | TURBINE PANEL B | 13.A2
KT0141:18 | SC | KA013222 | WHT | 20 | 13.D2 | KT0144:18 | TURBINE PANEL B | 13.D2
KT0141:A1 | SC | KT0141A1 | WHT | 20 | 13.A6 | KT0143:15 | TURBINE PANEL B | 13.A5
KT0141:A1 | SC | KT0141A1 | WHT | 20 | 13.A6 | KT0142:A1 | TURBINE PANEL B | 13.A6
KT0141:A2 | SC | 0V | WHT | 20 | 13.A6 | KT0142:A2 | TURBINE PANEL B | 13.A6
KT0142:15 | SC | FU0139 | WHT | 20 | 13.D2 | KT0144:A1 | TURBINE PANEL B | 13.B6
KT0142:18 | SC | KA0137A1 | WHT | 20 | 13.D2 | KT0145:18 | TURBINE PANEL B | 13.D2
KT0142:A2 | SC | 0V | WHT | 20 | 13.A6 | KT0143:A2 | TURBINE PANEL B | 13.A6
KT0143:A2 | SC | 0V | WHT | 20 | 13.A6 | KT0144:A2 | TURBINE PANEL B | 13.B6
KT0144:15 | SC | FU0139 | WHT | 20 | 13.D2 | KT0145:15 | TURBINE PANEL B | 13.D2
KT0144:15 | SC | FU0139 | WHT | 20 | 13.D2 | KT0144:A1 | TURBINE PANEL B | 13.B6
KT0144:A2 | SC | 0V | WHT | 20 | 13.B6 | KT0145:A2 | TURBINE PANEL B | 13.B6
XT0070:1 | SC | 0V | WHT | 16 | 10.B1 | XT0235:1 | TURBINE PANEL B | 12.D4
XT0136:1 | SC | FU0139 | WHT | 20 | 13.A2 | XT0136:11 | TURBINE PANEL B | 59.C6
XT0136:1 | SC | FU0139 | WHT | 20 | 13.A2 | XT0240:12 | TURBINE PANEL B | 14.C4
XT0136:12 | SC | 0V | WHT | 20 | 59.C6 | XT0136:3 | TURBINE PANEL B | 13.A2
XT0136:3 | SC | 0V | WHT | 16 | 13.A2 | XT0240:10 | TURBINE PANEL B | 14.D3
XT0136:4 | SC | FU0139 | WHT | 20 | 56.D5 | XT0136:1 | TURBINE PANEL B | 13.A2
XT0235:1 | SC | 0V | WHT | 16 | 12.D4 | XT0060:1 | TURBINE PANEL B | 10.C1
XT0235:2 | SC | 0V | WHT | 16 | 12.D4 | XT0235:4 | TURBINE PANEL B | 15.D5
XT0240:11 | SC | FU0139 | WHT | 20 | 14.C4 | XT0236:1 | TURBINE PANEL B | 20.B5
XT0240:13 | SC | KA023612 | WHT | 20 | 14.D4 | XT0237:2 B2 | TURBINE PANEL B | 20.C5
XT0240:6 | SC | KA0241A1 | WHT | 20 | 14.C3 | XT0236:2 | TURBINE PANEL B | 20.B5
XT0240:9 | SC | 0V | WHT | 20 | 14.D3 | XT0236:3 | TURBINE PANEL B | 20.C5
AF0410:L1 | WC0006 | AU0060L2 | ENET | CABLE | 2.B2 | AU0060:L2 | TURBINE PANEL B | 2.A6
AU0060:L1 | WC0007 | AU0070L2 | ENET | CABLE | 2.A6 | AU0070:L2 | TURBINE PANEL B | 2.A5
AF0410:L2 | WC0041 | AF0410L2 | ENET | CABLE | 2.B2 | AF0420:L1 | TURBINE PANEL B | 2.B3
AF0420:L2 | WC0042 | AF0420L2 | ENET | CABLE | 2.B3 | AF0430:L1 | TURBINE PANEL B | 2.B4
AF0430:L2 | WC0043 | AF0430L2 | ENET | CABLE | 2.B4 | AF0450:L1 | TURBINE PANEL B | 2.B5
AF0065:J | WC0060 | AF0065J | CABLE | CABLE | 10.B5 | AF0066:P | TURBINE PANEL B | 10.D5
AF0400:LBUS | WC8040 | AF0410RBUS | BUS | CABLE | 16.B6 | AF0410:RBUS | TURBINE PANEL B | 16.B5
AF0410:LBUS | WC8041 | AF0420RBUS | BUS | CABLE | 16.B5 | AF0420:RBUS | TURBINE PANEL B | 16.B5
AF0420:LBUS | WC8042 | AF0430RBUS | BUS | CABLE | 16.B5 | AF0430:RBUS | TURBINE PANEL B | 16.B4
AF0430:LBUS | WC8043 | AF0450RBUS | BUS | CABLE | 16.B4 | AF0450:RBUS | TURBINE PANEL B | 16.B3
XT0236:1 | SC | FU0139 | WHT | 20 | 20.B5 | SH0472:13 | JB70 | 20.B1
XT0236:2 | SC | KA0241A1 | WHT | 20 | 20.B5 | SH0472:14 | JB70 | 20.B1
XT0236:3 | SC | 0V | WHT | 20 | 20.C5 | SH0472:X1 | JB70 | 20.C1
XT0236:4 | SC | SH047211 | WHT | 20 | 20.C5 | SH0472:11 | JB70 | 20.C1
XT0236:5 | SC | SH047212 | WHT | 20 | 20.C5 | SH0472:12 | JB70 | 20.C1
XT0237:2 B1 | SC | SH0472X2 | WHT | 20 | 20.C5 | SH0472:X2 | JB70 | 20.C1
XT0110:1 | SC | FU0136 | WHT | 14 | 16.A5 | XT0130:1 | HP COMPRESSOR^ONSKID PANEL | 17.A5
XT0110:1 | SC | FU0136 | WHT | 14 | 16.A5 | XT0520:1 | HP COMPRESSOR^ONSKID PANEL | 17.A5
XT0110:3 | SC | 0V | WHT | 16 | 16.A5 | XT0130:3 | HP COMPRESSOR^ONSKID PANEL | 17.A5
AF0450:L2 | WC0045 | AF0450L2 | ENET | CABLE | 2.B5 | AF0510:L1 | HP COMPRESSOR^ONSKID PANEL | 2.B3
AF0400:13 | WC5000 | AF040013 | CLR | 20 | 53.A6 | AF0500:02 | HP COMPRESSOR^ONSKID PANEL | 65.A6
AF0400:15 | WC5000 | AF040015 | BLK | 20 | 53.A6 | AF0500:03 | HP COMPRESSOR^ONSKID PANEL | 65.A6
AF0400:20 | WC5000 | AF040020 | SH | 20 | 53.A6 | AF0500:07 | HP COMPRESSOR^ONSKID PANEL | 65.A6
XT0110:2 | SC | FU0136 | WHT | 14 | 16.A5 | FU0271:LI | JB5 | 53.D6
XT0110:4 | SC | 0V | WHT | 16 | 16.A5 | UV0271:9- | JB5 | 53.D6
AF0420:10 | WC1227 | UAI2047 | RED | 20 | 53.D7 | UAI1204:7 | JB5 | 53.D5
AF0420:12 | WC1227 | UAI12048 | BLK | 20 | 53.D7 | UAI1204:8 | JB5 | 53.D5
AF0420:27 | WC1227 | UAI1204S | SH | 20 | 53.D7 | FLOATING | JB5 | 53.D6
AF0400:02 | WC1328 | UAI12637 | RED | 20 | 52.A6 | UAI1263:7 | JB5 | 52.A5
AF0400:03 | WC1328 | UAI12638 | BLK | 20 | 52.A6 | UAI1263:8 | JB5 | 52.A5
AF0400:07 | WC1328 | UAI1263S | SH | 20 | 52.A6 | FLOATING | JB5 | 52.A6
AF0410:02 | WC1329 | UAI12117 | RED | 20 | 52.B6 | UAI1211:7 | JB5 | 52.B5
AF0410:04 | WC1329 | UAI12118 | BLK | 20 | 52.B6 | UAI1211:8 | JB5 | 52.B5
AF0410:19 | WC1329 | UAI1211S | SH | 20 | 52.B6 | FLOATING | JB5 | 52.B6
AF0410:06 | WC1330 | UAI12107 | RED | 20 | 52.B6 | UAI1210:7 | JB5 | 52.B5
AF0410:08 | WC1330 | UAI12108 | BLK | 20 | 52.B6 | UAI1210:8 | JB5 | 52.B5
AF0410:23 | WC1330 | UAI1210S | SH | 20 | 52.B6 | FLOATING | JB5 | 52.B6
AF0410:10 | WC1331 | UAI12217 | RED | 20 | 52.C6 | UAI1221:7 | JB5 | 52.C5
AF0410:12 | WC1331 | UAI12218 | BLK | 20 | 52.C6 | UAI1221:8 | JB5 | 52.C5
AF0410:27 | WC1331 | UAI1221S | SH | 20 | 52.C6 | FLOATING | JB5 | 52.C6
AF0410:14 | WC1332 | UAI12207 | RED | 20 | 52.C6 | UAI1220:7 | JB5 | 52.C5
AF0410:16 | WC1332 | UAI12208 | BLK | 20 | 52.C6 | UAI1220:8 | JB5 | 52.C5
AF0410:31 | WC1332 | UAI1220S | SH | 20 | 52.C6 | FLOATING | JB5 | 52.C6
AF0420:02 | WC1333 | UAI12317 | RED | 20 | 52.C6 | UAI1231:7 | JB5 | 52.C5
AF0420:04 | WC1333 | UAI12318 | BLK | 20 | 52.C6 | UAI1231:8 | JB5 | 52.C5
AF0420:19 | WC1333 | UAI1231S | SH | 20 | 52.C6 | FLOATING | JB5 | 52.D6
AF0420:06 | WC1334 | UAI12307 | RED | 20 | 52.D6 | UAI1230:7 | JB5 | 52.D5
AF0420:08 | WC1334 | UAI12308 | BLK | 20 | 52.D6 | UAI1230:8 | JB5 | 52.D5
AF0420:23 | WC1334 | UAI1230S | SH | 20 | 52.D6 | FLOATING | JB5 | 52.D6
AF0450:10 | WC1335 | UAI12627 | RED | 20 | 52.D6 | UAI1262:7 | JB5 | 52.D5
AF0450:12 | WC1335 | UAI12628 | BLK | 20 | 52.D6 | UAI1262:8 | JB5 | 52.D5
AF0450:27 | WC1335 | UAI1262S | SH | 20 | 52.D6 | FLOATING | JB5 | 52.D6
AF0400:05 | WC1336 | UAI12737 | RED | 20 | 53.A6 | UAI1273:7 | JB5 | 53.A5
AF0400:06 | WC1336 | UAI12738 | BLK | 20 | 53.A6 | UAI1273:8 | JB5 | 53.A5
AF0400:11 | WC1336 | UAI1273S | SH | 20 | 53.A6 | FLOATING | JB5 | 53.A6
AF0430:02 | WC1337 | UAI12417 | RED | 20 | 53.B6 | UAI1241:7 | JB5 | 53.B5
AF0430:04 | WC1337 | UAI12418 | BLK | 20 | 53.B6 | UAI1241:8 | JB5 | 53.B5
AF0430:19 | WC1337 | UAI1241S | SH | 20 | 53.B6 | FLOATING | JB5 | 53.B6
AF0430:06 | WC1338 | UAI12407 | RED | 20 | 53.B6 | UAI1240:7 | JB5 | 53.B5
AF0430:08 | WC1338 | UAI12408 | BLK | 20 | 53.B6 | UAI1240:8 | JB5 | 53.B5
AF0430:23 | WC1338 | UAI1240S | SH | 20 | 53.B6 | FLOATING | JB5 | 53.B6
AF0430:10 | WC1339 | UAI12517 | RED | 20 | 53.B6 | UAI1251:7 | JB5 | 53.B5
AF0430:12 | WC1339 | UAI12518 | BLK | 20 | 53.B6 | UAI1251:8 | JB5 | 53.B5
AF0430:27 | WC1339 | UAI1251S | SH | 20 | 53.B6 | FLOATING | JB5 | 53.C6
AF0430:14 | WC1340 | UAI12507 | RED | 20 | 53.C6 | UAI1250:7 | JB5 | 53.C5
AF0430:16 | WC1340 | UAI12508 | BLK | 20 | 53.C6 | UAI1250:8 | JB5 | 53.C5
AF0430:31 | WC1340 | UAI1250S | SH | 20 | 53.C6 | FLOATING | JB5 | 53.C6
AF0450:14 | WC1341 | UAI12727 | RED | 20 | 53.C6 | UAI1272:7 | JB5 | 53.C5
AF0450:16 | WC1341 | UAI12728 | BLK | 20 | 53.C6 | UAI1272:8 | JB5 | 53.C5
AF0450:31 | WC1341 | UAI1272S | SH | 20 | 53.C6 | FLOATING | JB5 | 53.C6
AF0450:05 | WC4749 | UA15201 | RED | 20 | 38.A7 | UA1520:+24 | TURBINE BOX^LEFT RAIL^JB70 | 38.A5
AF0450:06 | WC4749 | UA15202 | CLR | 20 | 38.A7 | UA1520:OUT | TURBINE BOX^LEFT RAIL^JB70 | 38.A5
AF0450:08 | WC4749 | UA15203 | BLK | 20 | 38.A7 | UA1520:COM | TURBINE BOX^LEFT RAIL^JB70 | 38.A5
AF0450:23 | WC4749 | PE1520S | SH | 20 | 38.A7 | XT1521:1 | TURBINE BOX^LEFT RAIL^JB70 | 38.A5
AF0076:11 | SC | UA1200J14 | WHT | 20 | 15.C7 | UA1200:J1-4 | TURBINE BOX^RIGHT RAIL^JB70 | 15.B3
IEG0230:10 | SC | IEG023010 | GRN | 16 | 15.D6 | UA1200:J3-4 | TURBINE BOX^RIGHT RAIL^JB70 | 15.B3
IEG0230:14 | SC | IEG023014 | GRN | 14 | 4.A4 | GR1100: | TURBINE BOX^RIGHT RAIL^JB70 | 4.A5
KA0130:A2 | SC | UA1200J26 | WHT | 20 | 15.C5 | UA1200:J2-6 | TURBINE BOX^RIGHT RAIL^JB70 | 15.B3
XT0060:3 | SC | UA1200J21 | WHT | 20 | 15.D5 | UA1200:J2-1 | TURBINE BOX^RIGHT RAIL^JB70 | 15.B3
XT0233:3 | SC | FU0210 | WHT | 16 | 12.C4 | FU0680:LI | TURBINE BOX^RIGHT RAIL^JB70 | 5.D2
XT0233:4 | SC | FU0212 | WHT | 20 | 15.D5 | UA1200:J1-10 | TURBINE BOX^RIGHT RAIL^JB70 | 15.B3
XT0233:4 | SC | FU0212 | WHT | 20 | 15.D5 | UA1200:J2-2 | TURBINE BOX^RIGHT RAIL^JB70 | 15.B3
XT0235:3 | SC | 0V | WHT | 16 | 12.D4 | XT0680:2 | TURBINE BOX^RIGHT RAIL^JB70 | 5.D3
XT0235:4 | SC | 0V | WHT | 20 | 15.D5 | UA1200:J1-9 | TURBINE BOX^RIGHT RAIL^JB70 | 15.B3
XT0237:1 B1 | SC | UA1200J15 | WHT | 20 | 15.C5 | UA1200:J1-5 | TURBINE BOX^RIGHT RAIL^JB70 | 15.B3
AF0065:12 | WC4524 | UA1200J13 | RED | 20 | 15.B7 | UA1200:J1-3 | TURBINE BOX^RIGHT RAIL^JB70 | 15.B3
AF0065:28 | WC4524 | UA1200J11 | BLK | 20 | 15.B7 | UA1200:J1-1 | TURBINE BOX^RIGHT RAIL^JB70 | 15.B3
AF0065:60 | WC4524 | UA1200S | SH | 20 | 15.B7 | FLOATING | TURBINE BOX^RIGHT RAIL^JB70 | 15.B3
AF0076:02 | SC | 007602 | WHT | 16 | 43.A7 | KA0221:A1 | TURBINE PANEL A | 43.A6
AF0076:18 | SC | 007618 | WHT | 20 | 43.A7 | KA0221:A2 | TURBINE PANEL A | 43.A6
IEG0230:1 | SC | IEG02301 | GRN | 12 | 8.B4 | AR0600:IE2 | TURBINE PANEL A | 8.A1
IEG0230:11 | SC | IEG023011 | GRN | 14 | 9.B6 | AF0096:SH | TURBINE PANEL A | 9.B5
IEG0230:2 | SC | IEG02302 | GRN | 14 | 9.D5 | AF0086:SH | TURBINE PANEL A | 9.D5
IEG0230:3 | SC | IEG02303 | GRN | 14 | 4.A3 | GR0133: | TURBINE PANEL A | 4.A3
IEG0230:6 | SC | IEG02306 | GRN | 14 | 4.A3 | GR0134: | TURBINE PANEL A | 4.A3
KA0130:14 | SC | 008103 | WHT | 20 | 15.D6 | AF0081:03 | TURBINE PANEL A | 15.C7
KA0130:A1 | SC | 008135 | WHT | 20 | 15.C5 | AF0081:35 | TURBINE PANEL A | 15.C7
KA0131:11 | SC | KA0135A1 | WHT | 20 | 13.D4 | KA0135:A1 | TURBINE PANEL A | 13.D6
KA0131:14 | SC | KA013114 | WHT | 20 | 13.D4 | AF0092:06 | TURBINE PANEL A | 57.A7
KA0133:A1 | SC | KA0133A1 | WHT | 20 | 13.C6 | AF0092:02 | TURBINE PANEL A | 57.B7
KA0134:A1 | SC | KA0134A1 | WHT | 20 | 13.C6 | AF0091:12 | TURBINE PANEL A | 59.C7
KA0136:21 | SC | KA013621 | WHT | 20 | 13.B3 | AF0087:43 | TURBINE PANEL A | 13.B4
KA0136:24 | SC | KA013624 | WHT | 20 | 13.B3 | AF0087:11 | TURBINE PANEL A | 13.B4
KA0136:A2 | SC | 0V | WHT | 20 | 13.D6 | KA0135:A2 | TURBINE PANEL A | 13.D6
KA0137:24 | SC | KA013112 | WHT | 20 | 13.D3 | AF0087:09 | TURBINE PANEL A | 13.C4
KA0141:11 | SC | KA014111 | WHT | 20 | 13.C2 | AF0091:39 | TURBINE PANEL A | 13.C2
KA0141:14 | SC | KA014114 | WHT | 20 | 13.C2 | AF0091:07 | TURBINE PANEL A | 13.C2
KA0144:A1 | SC | KA0135A1 | WHT | 20 | 13.C6 | KA0135:A1 | TURBINE PANEL A | 13.D6
KA0144:A2 | SC | 0V | WHT | 20 | 13.C6 | KA0135:A2 | TURBINE PANEL A | 13.D6
KA0234:A1 | SC | KA0231A1 | WHT | 20 | 14.D6 | XT0139:4 | TURBINE PANEL A | 14.D6
KA0235:24 | SC | 022111 | WHT | 20 | 43.A5 | KA0221:11 | TURBINE PANEL A | 43.A6
KA0239:21 | SC | KA023921 | WHT | 20 | 14.B6 | AF0081:41 | TURBINE PANEL A | 14.A7
KA0239:24 | SC | KA023924 | WHT | 20 | 14.B6 | AF0081:09 | TURBINE PANEL A | 14.A7
KA0241:11 | SC | UA1200J21 | WHT | 20 | 14.A5 | AF0081:00 | TURBINE PANEL A | 14.A7
KA0242:14 | SC | KA024214 | WHT | 20 | 14.C6 | AF0081:08 | TURBINE PANEL A | 14.C7
KA0243:11 | SC | KA024311 | WHT | 20 | 14.B6 | AF0081:33 | TURBINE PANEL A | 14.B7
KA0243:14 | SC | KA024314 | WHT | 20 | 14.B6 | AF0081:01 | TURBINE PANEL A | 14.B7
KA0245:21 | SC | KA024521 | WHT | 20 | 14.B6 | AF0081:34 | TURBINE PANEL A | 14.B7
KA0245:24 | SC | KA024524 | WHT | 20 | 14.B6 | AF0081:02 | TURBINE PANEL A | 14.B7
KA2160:A1 | SC | 009204 | WHT | 20 | 25.A5 | AF0092:04 | TURBINE PANEL A | 25.A6
KA2160:A2 | SC | 009220 | WHT | 20 | 25.A5 | AF0092:20 | TURBINE PANEL A | 25.A6
KA2161:A1 | SC | 009207 | WHT | 20 | 25.B5 | AF0092:07 | TURBINE PANEL A | 25.A6
KA2161:A2 | SC | 009223 | WHT | 20 | 25.B5 | AF0092:23 | TURBINE PANEL A | 25.A6
XT0060:4 | SC | SV21202 | WHT | 20 | 43.A5 | AF0095:18 | TURBINE PANEL A | 43.A7
XT0237:2 T2 | SC | XT02372 | WHT | 20 | 20.C5 | AF0092:13 | TURBINE PANEL A | 20.C7
XT0240:1 | SC | ESTOPC | WHT | 20 | 14.A3 | KA7512:11 | TURBINE PANEL A | 23.D6
XT0240:2 | SC | ESTOPB | WHT | 20 | 14.A3 | KA7512:14 | TURBINE PANEL A | 23.D6
XT0240:3 | SC | ESTOPA | WHT | 20 | 14.A3 | XT0137:1 | TURBINE PANEL A | 22.B5
XT0240:4 | SC | ESTOP | WHT | 20 | 14.A3 | XT0137:2 | TURBINE PANEL A | 22.B5
AU0070:L1 | WC0008 | AU0080L2 | ENET | CABLE | 2.A5 | AU0080:L2 | TURBINE PANEL A | 2.A4
SolarTools ver. 24.0.84.24712 (Jul 31, 2025)
Report date: 4/21/2026 4:01 PM

## Panel Errors
Panel Errors
Project # | J1490
Project Name | TCE ALCES MC77301 CR
Revision | 0.1
Controls DE | A.GONZALEZ
Phone:
Controls ME
Phone:
From | [6 empty] | To
Device ID | Location | Cable (W) Conductor (SC) Jumper Clip (JC) | Wire ID | Wire No. | Gauge/Size | Page/Zone | Device ID | Location | Page/Zone
Report date: 4/21/2026 4:01 PM |  |  |  | SolarTools ver. 24.0.84.24712 (Jul 31, 2025)

## Cable Part Numbers
Cable Part Numbers |  |  | SolarTools ver. 24.0.84.24712 (Jul 31, 2025)
Project # | J1490
Report date: 4/21/2026 4:01 PM
Project Name | TCE ALCES MC77301 CR
Revision | 0.1
Controls DE | A.GONZALEZ
Phone:
Controls ME
Phone:
Device ID |  | Part Number |  | Description
WC8058 |  | 2684693-54 |  | CABLE, EXTENSION, BACKPLANE
WC5072 |  | PART OF 1103208-1 |  | CABLE, 2 CONDUCTOR UNSHIELDED PART OF HORN
WC0001 |  | 1302073-36 |  | CABLE, ETHERNET - 36 INCHES
WC0003 |  | 1302073-36 |  | CABLE, ETHERNET - 36 INCHES
WC0007 |  | 1302073-36 |  | CABLE, ETHERNET - 36 INCHES
WC0008 |  | 1302073-36 |  | CABLE, ETHERNET - 36 INCHES
WC0009 |  | 1302073-36 |  | CABLE, ETHERNET - 36 INCHES
WC0010 |  | 1302073-36 |  | CABLE, ETHERNET - 36 INCHES
WC0014 |  | 1302073-36 |  | CABLE, ETHERNET - 36 INCHES
WC0041 |  | 1302073-36 |  | CABLE, ETHERNET - 36 INCHES
WC0042 |  | 1302073-36 |  | CABLE, ETHERNET - 36 INCHES
WC0043 |  | 1302073-36 |  | CABLE, ETHERNET - 36 INCHES
WC0051 |  | 1302073-36 |  | CABLE, ETHERNET - 36 INCHES
WC0060 |  | 2684693-54 |  | CABLE, EXTENSION, BACKPLANE
WC0101 |  | 1302073-36 |  | CABLE, COMMUNICATION CABLE - 36 INCHES
WC0212 |  | 1302073-36 |  | CABLE, ETHERNET - 36 INCHES
WC0680 |  | 1302073-36 |  | CABLE
WC1227 |  | 1022941-12 |  | TPE, 1 PAIR TWISTED SHIELDED
WC1328 |  | 1022941-12 |  | TPE, 1 PAIR TWISTED SHIELDED
WC1329 |  | 1022941-12 |  | TPE, 1 PAIR TWISTED SHIELDED
WC1330 |  | 1022941-12 |  | TPE, 1 PAIR TWISTED SHIELDED
WC1331 |  | 1022941-12 |  | TPE, 1 PAIR TWISTED SHIELDED
WC1332 |  | 1022941-12 |  | TPE, 1 PAIR TWISTED SHIELDED
WC1333 |  | 1022941-12 |  | TPE, 1 PAIR TWISTED SHIELDED
WC1334 |  | 1022941-12 |  | TPE, 1 PAIR TWISTED SHIELDED
WC1335 |  | 1022941-12 |  | TPE, 1 PAIR TWISTED SHIELDED
WC1336 |  | 1022941-12 |  | TPE, 1 PAIR TWISTED SHIELDED
WC1337 |  | 1022941-12 |  | TPE, 1 PAIR TWISTED SHIELDED
WC1338 |  | 1022941-12 |  | TPE, 1 PAIR TWISTED SHIELDED
WC1339 |  | 1022941-12 |  | TPE, 1 PAIR TWISTED SHIELDED
WC1340 |  | 1022941-12 |  | TPE, 1 PAIR TWISTED SHIELDED
WC1341 |  | 1022941-12 |  | TPE, 1 PAIR TWISTED SHIELDED
WC1353 |  | 1022941-12 |  | TPE, 1 PAIR TWISTED SHIELDED
WC1354 |  | 1022941-12 |  | TPE, 1 PAIR TWISTED SHIELDED
WC1355 |  | 1022941-12 |  | TPE, 1 PAIR TWISTED SHIELDED
WC1356 |  | 1022941-12 |  | TPE, 1 PAIR TWISTED SHIELDED
WC4524 |  | 1022941-12 |  | TPE, 1 PAIR TWISTED SHIELDED
WC4749 |  | 1075034-5 |  | PVC, 1 TRIAD TWISTED SHIELDED
WC8040 |  | 1322418-90 |  | CABLE, SYTSTEM FUNCTION
WC8041 |  | 1322418-90 |  | CABLE, DYNAMIX 1444 BUS
WC8042 |  | 1322418-90 |  | CABLE, DYNAMIX 1444 BUS
WC8043 |  | 1322418-90 |  | CABLE, SUPPLIED BY OTHERS
WC8050 |  | 1322418-90 |  | CABLE, SUPPLIED BY OTHERS
WC8059 |  | 2684693-54 |  | CABLE, EXTENSION, BACKPLANE

## Part Number List
Part Number List |  | SolarTools ver. 24.0.84.24712 (Jul 31, 2025)
Project # | J1490
Report date: 4/21/2026 4:01 PM
Project Name | TCE ALCES MC77301 CR
Revision | 0.1
Controls DE | A.GONZALEZ
Phone:
Controls ME
Phone:
Device ID | Part Number | Description | Location
AF0141 | ...,2684693-17,2684693-25 | 5094-OB8XT, 8 DISCRETE OUTPUT | BOP PANEL^JB74
AF0142 | 2684693-17,2684693-23 | 5094-IB16XT, 16 DISCRETE INPUT | BOP PANEL^JB74
AF0143 | 2684693-18,2684693-56 | 5094-IF8IHXT, 8 ANALOG INPUT, ISOLATED | BOP PANEL^JB74
AF0144 | 2684693-18,2684693-27 | 5094-OF8IHXT, 8 ANALOG OUTPUT, ISOLATED | BOP PANEL^JB74
AF0145 | 2684693-19,2684693-33 | 5094-IY8XT, 8 ANALOG INPUT,TC/RTD/I&V | BOP PANEL^JB74
AF0146 | 2684693-17,2684693-25 | 5094-OB8XT, 8 DISCRETE OUTPUT | BOP PANEL^JB74
AF0181 | 2684693-17,2684693-25 | 5094-OB8XT, 8 DISCRETE OUTPUT | BOP PANEL^JB74
AF0182 | 2684693-17,2684693-23 | 5094-IB16XT, 16 DISCRETE INPUT | BOP PANEL^JB74
AF0183 | 2684693-18,2684693-28 | 5094-IB16SXT, 16 DISCRETE INPUT, S | BOP PANEL^JB74
AF0184 | 2684693-18,2684693-55 | 5094-OB16SXT, 16 DISCRETE OUTPUT, S | BOP PANEL^JB74
AF0185 | 2684693-18,2684693-56 | 5094-IF8IHXT, 8 ANALOG INPUT, ISOLATED | BOP PANEL^JB74
AU0140 | 2684693-22 | 5094-AENTRXT, FLEX 5000 I/O | BOP PANEL^JB74
AU0180 | 2684693-22 | 5094-AENTRXT, FLEX 5000 I/O | BOP PANEL^JB74
BA1212 | 1337728-12 | SWITCH, ETAP, DLR INTERFACE | BOP PANEL^JB74
FU0140 | 1043265-1,1043265-5 | FUSE, 10A | BOP PANEL^JB74
FU0141 | 1043265-1,1043265-5 | FUSE, 10A | BOP PANEL^JB74
FU0142 | 1043265-1,1043265-5 | FUSE, 10A | BOP PANEL^JB74
FU0143 | 1043265-1,1043265-5 | FUSE, 10A | BOP PANEL^JB74
FU0180 | 1043265-1,1043265-5 | FUSE, 10A | BOP PANEL^JB74
FU0181 | 1043265-1,1043265-5 | FUSE, 10A | BOP PANEL^JB74
FU0184 | 1043265-1,1043265-5 | FUSE, 10A | BOP PANEL^JB74
FU0292 | 1043265-4 | FUSE, 5A | BOP PANEL^JB74
FU0570 | 1043265-1,1043265-7 | FUSE, 20A | BOP PANEL^JB74
FU1212 | 1043265-1,1043265-3 | FUSE, 2A | BOP PANEL^JB74
GR0140 | 903842C1 | RAIL LUG, DINRAIL GROUNDING | BOP PANEL^JB74
GR0180 | 903842C1 | RAIL LUG, DINRAIL GROUNDING | BOP PANEL^JB74
GR0257 | 903842C1 | RAIL LUG, DINRAIL GROUNDING | BOP PANEL^JB74
IEG0257 | 232941-200 | BUS BAR, BOP - INSTRUMENT EARTH GROUNDING | BOP PANEL^JB74
KA0531 | 1061979-1 | RELAY, NO EMERGENCY SHUTDOWN SUMMARY | BOP PANEL^JB74
KA0532 | 1061979-1 | RELAY, NO EMERGENCY SHUTDOWN SUMMARY | BOP PANEL^JB74
KA0533 | 1061979-1 | RELAY, NO EMERGENCY SHUTDOWN SUMMARY | BOP PANEL^JB74
KA0534 | 1061979-1 | RELAY, NO EMERGENCY SHUTDOWN SUMMARY | BOP PANEL^JB74
KA0535 | 1061979-1 | RELAY, CONTROLLER ACTIVE | BOP PANEL^JB74
KA0536 | 1061979-1 | RELAY, CONTROLLER ACTIVE | BOP PANEL^JB74
KA0537 | 1061979-1 | RELAY, NO EMERGENCY SHUTDOWN SUMMARY | BOP PANEL^JB74
KA0540 | 1061979-1 | RELAY, OPEN SUCTION VALVE | BOP PANEL^JB74
KA0541 | 1061979-1 | RELAY, OPEN DISCHARGE VALVE | BOP PANEL^JB74
KA0571 | 1061979-1 | RELAY, LOADING VALVE CLOSED | BOP PANEL^JB74
KA0572 | 1061979-1 | RELAY, SUCTION VALVE CLOSED | BOP PANEL^JB74
KA0573 | 1061979-1 | RELAY, DISCHARGE VALVE CLOSED | BOP PANEL^JB74
KA7602 | 1061979-1 | RELAY, VENT VALVE CLOSE (SAFETY) | BOP PANEL^JB74
KA7621 | 1061979-1 | RELAY, SUCTION VALVE OPEN SAFETY | BOP PANEL^JB74
KA7641 | 1061979-1 | RELAY, DISCHARGE VALVE OPEN (SAFETY) | BOP PANEL^JB74
UV0292 | 1088442-4 | POWER CONVERTER, DC/DC INPUT TO 24V DC OUTPUT | BOP PANEL^JB74
XT0140 | 1066730-7,1066730-8,1067996-4 | TERMINAL BLOCK, SPRING, 4 CONDUCTOR,30-12 AWG (0.05-3.31 MM2),NON-IS | BOP PANEL^JB74
XT0180 | 1066730-7,1066730-8,1067996-4 | TERMINAL BLOCK, SPRING, 4 CONDUCTOR,30-12 AWG (0.05-3.31 MM2),NON-IS | BOP PANEL^JB74
XT0570 | 1066730-16,1066730-17,1067996-4 | TERMINAL STRIP, 2 CONDUCTOR | BOP PANEL^JB74
XT0572 | 1066730-7,1066730-8,1067996-4 | TERMINAL BLOCK, SPRING, 4 CONDUCTOR,30-12 AWG (0.05-3.31 MM2),NON-IS | BOP PANEL^JB74
XT0573 | 1066730-10,1066730-9,1067996-4 | DIODE TERMINAL STRIP, 4 CONDUCTOR | BOP PANEL^JB74
AF0500 | 1322418-31,1322418-40,1322418-72,1322418-73 | 1444-TSCX02-02RB, 2-CH TACHOMETER INPUT^DYNAMIX 1444 VIBRATION | HP COMPRESSOR^ONSKID PANEL
AF0510 | 1322418-11,1322418-20,1322418-70,1322418-71 | 1444-DYN04-01RA, 4-CH VIBRATION INPUT^DYNAMIX 1444 VIBRATION | HP COMPRESSOR^ONSKID PANEL
AF1201 | 2684693-17,2684693-25 | 5094-OB8XT, 8 DISCRETE OUTPUT | HP COMPRESSOR^ONSKID PANEL
AF1202 | 2684693-17,2684693-23 | 5094-IB16XT, 16 DISCRETE INPUT | HP COMPRESSOR^ONSKID PANEL
AF1203 | 2684693-18,2684693-56 | 5094-IF8IHXT, 8 ANALOG INPUT, ISOLATED | HP COMPRESSOR^ONSKID PANEL
AF1204 | 2684693-18,2684693-30 | 5094-IF4IHSXT, 4 ANALOG INPUT, S | HP COMPRESSOR^ONSKID PANEL
AF1205 | 2684693-18,2684693-30 | 5094-IF4IHSXT, 4 ANALOG INPUT, S | HP COMPRESSOR^ONSKID PANEL
AF1206 | 2684693-21,2684693-36 | 5094-IRT8SXT, 8 RTD/TC ANALOG INPUT, S | HP COMPRESSOR^ONSKID PANEL
AF1207 | 2684693-18,2684693-28 | 5094-IB16SXT, 16 DISCRETE INPUT, S | HP COMPRESSOR^ONSKID PANEL
AF1208 | 2684693-19,2684693-33 | 5094-IY8XT, 8 ANALOG INPUT,TC/RTD/I&V | HP COMPRESSOR^ONSKID PANEL
AF1209 | 2684693-18,2684693-56 | 5094-IF8IHXT, 8 ANALOG INPUT, ISOLATED | HP COMPRESSOR^ONSKID PANEL
AF1210 | 2684693-18,2684693-56 | 5094-IF8IHXT, 8 ANALOG INPUT, ISOLATED | HP COMPRESSOR^ONSKID PANEL
AF1211 | 2684693-18,2684693-27 | 5094-OF8IHXT, 8 ANALOG OUTPUT, ISOLATED | HP COMPRESSOR^ONSKID PANEL
AU1200 | 2684693-50 | 5094-AEN2TR, FLEX 5000 I/O | HP COMPRESSOR^ONSKID PANEL
FU0120 | 1043265-1,1043265-5 | FUSE, 10A | HP COMPRESSOR^ONSKID PANEL
FU0121 | 1043265-1,1043265-5 | FUSE, 10A | HP COMPRESSOR^ONSKID PANEL
FU0122 | 1043265-1,1043265-4 | FUSE, 5A | HP COMPRESSOR^ONSKID PANEL
FU0130 | 1043265-1,1043265-7 | FUSE, 20A | HP COMPRESSOR^ONSKID PANEL
FU0131 | 1043265-1,1043265-4 | FUSE, 5A | HP COMPRESSOR^ONSKID PANEL
FU0272 | 1043265-1,1043265-4 | FUSE, 5A | HP COMPRESSOR^ONSKID PANEL
GR0120 | 903849C1 | RAIL GROUND, DIN RAIL GROUNDING | HP COMPRESSOR^ONSKID PANEL
GR0124 | 903849C1 | RAIL GROUND, DIN RAIL GROUNDING | HP COMPRESSOR^ONSKID PANEL
GR0272 | 903849C1 | RAIL GROUND, DIN RAIL GROUNDING | HP COMPRESSOR^ONSKID PANEL
GR0845 | 903849C1 | RAIL GROUND, DIN RAIL GROUNDING | HP COMPRESSOR^ONSKID PANEL
HAIEG0130 | 232941-200 | BUS BAR, COMPRESSOR VIBRATION - I.S. INSTRUMENT EARTH GROUNDING | HP COMPRESSOR^ONSKID PANEL
IEG0130 | 232941-110 | BUS BAR, HP CPSR - INSTRUMENT EARTH GROUNDING | HP COMPRESSOR^ONSKID PANEL
KA0120 | 1061979-1 | RELAY, CONTROLLER ACTIVE | HP COMPRESSOR^ONSKID PANEL
KA4401 | 1061979-1 | RELAY, CASE DEPRESSURIZED | HP COMPRESSOR^ONSKID PANEL
UAI4460 | 1053038-18 | ISOLATOR, VOLTAGE REPEATER | HP COMPRESSOR^ONSKID PANEL
UAI4461 | 1053038-18 | ISOLATOR, VOLTAGE REPEATER | HP COMPRESSOR^ONSKID PANEL
UAI4470 | 1053038-18 | ISOLATOR, VOLTAGE REPEATER | HP COMPRESSOR^ONSKID PANEL
UAI4471 | 1053038-18 | ISOLATOR, VOLTAGE REPEATER | HP COMPRESSOR^ONSKID PANEL
UV0272 | 1053038-19 | POWER FEED MODULE, INTRINSIC SAFETY | HP COMPRESSOR^ONSKID PANEL
WC8058 | 2684693-54 |  | HP COMPRESSOR^ONSKID PANEL
XT0121 | 1066730-7,1066730-8,1067996-4 | TERMINAL BLOCK, SPRING, 4 CONDUCTOR,30-12 AWG (0.05-3.31 MM2),NON-IS | HP COMPRESSOR^ONSKID PANEL
XT0130 | 1066730-7,1066730-8,1067996-4 | TERMINAL BLOCK, SPRING, 4 CONDUCTOR,30-12 AWG (0.05-3.31 MM2),NON-IS | HP COMPRESSOR^ONSKID PANEL
XT0500 | 1066730-1,1066730-2,1067996-4 | TERMINAL STRIP, 4 CONDUCTOR | HP COMPRESSOR^ONSKID PANEL
XT0520 | 1066730-7,1066730-8,1067996-4 | TERMINAL BLOCK, SPRING, 4 CONDUCTOR,30-12 AWG (0.05-3.31 MM2),NON-IS | HP COMPRESSOR^ONSKID PANEL
FU0271 | 1043265-1,1043265-4 | FUSE, 5A | JB5
GR0110 | 903849C1 | RAIL GROUND, DIN RAIL GROUNDING | JB5
GR0271 | 903849C1 | RAIL GROUND, DIN RAIL GROUNDING | JB5
HAIEG0110 | 232941-200 | BUS BAR, ENGINE VIBRATION - I.S. INSTRUMENT EARTH GROUNDING | JB5
IEG0110 | 232941-200 | BUS BAR, ENGINE VIBRATION - INSTRUMENT EARTH GROUNDING | JB5
UAI1204 | 1053038-18 | ISOLATOR, VOLTAGE REPEATER | JB5
UAI1210 | 1053038-18 | ISOLATOR, VOLTAGE REPEATER | JB5
UAI1211 | 1053038-18 | ISOLATOR, VOLTAGE REPEATER | JB5
UAI1220 | 1053038-18 | ISOLATOR, VOLTAGE REPEATER | JB5
UAI1221 | 1053038-18 | ISOLATOR, VOLTAGE REPEATER | JB5
UAI1230 | 1053038-18 | ISOLATOR, VOLTAGE REPEATER | JB5
UAI1231 | 1053038-18 | ISOLATOR, VOLTAGE REPEATER | JB5
UAI1240 | 1053038-18 | ISOLATOR, VOLTAGE REPEATER | JB5
UAI1241 | 1053038-18 | ISOLATOR, VOLTAGE REPEATER | JB5
UAI1250 | 1053038-18 | ISOLATOR, VOLTAGE REPEATER | JB5
UAI1251 | 1053038-18 | ISOLATOR, VOLTAGE REPEATER | JB5
UAI1262 | 1053038-18 | ISOLATOR, VOLTAGE REPEATER | JB5
UAI1263 | 1053038-18 | ISOLATOR, VOLTAGE REPEATER | JB5
UAI1272 | 1053038-18 | ISOLATOR, VOLTAGE REPEATER | JB5
UAI1273 | 1053038-18 | ISOLATOR, VOLTAGE REPEATER | JB5
UV0271 | 1053038-19 | POWER FEED MODULE, INTRINSIC SAFETY | JB5
AF0331 | 2684693-17,2684693-24 | 5094-OB16XT, 16 DISCRETE OUTPUT | JB6310
AU0330 | 2684693-22 | 5094-AENTRXT, FLEX 5000 I/O | JB6310
FU0330 | 1043265-1,1043265-5 | FUSE, 10A | JB6310
FU0331 | 1043265-1,1043265-5 | FUSE, 10A | JB6310
FU6310 | 1043265-1,1043265-5 | FUSE, 10A | JB6310
GR6310 | 903842C1 | RAIL LUG, DINRAIL GROUNDING | JB6310
GR6311 | 903842C1 | RAIL LUG, DINRAIL GROUNDING | JB6310
GR6312 | 903849C1 | RAIL GROUND, DIN RAIL GROUNDING | JB6310
IEG6310 | 232941-200 | BUS BAR, AIR INLET CLEANER BOX - INSTRUMENT EARTH GROUNDING | JB6310
KA6310 | 1061979-1 | RELAY, AIR INLET FILTER PULSE #1 | JB6310
KA6311 | 1061979-1 | RELAY, AIR INLET FILTER PULSE #2 | JB6310
KA6312 | 1061979-1 | RELAY, AIR INLET FILTER PULSE #3 | JB6310
KA6313 | 1061979-1 | RELAY, AIR INLET FILTER PULSE #4 | JB6310
KA6314 | 1061979-1 | RELAY, AIR INLET FILTER PULSE #5 | JB6310
KA6315 | 1061979-1 | RELAY, AIR INLET FILTER PULSE #6 | JB6310
KA6316 | 1061979-1 | RELAY, AIR INLET FILTER PULSE #7 | JB6310
KA6317 | 1061979-1 | RELAY, AIR INLET FILTER PULSE #8 | JB6310
KA6318 | 1061979-1 | RELAY, AIR INLET FILTER PULSE #9 | JB6310
KA6319 | 1061979-1 | RELAY, AIR INLET FILTER PULSE #10 | JB6310
KA6320 | 1061979-1 | RELAY, AIR INLET FILTER PULSE #11 | JB6310
XT0330 | 1066730-7,1066730-8,1067996-4 | TERMINAL BLOCK, SPRING, 4 CONDUCTOR,30-12 AWG (0.05-3.31 MM2),NON-IS | JB6310
XT0530 | 1066730-7,1066730-8,1067996-4 | TERMINAL BLOCK, SPRING, 4 CONDUCTOR,30-12 AWG (0.05-3.31 MM2),NON-IS | JB6310
XT6310 | 1066730-7 | TERMINAL BLOCK, SPRING, 4 CONDUCTOR,30-12 AWG (0.05-3.31 MM2),NON-IS | JB6310
SA0471 | 1035040-1652,2380746-2 | SELECTOR SWITCH, SPEED | JB70
SB0471 | 1035040-854,2380746-1 | PUSHBUTTON SWITCH, HORN SILENCE | JB70
SB0472 | 1035040-32,2380746-4 | PUSHBUTTON SWITCH, EMERGENCY STOP | JB70
SB0473 | 1035040-855,2380746-1 | PUSHBUTTON SWITCH, ACKNOWLEDGE | JB70
SB0474 | 1035040-121,2380746-1 | PUSHBUTTON SWITCH, RESET | JB70
SH0470 | 1035040-108,2380746-3 | LIGHTED SWITCH, STOP/STOPPING, RED | JB70
SH0471 | 1035040-857,2380746-3 | LIGHTED SWITCH, START/STARTING, GREEN | JB70
SH0472 | 1035040-859,2380746-3 | LIGHTED SWITCH, BACKUP SYSTEM ACTIVE/RESET, AMBER | JB70
XT0400 | 1066730-1,1066730-2,1067996-4 | TERMINAL STRIP, 4 CONDUCTOR | JB70
XT7410 | PART OF JB | TERMINAL STRIP, SYSTEM FUNCTION (USE) | JB7410
XT4875 | DRIVEN COMMON | TERMINAL STRIP, HP COMPRESSOR CASE PRESSURE | JB75
XT2809 | DRIVER COMMON | TERMINAL STRIP, SYSTEM FUNCTION (USE) | JB9
CC9000 | CUSTOMER DEFINED | CUSTOMER CONNECTION, UNCONTROLLED VENTING^XS-1800 | PANEL
CC9001 | CUSTOMER DEFINED | CUSTOMER CONNECTION, SURGE FLOW NARROW^0-50 KPA | PANEL
CC9002 | CUSTOMER DEFINED | CUSTOMER CONNECTION, SURGE FLOW WIDE^0-750 KPA | PANEL
FU0136 | 1043265-1,1043265-9 | FUSE, 30A | PANEL
FU0137 | 1043265-1,1043265-7 | FUSE, 20A | PANEL
FU0139 | 1043265-1,1043265-4 | FUSE, 5A | PANEL
SB7512 | CUSTOMER DEFINED | CUSTOMER CONTACT, EMERGENCY STOP FROM STATION | PANEL
SB7513 | CUSTOMER DEFINED | PUSHBUTTON SWITCH, FAST STOP (CUSTOMER) | PANEL
XT0134 | 1066730-16,1066730-17,1066730-18 | TERMINAL STRIP, 2 CONDUCTOR | PANEL
XT0135 | 1066730-7,1066730-8,1067996-4 | TERMINAL BLOCK, SPRING, 4 CONDUCTOR,30-12 AWG (0.05-3.31 MM2),NON-IS | PANEL
XT0138 | 1066730-16,1066730-17,1066730-18 | TERMINAL STRIP, 2 CONDUCTOR | PANEL
XT0139 | 1066730-7,1066730-8,1067996-4 | TERMINAL BLOCK, SPRING, 4 CONDUCTOR,30-12 AWG (0.05-3.31 MM2),NON-IS | PANEL
GR0113 | 903849C1 | RAIL GROUND, DIN RAIL GROUNDING | RIGHT RAIL^JB73
AT1100 | 1577354-4501 | WORKSTATION, VERSA VIEW 1200H | TURBINE BOX^DOOR^JB70
HA0472 | 1103208-101 | HORN, CONTROL SYSTEM ALARM | TURBINE BOX^DOOR^JB70
SA0473 | 2380746-5 | SELECTOR SWITCH, OFF/LOCAL/AUX | TURBINE BOX^DOOR^JB70
SA0474 | 1035040-804,2380746-2 | SELECTOR SWITCH, SURGE VALVE | TURBINE BOX^DOOR^JB70
GR1101 | 903849C1 | RAIL GROUND, DIN RAIL GROUNDING | TURBINE BOX^LEFT RAIL^JB70
UA1520 | 1105411-11 | SIGNAL CONVERTER, BAM 2 SIGNAL CONDITIONER | TURBINE BOX^LEFT RAIL^JB70
XT1521 | 1066730-7 | TERMINAL BLOCK, SPRING, 4 CONDUCTOR,30-12 AWG (0.05-3.31 MM2),NON-IS | TURBINE BOX^LEFT RAIL^JB70
XTFGH | 1066730-1,1066730-2 | TERMINAL STRIP, 4 CONDUCTOR | TURBINE BOX^LEFT RAIL^JB70
AT0680 | 1634974-100 | GATEWAY MODULE, TURBOTRONIC GATEWAY | TURBINE BOX^RIGHT RAIL^JB70
BA1100 | 1337728-10 | SWITCH, ETAP, DLR INTERFACE | TURBINE BOX^RIGHT RAIL^JB70
FU0291 | 1043265-1,1043265-4 | FUSE, 5A | TURBINE BOX^RIGHT RAIL^JB70
FU0680 | 1043265-4 | FUSE, 5A | TURBINE BOX^RIGHT RAIL^JB70
FU1100 | 1043265-1,1043265-5 | FUSE, 10A | TURBINE BOX^RIGHT RAIL^JB70
FU1101 | 1043265-1,1043265-3 | FUSE, 2A | TURBINE BOX^RIGHT RAIL^JB70
GR1100 | 903849C1 | RAIL GROUND, DIN RAIL GROUNDING | TURBINE BOX^RIGHT RAIL^JB70
PC0470 | 2271605-1 | TIMER/COUNTER, ENGINE HOUR / START COUNTER | TURBINE BOX^RIGHT RAIL^JB70
UA1200 | 1053834-10 | SIGNAL CONVERTER, BACKUP OVERSPEED | TURBINE BOX^RIGHT RAIL^JB70
UV0291 | 1088442-4 | POWER CONVERTER, DC/DC INPUT TO 24V DC OUTPUT | TURBINE BOX^RIGHT RAIL^JB70
XT0111 | 1066730-7 | TERMINAL BLOCK, SPRING, 4 CONDUCTOR,30-12 AWG (0.05-3.31 MM2),NON-IS | TURBINE BOX^RIGHT RAIL^JB70
XT0680 | 1066730-7,1066730-8,1067996-4 | TERMINAL STRIP, SYSTEM FUNCTION (USE) | TURBINE BOX^RIGHT RAIL^JB70
AF0081 | 2684693-18,2684693-28 | 5094-IB16SXT, 16 DISCRETE INPUT, S | TURBINE PANEL A
AF0082 | 2684693-17,2684693-23 | 5094-IB16XT, 16 DISCRETE INPUT | TURBINE PANEL A
AF0083 | 2684693-19,2684693-33 | 5094-IY8XT, 8 ANALOG INPUT,TC/RTD/I&V | TURBINE PANEL A
AF0084 | 2684693-19,2684693-33 | 5094-IY8XT, 8 ANALOG INPUT,TC/RTD/I&V | TURBINE PANEL A
AF0085 | 2684693-18,2684693-56 | 5094-IF8IHXT, 8 ANALOG INPUT, ISOLATED | TURBINE PANEL A
AF0086 | 2684693-18,2684693-56 | 5094-IF8IHXT, 8 ANALOG INPUT, ISOLATED | TURBINE PANEL A
AF0087 | 2684693-17,2684693-23 | 5094-IB16XT, 16 DISCRETE INPUT | TURBINE PANEL A
AF0091 | 2684693-17,2684693-23 | 5094-IB16XT, 16 DISCRETE INPUT | TURBINE PANEL A
AF0092 | 2684693-17,2684693-24 | 5094-OB16XT, 16 DISCRETE OUTPUT | TURBINE PANEL A
AF0093 | 2684693-17,2684693-24 | 5094-OB16XT, 16 DISCRETE OUTPUT | TURBINE PANEL A
AF0094 | 2684693-19,2684693-33 | 5094-IY8XT, 8 ANALOG INPUT,TC/RTD/I&V | TURBINE PANEL A
AF0095 | 2684693-17,2684693-25 | 5094-OB8XT, 8 DISCRETE OUTPUT | TURBINE PANEL A
AF0096 | 2684693-21,2684693-36 | 5094-IRT8SXT, 8 RTD/TC ANALOG INPUT, S | TURBINE PANEL A
AP0601 | 1089241-36 | 1756-EN2TXT, ETHERNET | TURBINE PANEL A
AP0602 | 1089241-40 | 1756-EN2TRXT, DEVICE LEVEL RING | TURBINE PANEL A
AP0603 | 1089241-40 | 1756-EN2TRXT, DEVICE LEVEL RING | TURBINE PANEL A
AP0604 | 1089241-20 | MODULE, BLANK FILLER | TURBINE PANEL A
AP0605 | 1089241-20 | MODULE, BLANK FILLER | TURBINE PANEL A
AP0606 | 1089241-36 | 1756-EN2TXT, ETHERNET | TURBINE PANEL A
AR0600 | 1089241-29 | RACK CHASSIS, 1756-A7XT (7 SLOT) | TURBINE PANEL A
AT0600 | 1089241-43 | 1756-L83EXTS, CONTROLLER^GUARDLOGIX | TURBINE PANEL A
AU0080 | 2684693-22 | 5094-AENTRXT, FLEX 5000 I/O | TURBINE PANEL A
AU0090 | 2684693-22 | 5094-AENTRXT, FLEX 5000 I/O | TURBINE PANEL A
F0200 | 1022716-1 | EMI/SURGE FILTER, 24VDC | TURBINE PANEL A
FU0010 | 1043265-1,1043265-5 | FUSE, 10A | TURBINE PANEL A
FU0011 | 1043265-1,1043265-9 | FUSE, 30A | TURBINE PANEL A
FU0080 | 1043265-1,1043265-5 | FUSE, 10A | TURBINE PANEL A
FU0081 | 1043265-1,1043265-5 | FUSE, 10A | TURBINE PANEL A
FU0082 | 1043265-1,1043265-5 | FUSE, 10A | TURBINE PANEL A
FU0090 | 1043265-1,1043265-5 | FUSE, 10A | TURBINE PANEL A
FU0091 | 1043265-1,1043265-5 | FUSE, 10A | TURBINE PANEL A
FU0092 | 1043265-1,1043265-5 | FUSE, 10A | TURBINE PANEL A
FU0093 | 1043265-1,1043265-5 | FUSE, 10A | TURBINE PANEL A
GR0131 | 903849C1 | RAIL GROUND, DIN RAIL GROUNDING | TURBINE PANEL A
GR0132 | 903849C1 | RAIL GROUND, DIN RAIL GROUNDING | TURBINE PANEL A
GR0133 | 903849C1 | RAIL GROUND, DIN RAIL GROUNDING | TURBINE PANEL A
GR0134 | 903849C1 | RAIL GROUND, DIN RAIL GROUNDING | TURBINE PANEL A
KA0135 | 1061979-1 | RELAY, AC PRE/POST PUMP DRIVE | TURBINE PANEL A
KA0221 | 1061979-1 | RELAY, PRIMARY GAS FUEL^SHUTOFF VALVE | TURBINE PANEL A
KA3103 | 1061979-1 | RELAY, LUBE OIL TANK HEATER | TURBINE PANEL A
KA7512 | 1061979-1 | RELAY, EMERGENCY STOP (CUSTOMER) | TURBINE PANEL A
KA9000 | 1061979-1 | RELAY, UNCONTROLLED VENTING | TURBINE PANEL A
PEG0130 | 232941-300 | BUS BAR, PANEL A - POWER EARTH GROUNDING | TURBINE PANEL A
RR0851 | 981090C1 | RESISTOR, 3.01K OHM | TURBINE PANEL A
RR0852 | 981089C1 | RESISTOR, 1.0K OHM | TURBINE PANEL A
UV0600 | 1089241-28 | POWER SUPPLY, RSLOGIX CHASSIS | TURBINE PANEL A
XT0012 | 1066730-16,1066730-17,1066730-18 | TERMINAL STRIP, 2 CONDUCTOR | TURBINE PANEL A
XT0013 | 1066730-16,1066730-67 | TERMINAL STRIP, 2 CONDUCTOR | TURBINE PANEL A
XT0080 | 1066730-7,1066730-8,1067996-4 | TERMINAL BLOCK, SPRING, 4 CONDUCTOR,30-12 AWG (0.05-3.31 MM2),NON-IS | TURBINE PANEL A
XT0085 | 1066730-7,1066730-8,1067996-4 | TERMINAL BLOCK, SPRING, 4 CONDUCTOR,30-12 AWG (0.05-3.31 MM2),NON-IS | TURBINE PANEL A
XT0090 | 1066730-7,1066730-8,1067996-4 | TERMINAL BLOCK, SPRING, 4 CONDUCTOR,30-12 AWG (0.05-3.31 MM2),NON-IS | TURBINE PANEL A
XT0137 | 1066730-7,1066730-8,1067996-4 | TERMINAL BLOCK, SPRING, 4 CONDUCTOR,30-12 AWG (0.05-3.31 MM2),NON-IS | TURBINE PANEL A
XT0139 | 1066730-7,1066730-8,1067996-4 |  | TURBINE PANEL A
XT0139 | 1066730-7,1066730-8,1067996-4 | TERMINAL BLOCK, SPRING, 4 CONDUCTOR,30-12 AWG (0.05-3.31 MM2),NON-IS | TURBINE PANEL A
XT7512 | 1066730-7 | TERMINAL BLOCK, SPRING, 4 CONDUCTOR,30-12 AWG (0.05-3.31 MM2),NON-IS | TURBINE PANEL A
AF0061 | 2684693-17,2684693-25 | 5094-OB8XT, 8 DISCRETE OUTPUT | TURBINE PANEL B
AF0062 | 2684693-17,2684693-25 | 5094-OB8XT, 8 DISCRETE OUTPUT | TURBINE PANEL B
AF0063 | 2684693-17,2684693-23 | 5094-IB16XT, 16 DISCRETE INPUT | TURBINE PANEL B
AF0064 | 2684693-18,2684693-30 | 5094-IF4IHSXT, 4 ANALOG INPUT, S | TURBINE PANEL B
AF0065 | 2684693-18,2684693-30 | 5094-IF4IHSXT, 4 ANALOG INPUT, S | TURBINE PANEL B
AF0066 | 2684693-18,2684693-27 | 5094-OF8IHXT, 8 ANALOG OUTPUT, ISOLATED | TURBINE PANEL B
AF0067 | 2684693-17,2684693-25 | 5094-OB8XT, 8 DISCRETE OUTPUT | TURBINE PANEL B
AF0068 | 2684693-21,2684693-36 | 5094-IRT8SXT, 8 RTD/TC ANALOG INPUT, S | TURBINE PANEL B
AF0071 | 2684693-18,2684693-32 | 5094-IJ2ISXT, 2 FAST COUNTER INPUT, S | TURBINE PANEL B
AF0072 | 2684693-18,2684693-30 | 5094-IF4IHSXT, 4 ANALOG INPUT, S | TURBINE PANEL B
AF0073 | 2684693-21,2684693-36 | 5094-IRT8SXT, 8 RTD/TC ANALOG INPUT, S | TURBINE PANEL B
AF0074 | 2684693-18,2684693-56 | 5094-IF8IHXT, 8 ANALOG INPUT, ISOLATED | TURBINE PANEL B
AF0075 | 2684693-18,2684693-30 | 5094-IF4IHSXT, 4 ANALOG INPUT, S | TURBINE PANEL B
AF0076 | 2684693-18,2684693-55 | 5094-OB16SXT, 16 DISCRETE OUTPUT, S | TURBINE PANEL B
AF0400 | 1322418-31,1322418-40,1322418-72,1322418-73 | 1444-TSCX02-02RB, 2-CH TACHOMETER INPUT^DYNAMIX 1444 VIBRATION | TURBINE PANEL B
AF0410 | 1322418-11,1322418-20,1322418-70,1322418-71 | 1444-DYN04-01RA, 4-CH VIBRATION INPUT^DYNAMIX 1444 VIBRATION | TURBINE PANEL B
AF0420 | 1322418-11,1322418-20,1322418-70,1322418-71 | 1444-DYN04-01RA, 4-CH VIBRATION INPUT^DYNAMIX 1444 VIBRATION | TURBINE PANEL B
AF0430 | 1322418-11,1322418-20,1322418-70,1322418-71 | 1444-DYN04-01RA, 4-CH VIBRATION INPUT^DYNAMIX 1444 VIBRATION | TURBINE PANEL B
AF0450 | 1322418-11,1322418-20,1322418-70,1322418-71 | 1444-DYN04-01RA, 4-CH VIBRATION INPUT^DYNAMIX 1444 VIBRATION | TURBINE PANEL B
AU0060 | 2684693-22 | 5094-AENTRXT, FLEX 5000 I/O | TURBINE PANEL B
AU0070 | 2684693-22 | 5094-AENTRXT, FLEX 5000 I/O | TURBINE PANEL B
FU0060 | 1043265-1,1043265-5 | FUSE, 10A | TURBINE PANEL B
FU0061 | 1043265-1,1043265-5 | FUSE, 10A | TURBINE PANEL B
FU0062 | 1043265-1,1043265-5 | FUSE, 10A | TURBINE PANEL B
FU0063 | 1043265-1,1043265-5 | FUSE, 10A | TURBINE PANEL B
FU0070 | 1043265-1,1043265-5 | FUSE, 10A | TURBINE PANEL B
FU0071 | 1043265-1,1043265-5 | FUSE, 10A | TURBINE PANEL B
FU0110 | 1043265-1,1043265-7 | FUSE, 20A | TURBINE PANEL B
FU0113 | 1043265-1,1043265-4 | FUSE, 5A | TURBINE PANEL B
FU0210 | 1043265-1,1043265-7 | FUSE, 20A | TURBINE PANEL B
FU0211 | 1043265-1,1043265-4 | FUSE, 5A | TURBINE PANEL B
FU0212 | 1043265-1,1043265-3 | FUSE, 2A | TURBINE PANEL B
GR0231 | 903842C1 | RAIL LUG, DINRAIL GROUNDING | TURBINE PANEL B
GR0232 | 903842C1 | RAIL LUG, DINRAIL GROUNDING | TURBINE PANEL B
GR0233 | 903842C1 | RAIL LUG, DINRAIL GROUNDING | TURBINE PANEL B
IEG0230 | 232941-300 | BUS BAR, PANEL B - INSTRUMENT EARTH GROUNDING | TURBINE PANEL B
KA0130 | 1061979-1 | RELAY, LOWSPEED/OPEN PROBE SETPOINT | TURBINE PANEL B
KA0131 | 1061979-1 | RELAY, CONTROLLER ACTIVE | TURBINE PANEL B
KA0132 | 1061979-1 | RELAY, CONTROLLER ACTIVE | TURBINE PANEL B
KA0133 | 1061979-1 | RELAY, POST LUBE NOT REQUIRED | TURBINE PANEL B
KA0134 | 1061979-1 | RELAY, BACKUP COMMAND OFF | TURBINE PANEL B
KA0136 | 1061979-1 | RELAY, LUBE OIL HEADER^PRESSURE HIGH | TURBINE PANEL B
KA0137 | 1061979-1 | RELAY, LUBE PUMP INHIBIT | TURBINE PANEL B
KA0138 | 1061979-1 | RELAY, BACKUP LUBE OIL PUMP OFF | TURBINE PANEL B
KA0141 | 1061979-1 | RELAY, CONTROLLER ACTIVE | TURBINE PANEL B
KA0144 | 1061979-1 | RELAY, AC PRE-POST PUMP | TURBINE PANEL B
KA0222 | 1061979-1 | RELAY, SECONDARY GAS FUEL^ SHUTOFF VALVE | TURBINE PANEL B
KA0231 | 1061979-1 | RELAY, CONTROLLER ACTIVE | TURBINE PANEL B
KA0232 | 1061979-1 | RELAY, CONTROLLER ACTIVE | TURBINE PANEL B
KA0233 | 1061979-1 | RELAY, CONTROLLER ACTIVE | TURBINE PANEL B
KA0234 | 1061979-1 | RELAY, CONTROLLER ACTIVE | TURBINE PANEL B
KA0235 | 1061979-1 | RELAY, NO EMERGENCY ^SHUTDOWN SUMMARY | TURBINE PANEL B
KA0236 | 1061979-1 | RELAY, NO EMERGENCY ^SHUTDOWN SUMMARY | TURBINE PANEL B
KA0237 | 1061979-1 | RELAY, NO EMERGENCY ^SHUTDOWN SUMMARY | TURBINE PANEL B
KA0238 | 1061979-1 | RELAY, NO EMERGENCY SHUTDOWN SUMMARY | TURBINE PANEL B
KA0239 | 1061979-1 | RELAY, NO EMERGENCY SHUTDOWN SUMMARY | TURBINE PANEL B
KA0240 | 1061979-1 | RELAY, NO EMERGENCY SHUTDOWN SUMMARY | TURBINE PANEL B
KA0241 | 1061979-1 | RELAY, BACKUP SYSTEM RESET | TURBINE PANEL B
KA0242 | 1061979-1 | RELAY, BACKUP SYSTEM RESET | TURBINE PANEL B
KA0243 | 1061979-1 | RELAY, NO FIRE DETECTED | TURBINE PANEL B
KA0244 | 1061979-1 | RELAY, NO FIRE DETECTED | TURBINE PANEL B
KA0245 | 1061979-1 | RELAY, NO GAS DETECTED | TURBINE PANEL B
KA0246 | 1061979-1 | RELAY, NO FIRE DETECTED | TURBINE PANEL B
KA0247 | 1061979-1 | RELAY, NO FIRE DETECTED | TURBINE PANEL B
KA0248 | 1061979-1 | RELAY, NO EMERGENCY SHUTDOWN SUMMARY | TURBINE PANEL B
KA0249 | 1061979-1 | RELAY, NO GAS DETECTED | TURBINE PANEL B
KA0250 | 1061979-1 | RELAY, NO EMERGENCY SHUTDOWN SUMMARY | TURBINE PANEL B
KA1020 | 1061979-1 | RELAY, IGNITION START | TURBINE PANEL B
KA2160 | 1061979-1 | RELAY, SPARE | TURBINE PANEL B
KA2161 | 1061979-1 | RELAY, SPARE | TURBINE PANEL B
KT0140 | 2651077-1 | TIMER RELAY, BACKUP PUMP POST LUBE OFF CYCLE | TURBINE PANEL B
KT0141 | 2651077-1 | TIMER RELAY, BACKUP POST LUBE CONTINUOUS | TURBINE PANEL B
KT0142 | 2651077-1 | TIMER RELAY, TOTAL POST LUBE | TURBINE PANEL B
KT0143 | 2651077-1 | TIMER RELAY, BACKUP PUMP POST LUBE ON CYCLE | TURBINE PANEL B
KT0144 | 2651077-1 | TIMER RELAY, HEADER PRESSURE HIGH BACKUP PUMP OFF | TURBINE PANEL B
KT0145 | 2651077-1 | TIMER RELAY, FIRE DETECTED ROLLDOWN LUBE | TURBINE PANEL B
KT0146 | 2651077-3 | TIMER RELAY, WATCHDOG | TURBINE PANEL B
XT0060 | 1066730-7,1066730-8,1067996-4 | TERMINAL BLOCK, SPRING, 4 CONDUCTOR,30-12 AWG (0.05-3.31 MM2),NON-IS | TURBINE PANEL B
XT0070 | 1066730-7,1066730-8,1067996-4 | TERMINAL BLOCK, SPRING, 4 CONDUCTOR,30-12 AWG (0.05-3.31 MM2),NON-IS | TURBINE PANEL B
XT0110 | 1066730-7,1066730-8,1067996-4 | TERMINAL BLOCK, SPRING, 4 CONDUCTOR,30-12 AWG (0.05-3.31 MM2),NON-IS | TURBINE PANEL B
XT0136 | 1066730-7,1066730-8,1067996-4 | TERMINAL BLOCK, SPRING, 4 CONDUCTOR,30-12 AWG (0.05-3.31 MM2),NON-IS | TURBINE PANEL B
XT0233 | 1066730-7,1066730-8,1067996-4 | TERMINAL BLOCK, SPRING, 4 CONDUCTOR,30-12 AWG (0.05-3.31 MM2),NON-IS | TURBINE PANEL B
XT0235 | 1066730-7,1066730-8,1067996-4 | TERMINAL BLOCK, SPRING, 4 CONDUCTOR,30-12 AWG (0.05-3.31 MM2),NON-IS | TURBINE PANEL B
XT0236 | 1066730-7,1066730-8,1067996-4 | TERMINAL BLOCK, SPRING, 4 CONDUCTOR,30-12 AWG (0.05-3.31 MM2),NON-IS | TURBINE PANEL B
XT0237 | 1066730-10,1066730-9,1067996-4 | DIODE TERMINAL STRIP, 4 CONDUCTOR | TURBINE PANEL B
XT0240 | 1066730-7,1066730-8,1067996-4 | TERMINAL BLOCK, SPRING, 4 CONDUCTOR,30-12 AWG (0.05-3.31 MM2),NON-IS | TURBINE PANEL B
XT0400 | 1066730-1,1066730-2,1067996-4 | TERMINAL STRIP, 4 CONDUCTOR | TURBINE PANEL B