## Blue Labels
(SHT 1) ASSEMBLY^CONSOLE | (SHT 10) TURBINE PANEL A | (SHT 11) TURBINE PANEL B | (SHT 12) BLANK PANEL #2 | (SHT 13) BLANK PANEL #3 | (SHT 14) BLANK PANEL #4 | (SHT 15) HP COMPRESSOR^PANEL | (SHT 16) CONSOLE ISOLATOR^PANEL | (SHT 2) CONSOLE DOOR^PANELS | (SHT 4) ASSEMBLY^CONTROL PANEL | (SHT 5) PWR DISTRIBUTION RAIL^LEFT DOOR | (SHT 6) BLANK PANEL #1 | (SHT 7) BOP^PANEL | (SHT 8) TURB VIB^PANEL | (SHT 9) PLC PANEL
EL0273 | FU0090 | XT0237 | GR9001 | GR9004 | GR0172 | GR0120 | WC8060 | AT0190K | HL0411 | AT0680 | GR0170 | IEG0257 | IEG0110 | UV0600
HA0273 | FU0091 | XT0240 | GR9002 | GR9005 | GR0173 | FU0113 | AF1206 | AT0190 | HL0410 | FU0680 | GR0171 | XT0570 | GR0112 | AT0600
ZS0273 | FU0092 | FU0070 | GR9003 | GR9006 |  | XT0110 | AF1205 |  | HL0409 | XT0680 |  | XT0572 | GR0110 | AP0601
FG0000 | FU0093 | FU0071 |  |  |  | XT0190 | AF1204 |  | HL0408 | XT0563 |  | XT0573 |  | AP0602
| XT0085 | XT0070 |  |  |  | KA0190 | AF1203 |  | HL0407 | FU0560 |  | KA0535 |  | AP0603
| FU0080 | AU0070 |  |  |  | KA0191 | AF1202 |  | SB0400 | XT0560 |  | KA0536 |  | AP0604
| FU0081 | AF0071 |  |  |  | KA0192 | AF1201 |  | HL0406 | XT0561 |  | KA0531 |  | AP0605
| FU0082 | AF0072 |  |  |  | KA0193 | AU1200 |  | HL0405 | FU0200 |  | KA0532 |  | AP0606
| XT0080 | AF0073 |  |  |  | KA0120 | GR0274 |  | HL0404 | FU0201 |  | KA0533 |  | AP0607
| AU0080 | AF0074 |  |  |  | KA4401 | AF1207 |  | HL0403 | FU0190 |  | KA0534 |  | AP0608
| AF0081 | AF0075 |  |  |  | XT0520 | AF1208 |  | HL0402 | FU0273 |  | KA0537 |  | AP0609
| AF0082 | AF0076 |  |  |  | XT0130 | GR0273 |  | HL0401 | XT0562 |  | KA0540 |  | AR0600
| AF0083 | GR0233 |  |  |  | FU0131 | FU0272 |  | HL0400 |  |  | KA0541 |  | PC0470
| AF0084 | XT0233 |  |  |  | FU0120 | UV0271 |  | SH0407 |  |  | KA0542 |  | GR0234
| AF0085 | XT0235 |  |  |  | FU0121 | UAI1264 |  | SH0406 |  |  | KA0550
| AF0086 | KA0176 |  |  |  | XT0121 | UAI1274 |  | SH0405 |  |  | KA0551
| AF0087 | KA0217 |  |  |  | GR0252 | UAI4460 |  | SH0404 |  |  | KA0552
| AF0088 | KA0235 |  |  |  | IEG0130 | UAI4461 |  | SA0400 |  |  | KA0553
| KA7514 | KA0236 |  |  |  | AF0500 | UAI4470 |  | SH0410 |  |  | KA0554
| XT0114 | KA0237 |  |  |  | AF0510 | UAI4471 |  | SH0409 |  |  | KA0555
| GR0134 | KA0238 |  |  |  | XT0500 | UAI4473 |  | SH0401 |  |  | GR0180
| XT0090 | KA0239 |  |  |  | AF0410 | GR0272 |  | SH0400 |  |  | FU0140
| AU0090 | KA0240 |  |  |  | XT0400 |  |  | XT0564 |  |  | FU0141
| AF0091 | KA0248 | [6 empty] | AU0200 |  |  | FU0142
| AF0092 | KA0250 | [6 empty] | SB0408 |  |  | FU0143
| AF0093 | KA0241 | [6 empty] | SB0407 |  |  | XT0140
| AF0094 | KA0242 | [6 empty] | SH0408 |  |  | KT0571
| AF0095 | KA0243 | [6 empty] | SB0405 |  |  | KT0572
| AF0096 | KA0244 | [6 empty] | SB0406 |  |  | KT0573
| XT0136 | KA0246 | [6 empty] | SA0401 |  |  | AF0148
| KA0130 | KA0247 | [6 empty] | SB0404 |  |  | AF0147
| KA0131 | KA0245 | [6 empty] | SB0403 |  |  | GR0257
| KA0132 | KA0249 | [6 empty] | SB0402 |  |  | AU0140
| KA0141 | KA0231 | [6 empty] | SB0401 |  |  | AF0141
| KA0133 | KA0232 | [6 empty] | AF0201 |  |  | AF0142
| KA0134 | KA0233 | [6 empty] | AF0202 |  |  | AF0143
| KA0144 | KA0234 | [6 empty] | GR0200 |  |  | AF0144
| KA0135 | KA0221 | [9 empty] | AF0145
| KA0136 | KA0222 | [9 empty] | AF0146
| KA0137 | KA1020 | [9 empty] | GR0140
| KA0138 | KT0140 | [9 empty] | WC8059
| KA2160 | KT0141
| KA2161 | KT0142
| KA3103 | KT0143
| KA3220 | KT0144
| KA6211 | KT0145
| GR0133 | KT0146
| FU0010 | GR0232
| FU0139 | FU0210
| XT0138 | FU0211
| XT0139 | FU0212
| XT0134 | XT0236
| XT0135 | FU0060
| FU0137 | FU0061
| FU0136 | FU0062
| XT0171 | XT0060
| FU0012 | AF0066
| FU0013 | AF0065
| FU0014 | AF0064
| FU0015 | AF0063
| FU0016 | AF0062
| XT0012 | AF0061
| GR0131 | AU0060
| FU0011 | GR0231
| FU1012 | IEG0230
| FU2011 | IEG0010
FU2012
XT0011
XT0013
GR0132
VD0200
F0201
F0200
PEG0130

## White Labels
(SHT 4) ASSEMBLY^CONTROL PANEL - (SHT 11) TURBINE PANEL B | (SHT 7) BOP^PANEL | (SHT 7) BOP^PANEL - (SHT 11) TURBINE PANEL B | (SHT 16) CONSOLE ISOLATOR^PANEL | (SHT 16) CONSOLE ISOLATOR^PANEL - (SHT 15) HP COMPRESSOR^PANEL | (SHT 15) HP COMPRESSOR^PANEL | (SHT 15) HP COMPRESSOR^PANEL - (SHT 11) TURBINE PANEL B | (SHT 9) PLC PANEL | (SHT 9) PLC PANEL - (SHT 11) TURBINE PANEL B | (SHT 8) TURB VIB^PANEL - (SHT 11) TURBINE PANEL B | (SHT 10) TURBINE PANEL A | (SHT 10) TURBINE PANEL A - (SHT 11) TURBINE PANEL B | (SHT 11) TURBINE PANEL B
IEG023012 | AF0143G | IEG0257G | AF1203G | IEG01301 | IEG01304 | IEG0130G | UV0600G | IEG02301 | IEG0110G | AF0083G | IEG023010 | AF0064G
IEG02308 | AF0144G |  | AF1204G | IEG01302 | IEG01305 |  |  |  |  | AF0084G | IEG023011 | AF0065G
| AF0145G |  | AF1205G | IEG01303 | XT04001 |  |  |  |  | AF0085G | IEG02302 | AF0071G
| AU0140G |  | AF1206G | IEG01308 | XT05001 |  |  |  |  | AF0094G | IEG02303 | AF0072G
| IEG02571 |  | AU1200G | [6 empty] | AU0080G |  | AF0073G
| IEG02572 | [8 empty] | AU0090G |  | AF0074G
| IEG02573 | [8 empty] | PEG01301 |  | AU0060G
[10 empty] | PEG01302 |  | AU0070G
IEG02304
IEG02305
IEG02306
IEG02309
IEG0230G

## Heat Shrink Labels
(SHT 16) CONSOLE ISOLATOR^PANEL - (SHT 15) HP COMPRESSOR^PANEL
WC1300
WC1301
WC1352
WC1353
WC1354
WC1355
WC1356

## ASSEMBLY^CONSOLE
ASSEMBLY^CONSOLE
CONTROL CONSOLE
Project # | J1620
Project Name | SOUTHERNSTAR LONEJACK
Revision | A.4
Controls DE | M.ZUNIGA
Phone:
Controls ME | S.MARTINEZ
Phone:
From | [5 empty] | To
Device ID | Cable (W) Conductor (SC) Jumper Clip (JC) | Wire No. | Wire ID | Gauge/Size | Page/Zone | Device ID | Location | Page/Zone
EL0273:B1 | SC | ZS0273 | WHT | 14 | 9.B4 | ZS0273:2 | ASSEMBLY^CONSOLE | 9.B4
HA0273:(+) | WC5540 | HA0273P | BLK | 16 | 12.A1 | AF0202:23 | ASSEMBLY^CONTROL PANEL | 12.A3
HA0273:(-) | WC5540 | HA0273N | WHT | 16 | 12.A1 | AF0202:55 | ASSEMBLY^CONTROL PANEL | 12.A3
EL0273:W1 | SC | 0V1 | WHT | 14 | 9.B4 | XT0562:1 | PWR DISTRIBUTION RAIL^LEFT DOOR | 9.B2
ZS0273:1 | SC | FU0273 | WHT | 14 | 9.B4 | FU0273:LD | PWR DISTRIBUTION RAIL^LEFT DOOR | 9.B3
SolarTools ver. 24.0.84.24712 (Jul 31, 2025)
Report date: 3/25/2026 4:20 PM

## ASSEMBLY^CONTROL PANEL
ASSEMBLY^CONTROL PANEL
CONTROL CONSOLE
Project # | J1620
Project Name | SOUTHERNSTAR LONEJACK
Revision | A.4
Controls DE | M.ZUNIGA
Phone:
Controls ME | S.MARTINEZ
Phone:
From | [5 empty] | To
Device ID | Cable (W) Conductor (SC) Jumper Clip (JC) | Wire No. | Wire ID | Gauge/Size | Page/Zone | Device ID | Location | Page/Zone
AF0201:00 | SC | TCP13NO | WHT | 20 | 11.A3 | SH0400:NO | ASSEMBLY^CONTROL PANEL | 11.A1
AF0201:01 | SC | TCP14NO | WHT | 20 | 11.A3 | SH0401:NO | ASSEMBLY^CONTROL PANEL | 11.A1
AF0201:02 | SC | TCP15NO | WHT | 20 | 11.B3 | SH0409:NO | ASSEMBLY^CONTROL PANEL | 11.B1
AF0201:03 | SC | TCP16NO | WHT | 20 | 11.B3 | SH0410:NO | ASSEMBLY^CONTROL PANEL | 11.B1
AF0201:04 | SC | TCP17A2 | WHT | 20 | 11.C3 | SA0400:B-B1 | ASSEMBLY^CONTROL PANEL | 11.C1
AF0201:05 | SC | TCP17B2 | WHT | 20 | 11.C3 | SA0400:W-B1 | ASSEMBLY^CONTROL PANEL | 11.C1
AF0201:06 | SC | TCP17C2 | WHT | 20 | 11.C3 | SA0400:B-A3 | ASSEMBLY^CONTROL PANEL | 11.C1
AF0201:08 | SC | TCP23NC | WHT | 20 | 11.D3 | SB0401:NC | ASSEMBLY^CONTROL PANEL | 11.D1
AF0201:09 | SC | TCP24NO | WHT | 20 | 11.D3 | SB0402:NO | ASSEMBLY^CONTROL PANEL | 11.D1
AF0201:10 | SC | TCP25NO | WHT | 20 | 11.A7 | SB0403:NO | ASSEMBLY^CONTROL PANEL | 11.A5
AF0201:11 | SC | TCP26NO | WHT | 20 | 11.A7 | SB0404:NO | ASSEMBLY^CONTROL PANEL | 11.A5
AF0201:12 | SC | TCP29NO | WHT | 20 | 12.D3 | SB0405:NO | ASSEMBLY^CONTROL PANEL | 12.D1
AF0201:13 | SC | TCP28NC | WHT | 20 | 12.C3 | SB0406:NC | ASSEMBLY^CONTROL PANEL | 12.C1
AF0201:14 | SC | TCP31NO | WHT | 20 | 12.A6 | SB0407:NO | ASSEMBLY^CONTROL PANEL | 12.A5
AF0201:15 | SC | TCP32NO | WHT | 20 | 12.A6 | SB0408:NO | ASSEMBLY^CONTROL PANEL | 12.A5
AF0201:16 | SC | TCP30NO | WHT | 20 | 12.D3 | SH0408:NO | ASSEMBLY^CONTROL PANEL | 12.D1
AF0201:17 | SC | TCP19NO | WHT | 20 | 12.A3 | SH0404:NO | ASSEMBLY^CONTROL PANEL | 12.A1
AF0201:18 | SC | TCP20NO | WHT | 20 | 12.B3 | SH0405:NO | ASSEMBLY^CONTROL PANEL | 12.B1
AF0201:19 | SC | TCP21NO | WHT | 20 | 12.B3 | SH0406:NO | ASSEMBLY^CONTROL PANEL | 12.B1
AF0201:20 | SC | TCP22NO | WHT | 20 | 12.C3 | SH0407:NO | ASSEMBLY^CONTROL PANEL | 12.C1
AF0201:32 | SC | TCP13C | WHT | 20 | 11.A3 | SH0400:C | ASSEMBLY^CONTROL PANEL | 11.A1
AF0201:33 | SC | TCP14C | WHT | 20 | 11.A3 | SH0401:C | ASSEMBLY^CONTROL PANEL | 11.A1
AF0201:34 | SC | TCP15C | WHT | 20 | 11.B3 | SH0409:C | ASSEMBLY^CONTROL PANEL | 11.B1
AF0201:35 | SC | TCP16C | WHT | 20 | 11.B3 | SH0410:C | ASSEMBLY^CONTROL PANEL | 11.B1
AF0201:36 | SC | TCP17A1 | WHT | 20 | 11.C3 | SA0400:B-B2 | ASSEMBLY^CONTROL PANEL | 11.C1
AF0201:37 | SC | TCP17B1 | WHT | 20 | 11.C3 | SA0400:W-B2 | ASSEMBLY^CONTROL PANEL | 11.C1
AF0201:38 | SC | TCP17C1 | WHT | 20 | 11.C3 | SA0400:B-A4 | ASSEMBLY^CONTROL PANEL | 11.C1
AF0201:40 | SC | TCP23C | WHT | 20 | 11.D3 | SB0401:C | ASSEMBLY^CONTROL PANEL | 11.D1
AF0201:41 | SC | TCP24C | WHT | 20 | 11.D3 | SB0402:C | ASSEMBLY^CONTROL PANEL | 11.D1
AF0201:42 | SC | TCP25C | WHT | 20 | 11.A7 | SB0403:C | ASSEMBLY^CONTROL PANEL | 11.A5
AF0201:43 | SC | TCP26C | WHT | 20 | 11.A7 | SB0404:C | ASSEMBLY^CONTROL PANEL | 11.A5
AF0201:44 | SC | TCP29C | WHT | 20 | 12.D3 | SB0405:C | ASSEMBLY^CONTROL PANEL | 12.D1
AF0201:45 | SC | TCP28C | WHT | 20 | 12.C3 | SB0406:C | ASSEMBLY^CONTROL PANEL | 12.C1
AF0201:46 | SC | TCP31C | WHT | 20 | 12.A6 | SB0407:C | ASSEMBLY^CONTROL PANEL | 12.A5
AF0201:47 | SC | TCP32C | WHT | 20 | 12.A6 | SB0408:C | ASSEMBLY^CONTROL PANEL | 12.A5
AF0201:48 | SC | TCP30C | WHT | 20 | 12.D3 | SH0408:C | ASSEMBLY^CONTROL PANEL | 12.D1
AF0201:49 | SC | TCP19C | WHT | 20 | 12.A3 | SH0404:C | ASSEMBLY^CONTROL PANEL | 12.A1
AF0201:50 | SC | TCP20C | WHT | 20 | 12.B3 | SH0405:C | ASSEMBLY^CONTROL PANEL | 12.B1
AF0201:51 | SC | TCP21C | WHT | 20 | 12.B3 | SH0406:C | ASSEMBLY^CONTROL PANEL | 12.B1
AF0201:52 | SC | TCP22C | WHT | 20 | 12.C3 | SH0407:C | ASSEMBLY^CONTROL PANEL | 12.C1
AF0201:COM | SC | AU0200N | WHT | 16 | 9.A4 | AU0200:COM | ASSEMBLY^CONTROL PANEL | 9.A3
AF0201:SHLD | SC | AF0201V+L | WHT | 14 | 9.B5 | AF0201:V+L | ASSEMBLY^CONTROL PANEL | 9.B5
AF0201:V+ | SC | AU0200P | WHT | 16 | 9.A4 | AU0200:V+ | ASSEMBLY^CONTROL PANEL | 9.A3
AF0202:00 | SC | TCP01AP | WHT | 20 | 10.A3 | HL0400:A+ | ASSEMBLY^CONTROL PANEL | 10.A1
AF0202:01 | SC | TCP02AP | WHT | 20 | 10.A3 | HL0401:A+ | ASSEMBLY^CONTROL PANEL | 10.A1
AF0202:02 | SC | TCP03AP | WHT | 20 | 10.B3 | HL0402:A+ | ASSEMBLY^CONTROL PANEL | 10.B1
AF0202:03 | SC | TCP04AP | WHT | 20 | 10.B3 | HL0403:A+ | ASSEMBLY^CONTROL PANEL | 10.B1
AF0202:04 | SC | TCP05AP | WHT | 20 | 10.C3 | HL0404:A+ | ASSEMBLY^CONTROL PANEL | 10.C1
AF0202:05 | SC | TCP06AP | WHT | 20 | 10.C3 | HL0405:A+ | ASSEMBLY^CONTROL PANEL | 10.C1
AF0202:06 | SC | TCP06BP | WHT | 20 | 10.D3 | HL0405:B+ | ASSEMBLY^CONTROL PANEL | 10.D1
AF0202:08 | SC | TCP07AP | WHT | 20 | 10.D3 | HL0406:A+ | ASSEMBLY^CONTROL PANEL | 10.D1
AF0202:09 | SC | TCP08AP | WHT | 20 | 10.A7 | HL0407:A+ | ASSEMBLY^CONTROL PANEL | 10.A5
AF0202:10 | SC | TCP09AP | WHT | 20 | 10.A7 | HL0408:A+ | ASSEMBLY^CONTROL PANEL | 10.A5
AF0202:11 | SC | TCP10AP | WHT | 20 | 10.B7 | HL0409:A+ | ASSEMBLY^CONTROL PANEL | 10.B5
AF0202:12 | SC | TCP11AP | WHT | 20 | 10.B7 | HL0411:A+ | ASSEMBLY^CONTROL PANEL | 10.B5
AF0202:13 | SC | TCP15AP | WHT | 20 | 10.C7 | SH0409:A+ | ASSEMBLY^CONTROL PANEL | 10.C5
AF0202:14 | SC | TCP15BP | WHT | 20 | 10.C7 | SH0409:B+ | ASSEMBLY^CONTROL PANEL | 10.C5
AF0202:15 | SC | TCP16AP | WHT | 20 | 10.D7 | SH0410:A+ | ASSEMBLY^CONTROL PANEL | 10.D5
AF0202:16 | SC | TCP16BP | WHT | 20 | 10.D7 | SH0410:B+ | ASSEMBLY^CONTROL PANEL | 10.D5
AF0202:17 | SC | TCP19AP | WHT | 20 | 12.B6 | SH0404:A+ | ASSEMBLY^CONTROL PANEL | 12.B5
AF0202:18 | SC | TCP20AP | WHT | 20 | 12.B6 | SH0405:A+ | ASSEMBLY^CONTROL PANEL | 12.B5
AF0202:19 | SC | TCP21AP | WHT | 20 | 12.C6 | SH0406:A+ | ASSEMBLY^CONTROL PANEL | 12.C5
AF0202:20 | SC | TCP22AP | WHT | 20 | 12.C6 | SH0407:A+ | ASSEMBLY^CONTROL PANEL | 12.C5
AF0202:21 | SC | TCP30AP | WHT | 20 | 12.D6 | SH0408:A+ | ASSEMBLY^CONTROL PANEL | 12.D5
AF0202:22 | SC | TCP30BP | WHT | 20 | 12.D6 | SH0408:B+ | ASSEMBLY^CONTROL PANEL | 12.D5
AF0202:32 | SC | TCP01A | WHT | 20 | 10.A3 | HL0400:A | ASSEMBLY^CONTROL PANEL | 10.A1
AF0202:33 | SC | TCP02A | WHT | 20 | 10.A3 | HL0401:A | ASSEMBLY^CONTROL PANEL | 10.A1
AF0202:34 | SC | TCP03A | WHT | 20 | 10.B3 | HL0402:A | ASSEMBLY^CONTROL PANEL | 10.B1
AF0202:35 | SC | TCP04A | WHT | 20 | 10.B3 | HL0403:A | ASSEMBLY^CONTROL PANEL | 10.B1
AF0202:36 | SC | TCP05A | WHT | 20 | 10.C3 | HL0404:A | ASSEMBLY^CONTROL PANEL | 10.C1
AF0202:37 | SC | TCP06A | WHT | 20 | 10.C3 | HL0405:A | ASSEMBLY^CONTROL PANEL | 10.C1
AF0202:38 | SC | TCP06B | WHT | 20 | 10.D3 | HL0405:B | ASSEMBLY^CONTROL PANEL | 10.D1
AF0202:40 | SC | TCP07A | WHT | 20 | 10.D3 | HL0406:A | ASSEMBLY^CONTROL PANEL | 10.D1
AF0202:41 | SC | TCP08A | WHT | 20 | 10.A7 | HL0407:A | ASSEMBLY^CONTROL PANEL | 10.A5
AF0202:42 | SC | TCP09A | WHT | 20 | 10.A7 | HL0408:A | ASSEMBLY^CONTROL PANEL | 10.A5
AF0202:43 | SC | TCP10A | WHT | 20 | 10.B7 | HL0409:A | ASSEMBLY^CONTROL PANEL | 10.B5
AF0202:44 | SC | TCP11A | WHT | 20 | 10.B7 | HL0411:A | ASSEMBLY^CONTROL PANEL | 10.B5
AF0202:45 | SC | TCP15A | WHT | 20 | 10.C7 | SH0409:A | ASSEMBLY^CONTROL PANEL | 10.C5
AF0202:46 | SC | TCP15B | WHT | 20 | 10.C7 | SH0409:B | ASSEMBLY^CONTROL PANEL | 10.C5
AF0202:47 | SC | TCP16A | WHT | 20 | 10.D7 | SH0410:A | ASSEMBLY^CONTROL PANEL | 10.D5
AF0202:48 | SC | TCP16B | WHT | 20 | 10.D7 | SH0410:B | ASSEMBLY^CONTROL PANEL | 10.D5
AF0202:49 | SC | TCP19A | WHT | 20 | 12.B6 | SH0404:A | ASSEMBLY^CONTROL PANEL | 12.B5
AF0202:50 | SC | TCP20A | WHT | 20 | 12.B6 | SH0405:A | ASSEMBLY^CONTROL PANEL | 12.B5
AF0202:51 | SC | TCP21A | WHT | 20 | 12.C6 | SH0406:A | ASSEMBLY^CONTROL PANEL | 12.C5
AF0202:52 | SC | TCP22A | WHT | 20 | 12.C6 | SH0407:A | ASSEMBLY^CONTROL PANEL | 12.C5
AF0202:53 | SC | TCP30A | WHT | 20 | 12.D6 | SH0408:A | ASSEMBLY^CONTROL PANEL | 12.D5
AF0202:54 | SC | TCP30B | WHT | 20 | 12.D6 | SH0408:B | ASSEMBLY^CONTROL PANEL | 12.D5
AF0202:COML | SC | AF0202COM-L | WHT | 14 | 9.B6 | AF0202:SHLD | ASSEMBLY^CONTROL PANEL | 9.B6
HL0400:A | SC | TCP01A | WHT | 20 | 10.A1 | HL0400:B | ASSEMBLY^CONTROL PANEL | 10.A1
HL0400:A+ | SC | TCP01AP | WHT | 20 | 10.A1 | HL0400:B+ | ASSEMBLY^CONTROL PANEL | 10.A1
HL0401:A | SC | TCP02A | WHT | 20 | 10.A1 | HL0401:B | ASSEMBLY^CONTROL PANEL | 10.A1
HL0401:A+ | SC | TCP02AP | WHT | 20 | 10.A1 | HL0401:B+ | ASSEMBLY^CONTROL PANEL | 10.A1
HL0402:A | SC | TCP03A | WHT | 20 | 10.B1 | HL0402:B | ASSEMBLY^CONTROL PANEL | 10.B1
HL0402:A+ | SC | TCP03AP | WHT | 20 | 10.B1 | HL0402:B+ | ASSEMBLY^CONTROL PANEL | 10.B1
HL0403:A | SC | TCP04A | WHT | 20 | 10.B1 | HL0403:B | ASSEMBLY^CONTROL PANEL | 10.B1
HL0403:A+ | SC | TCP04AP | WHT | 20 | 10.B1 | HL0403:B+ | ASSEMBLY^CONTROL PANEL | 10.B1
HL0404:A | SC | TCP05A | WHT | 20 | 10.C1 | HL0404:B | ASSEMBLY^CONTROL PANEL | 10.C1
HL0404:A+ | SC | TCP05AP | WHT | 20 | 10.C1 | HL0404:B+ | ASSEMBLY^CONTROL PANEL | 10.C1
HL0406:A | SC | TCP07A | WHT | 20 | 10.D1 | HL0406:B | ASSEMBLY^CONTROL PANEL | 10.D1
HL0406:A+ | SC | TCP07AP | WHT | 20 | 10.D1 | HL0406:B+ | ASSEMBLY^CONTROL PANEL | 10.D1
HL0407:A | SC | TCP08A | WHT | 20 | 10.A5 | HL0407:B | ASSEMBLY^CONTROL PANEL | 10.A5
HL0407:A+ | SC | TCP08AP | WHT | 20 | 10.A5 | HL0407:B+ | ASSEMBLY^CONTROL PANEL | 10.A5
HL0408:A | SC | TCP09A | WHT | 20 | 10.A5 | HL0408:B | ASSEMBLY^CONTROL PANEL | 10.A5
HL0408:A+ | SC | TCP09AP | WHT | 20 | 10.A5 | HL0408:B+ | ASSEMBLY^CONTROL PANEL | 10.A5
HL0409:A | SC | TCP10A | WHT | 20 | 10.B5 | HL0409:B | ASSEMBLY^CONTROL PANEL | 10.B5
HL0409:A+ | SC | TCP10AP | WHT | 20 | 10.B5 | HL0409:B+ | ASSEMBLY^CONTROL PANEL | 10.B5
HL0410:A | SC | 0V | WHT | 20 | 11.B5 | HL0410:B | ASSEMBLY^CONTROL PANEL | 11.B5
HL0410:A+ | SC | TCP12AP | WHT | 20 | 11.B5 | XT0564:1 B1 | ASSEMBLY^CONTROL PANEL | 11.B5
HL0410:A+ | SC | TCP12AP | WHT | 20 | 11.B5 | HL0410:B+ | ASSEMBLY^CONTROL PANEL | 11.B5
HL0411:A | SC | TCP11A | WHT | 20 | 10.B5 | HL0411:B | ASSEMBLY^CONTROL PANEL | 10.B5
HL0411:A+ | SC | TCP11AP | WHT | 20 | 10.B5 | HL0411:B+ | ASSEMBLY^CONTROL PANEL | 10.B5
SB0404:NO | SC | TCP26NO | WHT | 20 | 11.A5 | XT0564:1 T1 | ASSEMBLY^CONTROL PANEL | 11.B5
SH0400:A | SC | 0V1 | WHT | 20 | 11.B5 | SH0401:A | ASSEMBLY^CONTROL PANEL | 11.C5
SH0400:A | SC | 0V1 | WHT | 20 | 11.B5 | SH0400:B | ASSEMBLY^CONTROL PANEL | 11.B5
SH0400:A+ | SC | TCP13AP | WHT | 20 | 11.B5 | XT0564:2 B1 | ASSEMBLY^CONTROL PANEL | 11.B5
SH0400:B+ | SC | TCP13BP | WHT | 20 | 11.B5 | XT0564:3 B1 | ASSEMBLY^CONTROL PANEL | 11.B5
SH0401:A | SC | 0V1 | WHT | 20 | 11.C5 | SH0401:B | ASSEMBLY^CONTROL PANEL | 11.C5
SH0401:A+ | SC | TCP14AP | WHT | 20 | 11.C5 | XT0564:5 B1 | ASSEMBLY^CONTROL PANEL | 11.C5
SH0401:B+ | SC | TCP14BP | WHT | 20 | 11.C5 | XT0564:4 B1 | ASSEMBLY^CONTROL PANEL | 11.C5
SH0404:A | SC | TCP19A | WHT | 20 | 12.B5 | SH0404:B | ASSEMBLY^CONTROL PANEL | 12.B5
SH0404:A+ | SC | TCP19AP | WHT | 20 | 12.B5 | SH0404:B+ | ASSEMBLY^CONTROL PANEL | 12.B5
SH0405:A | SC | TCP20A | WHT | 20 | 12.B5 | SH0405:B | ASSEMBLY^CONTROL PANEL | 12.B5
SH0405:A+ | SC | TCP20AP | WHT | 20 | 12.B5 | SH0405:B+ | ASSEMBLY^CONTROL PANEL | 12.B5
SH0406:A | SC | TCP21A | WHT | 20 | 12.C5 | SH0406:B | ASSEMBLY^CONTROL PANEL | 12.C5
SH0406:A+ | SC | TCP21AP | WHT | 20 | 12.C5 | SH0406:B+ | ASSEMBLY^CONTROL PANEL | 12.C5
SH0407:A | SC | TCP22A | WHT | 20 | 12.C5 | SH0407:B | ASSEMBLY^CONTROL PANEL | 12.C5
SH0407:A+ | SC | TCP22AP | WHT | 20 | 12.C5 | SH0407:B+ | ASSEMBLY^CONTROL PANEL | 12.C5
XT0564:1 T2 | SC | TCP26NO | WHT | 20 | 11.B5 | XT0564:2 T2 | ASSEMBLY^CONTROL PANEL | 11.B5
XT0564:2 T1 | SC | TCP26NO | WHT | 20 | 11.B5 | XT0564:3 T1 | ASSEMBLY^CONTROL PANEL | 11.B5
XT0564:3 T2 | SC | TCP26NO | WHT | 20 | 11.B5 | XT0564:4 T2 | ASSEMBLY^CONTROL PANEL | 11.C5
XT0564:4 T1 | SC | TCP26NO | WHT | 20 | 11.C5 | XT0564:5 T1 | ASSEMBLY^CONTROL PANEL | 11.C5
AF0202:23 | WC5540 | HA0273P | BLK | 16 | 12.A3 | HA0273:(+) | ASSEMBLY^CONSOLE | 12.A1
AF0202:55 | WC5540 | HA0273N | WHT | 16 | 12.A3 | HA0273:(-) | ASSEMBLY^CONSOLE | 12.A1
AU0200:L1 | WC0014 | AU0140L2 | ENET | CABLE | 2.B4 | AU0140:L2 | BOP^PANEL | 2.B2
AU0200:L2 | WC0020 | AU0200L2 | ENET | CABLE | 2.B4 | AP0602:L1 | PLC PANEL | 2.A2
AF0202:COM | SC | 0V1 | WHT | 14 | 9.A5 | XT0562:1 | PWR DISTRIBUTION RAIL^LEFT DOOR | 9.B2
AF0202:V+ | SC | FU0201 | WHT | 14 | 9.A5 | FU0201:LD | PWR DISTRIBUTION RAIL^LEFT DOOR | 9.B3
AU0200:COM | SC | 0V1 | WHT | 14 | 9.A3 | XT0562:1 | PWR DISTRIBUTION RAIL^LEFT DOOR | 9.B2
AU0200:V+ | SC | FU0200 | WHT | 14 | 9.A3 | FU0200:LD | PWR DISTRIBUTION RAIL^LEFT DOOR | 9.A3
HL0410:A | SC | 0V | WHT | 20 | 11.B5 | XT0563:4 | PWR DISTRIBUTION RAIL^LEFT DOOR | 11.B6
SA0401:1 | SC | KA0241A1 | WHT | 20 | 11.C5 | XT0563:5 | PWR DISTRIBUTION RAIL^LEFT DOOR | 11.C6
SA0401:2 | SC | FU0139 | WHT | 20 | 11.C5 | XT0563:6 | PWR DISTRIBUTION RAIL^LEFT DOOR | 11.C6
SB0400:11 | SC | ESTOPB | WHT | 20 | 11.D5 | XT0563:1 | PWR DISTRIBUTION RAIL^LEFT DOOR | 11.D6
SB0400:12 | SC | ESTOPA | WHT | 20 | 11.D5 | XT0563:2 | PWR DISTRIBUTION RAIL^LEFT DOOR | 11.D6
SH0400:B | SC | 0V1 | WHT | 20 | 11.B5 | XT0562:3 | PWR DISTRIBUTION RAIL^LEFT DOOR | 9.B2
XT0564:1 B2 | SC | KA023612 | WHT | 20 | 11.B5 | XT0563:3 | PWR DISTRIBUTION RAIL^LEFT DOOR | 11.B6
SB0400:21 | SC | TCP18B1 | WHT | 20 | 11.D5 | AF0081:37 | TURBINE PANEL A | 11.D6
SB0400:22 | SC | TCP18B2 | WHT | 20 | 11.D5 | AF0081:05 | TURBINE PANEL A | 11.D6
AU0200:GND | SC | IEG023012 | GRN | 14 | 9.A3 | IEG0230:12 | TURBINE PANEL B | 9.B2
GR0200: | SC | IEG02308 | GRN | 14 | 9.A3 | IEG0230:8 | TURBINE PANEL B | 9.A2
SolarTools ver. 24.0.84.24712 (Jul 31, 2025)
Report date: 3/25/2026 4:20 PM

## BLANK PANEL #1
BLANK PANEL #1
CONTROL CONSOLE
Project # | J1620
Project Name | SOUTHERNSTAR LONEJACK
Revision | A.4
Controls DE | M.ZUNIGA
Phone:
Controls ME | S.MARTINEZ
Phone:
From | [5 empty] | To
Device ID | Cable (W) Conductor (SC) Jumper Clip (JC) | Wire No. | Wire ID | Gauge/Size | Page/Zone | Device ID | Location | Page/Zone
GR0170: | SC | GR0170 | GRN/YEL | 14 | 3.C4 | FRAME | BLANK PANEL #1 | 3.C3
GR0171: | SC | GR0171 | GRN/YEL | 14 | 3.C4 | FRAME | BLANK PANEL #1 | 3.C3
SolarTools ver. 24.0.84.24712 (Jul 31, 2025)
Report date: 3/25/2026 4:20 PM

## BLANK PANEL #2
BLANK PANEL #2
CONTROL CONSOLE
Project # | J1620
Project Name | SOUTHERNSTAR LONEJACK
Revision | A.4
Controls DE | M.ZUNIGA
Phone:
Controls ME | S.MARTINEZ
Phone:
From | [5 empty] | To
Device ID | Cable (W) Conductor (SC) Jumper Clip (JC) | Wire No. | Wire ID | Gauge/Size | Page/Zone | Device ID | Location | Page/Zone
GR9001: | SC | GR9001 | GRN/YEL | 14 | 3.A4 | FRAME | BLANK PANEL #2 | 3.A3
GR9002: | SC | GR9002 | GRN/YEL | 14 | 3.A4 | FRAME | BLANK PANEL #2 | 3.A3
GR9003: | SC | GR9003 | GRN/YEL | 14 | 3.A4 | FRAME | BLANK PANEL #2 | 3.A4
SolarTools ver. 24.0.84.24712 (Jul 31, 2025)
Report date: 3/25/2026 4:20 PM

## BLANK PANEL #3
BLANK PANEL #3
CONTROL CONSOLE
Project # | J1620
Project Name | SOUTHERNSTAR LONEJACK
Revision | A.4
Controls DE | M.ZUNIGA
Phone:
Controls ME | S.MARTINEZ
Phone:
From | [5 empty] | To
Device ID | Cable (W) Conductor (SC) Jumper Clip (JC) | Wire No. | Wire ID | Gauge/Size | Page/Zone | Device ID | Location | Page/Zone
GR9004: | SC | GR9004 | GRN/YEL | 14 | 3.A4 | FRAME | BLANK PANEL #3 | 3.A4
GR9005: | SC | GR9005 | GRN/YEL | 14 | 3.A5 | FRAME | BLANK PANEL #3 | 3.A5
GR9006: | SC | GR9006 | GRN/YEL | 14 | 3.A5 | FRAME | BLANK PANEL #3 | 3.A5
SolarTools ver. 24.0.84.24712 (Jul 31, 2025)
Report date: 3/25/2026 4:20 PM

## BLANK PANEL #4
BLANK PANEL #4
CONTROL CONSOLE
Project # | J1620
Project Name | SOUTHERNSTAR LONEJACK
Revision | A.4
Controls DE | M.ZUNIGA
Phone:
Controls ME | S.MARTINEZ
Phone:
From | [5 empty] | To
Device ID | Cable (W) Conductor (SC) Jumper Clip (JC) | Wire No. | Wire ID | Gauge/Size | Page/Zone | Device ID | Location | Page/Zone
GR0172: | SC | GR0172 | GRN/YEL | 14 | 3.C4 | FRAME | BLANK PANEL #4 | 3.C4
GR0173: | SC | GR0173 | GRN/YEL | 14 | 3.C4 | FRAME | BLANK PANEL #4 | 3.C4
SolarTools ver. 24.0.84.24712 (Jul 31, 2025)
Report date: 3/25/2026 4:20 PM

## BOP^PANEL
BOP^PANEL
CONTROL CONSOLE
Project # | J1620
Project Name | SOUTHERNSTAR LONEJACK
Revision | A.4
Controls DE | M.ZUNIGA
Phone:
Controls ME | S.MARTINEZ
Phone:
From | [5 empty] | To
Device ID | Cable (W) Conductor (SC) Jumper Clip (JC) | Wire No. | Wire ID | Gauge/Size | Page/Zone | Device ID | Location | Page/Zone
XT0140:3 | JC | 0V | CLIP | --- | 20.A5 | XT0140:2 | BOP^PANEL | 20.A5
XT0140:4 | JC | 0V | CLIP | --- | 20.A5 | XT0140:3 | BOP^PANEL | 20.A5
AF0141:00 | SC | KA053121 | WHT | 20 | 65.A7 | KA0531:21 | BOP^PANEL | 65.A6
AF0141:02 | SC | 014102 | WHT | 20 | 65.B7 | KA0552:14 | BOP^PANEL | 65.B6
AF0141:04 | SC | KA053211 | WHT | 20 | 66.A7 | KA0532:11 | BOP^PANEL | 66.A6
AF0141:06 | SC | 014106 | WHT | 20 | 66.B7 | KA0553:14 | BOP^PANEL | 66.C6
AF0141:08 | SC | 014108 | WHT | 20 | 67.A7 | KA0555:14 | BOP^PANEL | 67.A6
AF0141:10 | SC | XT0573B2 | WHT | 20 | 64.B7 | XT0573:4 B2 | BOP^PANEL | 64.B5
AF0141:12 | SC | 014112 | WHT | 20 | 67.B7 | KA0554:14 | BOP^PANEL | 67.B6
AF0141:14 | SC | KA053111 | WHT | 20 | 64.A7 | KA0531:11 | BOP^PANEL | 64.A5
AF0141:16 | SC | SV76212 | WHT | 20 | 65.A7 | XT0572:4 | BOP^PANEL | 65.A5
AF0141:20 | SC | SV76412 | WHT | 20 | 66.A7 | XT0572:5 | BOP^PANEL | 66.A5
AF0141:32 | SC | 014132 | WHT | 20 | 65.A7 | KA0550:14 | BOP^PANEL | 65.A6
AF0141:36 | SC | 014136 | WHT | 20 | 66.A7 | KA0551:14 | BOP^PANEL | 66.A6
AF0141:COM | SC | 0V | WHT | 16 | 20.B2 | XT0140:3 | BOP^PANEL | 20.A5
AF0141:P | SC | * |  |  | 20.B2 | AU0140:J | BOP^PANEL | 20.B1
AF0141:V+ | SC | FU0141 | WHT | 16 | 20.B2 | FU0141:LD | BOP^PANEL | 20.C1
AF0142:07 | SC | ZSC76112 | WHT | 20 | 64.B7 | XT0572:1 | BOP^PANEL | 64.B5
AF0142:23 | SC | KT0571A2 | WHT | 20 | 64.B7 | KT0571:A2 | BOP^PANEL | 64.B6
AF0142:COM | SC | AF0142N | WHT | 16 | 20.B3 | AF0143:COM | BOP^PANEL | 20.B3
AF0142:COM | SC | AU0140N | WHT | 16 | 20.B3 | AU0140:COM | BOP^PANEL | 20.B1
AF0142:V+ | SC | AF0142P | WHT | 16 | 20.B3 | AF0143:V+ | BOP^PANEL | 20.B3
AF0142:V+ | SC | AU0140P | WHT | 16 | 20.B3 | AU0140:V+ | BOP^PANEL | 20.B1
AF0143:COM | SC | AF0143N | WHT | 16 | 20.B3 | AF0144:COM | BOP^PANEL | 20.B4
AF0143:SH | SC | AF0143G | GRN | 14 | 20.B3 | AF0144:SH | BOP^PANEL | 20.B4
AF0143:SH | SC | AU0140G | GRN | 14 | 20.B3 | AU0140:GND | BOP^PANEL | 20.B1
AF0143:V+ | SC | AF0143P | WHT | 16 | 20.B3 | AF0144:V+ | BOP^PANEL | 20.B4
AF0144:COM | SC | AF0144N | WHT | 16 | 20.B4 | AF0145:COM | BOP^PANEL | 20.B5
AF0144:SH | SC | AF0144G | GRN | 14 | 20.B4 | AF0145:SH | BOP^PANEL | 20.B5
AF0144:V+ | SC | AF0144P | WHT | 16 | 20.B4 | AF0145:V+ | BOP^PANEL | 20.B5
AF0145:COM | SC | AF0145N | WHT | 16 | 20.B5 | AF0147:COM | BOP^PANEL | 20.C6
AF0145:SH | SC | AF0145G | GRN | 14 | 20.B5 | AF0148:SH | BOP^PANEL | 20.D6
AF0145:V+ | SC | AF0145P | WHT | 16 | 20.B5 | AF0147:V+ | BOP^PANEL | 20.C6
AF0146:02 | SC | 014602 | WHT | 20 | 65.C7 | KA0550:A1 | BOP^PANEL | 65.C5
AF0146:03 | SC | 014603 | WHT | 20 | 65.D7 | KA0552:A1 | BOP^PANEL | 65.D5
AF0146:05 | SC | 014605 | WHT | 20 | 66.C7 | KA0551:A1 | BOP^PANEL | 66.C6
AF0146:06 | SC | 014606 | WHT | 20 | 66.C7 | KA0553:A1 | BOP^PANEL | 66.C6
AF0146:08 | SC | 014608 | WHT | 20 | 67.C7 | KA0554:A1 | BOP^PANEL | 67.C5
AF0146:09 | SC | 014609 | WHT | 20 | 67.C7 | KA0555:A1 | BOP^PANEL | 67.C5
AF0146:18 | SC | 014618 | WHT | 20 | 65.C7 | KA0550:A2 | BOP^PANEL | 65.C5
AF0146:19 | SC | 014619 | WHT | 20 | 65.D7 | KA0552:A2 | BOP^PANEL | 65.D5
AF0146:21 | SC | 014621 | WHT | 20 | 66.C7 | KA0551:A2 | BOP^PANEL | 66.C6
AF0146:22 | SC | 014622 | WHT | 20 | 66.C7 | KA0553:A2 | BOP^PANEL | 66.C6
AF0146:24 | SC | 014624 | WHT | 20 | 67.C7 | KA0554:A2 | BOP^PANEL | 67.C5
AF0146:25 | SC | 014625 | WHT | 20 | 67.C7 | KA0555:A2 | BOP^PANEL | 67.C5
AF0146:COM | SC | 0V | WHT | 16 | 20.B5 | XT0140:3 | BOP^PANEL | 20.A5
AF0146:V+ | SC | FU0142 | WHT | 16 | 20.B5 | FU0142:LD | BOP^PANEL | 20.C1
AF0147:04 | SC | ZSC76212 | WHT | 20 | 65.B7 | XT0572:2 | BOP^PANEL | 65.B5
AF0147:05 | SC | ZSC76412 | WHT | 20 | 66.B7 | XT0572:3 | BOP^PANEL | 66.B5
AF0147:20 | SC | KT0572A2 | WHT | 20 | 65.B7 | KT0572:A2 | BOP^PANEL | 65.B6
AF0147:21 | SC | AF014721 | WHT | 20 | 66.B7 | KT0573:A2 | BOP^PANEL | 66.B6
AF0147:COM | SC | AF0147N | WHT | 16 | 20.C6 | AF0148:COM | BOP^PANEL | 20.D6
AF0147:V+ | SC | AF0147P | WHT | 16 | 20.C6 | AF0148:V+ | BOP^PANEL | 20.D6
AF0148:SH | SC | IEG02571 | GRN | 14 | 20.D6 | IEG0257:1 | BOP^PANEL | 20.D6
AU0140:COM | SC | 0V | WHT | 16 | 20.B1 | XT0140:2 | BOP^PANEL | 20.A5
AU0140:V+ | SC | FU0140 | WHT | 16 | 20.B1 | FU0140:LD | BOP^PANEL | 20.B1
FU0140:LI | SC | FU0136 | WHT | 16 | 20.B1 | XT0140:1 | BOP^PANEL | 20.A5
FU0140:LI | SC | FU0136 | WHT | 16 | 20.B1 | FU0141:LI | BOP^PANEL | 20.C1
FU0141:LI | SC | FU0136 | WHT | 16 | 20.C1 | FU0142:LI | BOP^PANEL | 20.C1
FU0142:LI | SC | FU0136 | WHT | 16 | 20.C1 | FU0143:LI | BOP^PANEL | 20.C1
FU0143:LD | SC | FU0143 | WHT | 16 | 20.C1 | XT0140:7 | BOP^PANEL | 21.C1
GR0140: | SC | IEG02573 | GRN | 14 | 3.B4 | IEG0257:3 | BOP^PANEL | 3.B4
GR0180: | SC | * |  |  | 3.B4 | FRAME | BOP^PANEL | 3.B3
GR0257: | SC | IEG02572 | GRN | 14 | 3.B4 | IEG0257:2 | BOP^PANEL | 3.B3
KA0531:24 | SC | KA053124 | WHT | 20 | 65.A6 | KA0540:A1 | BOP^PANEL | 65.A5
KA0531:A1 | SC | ESTOP | WHT | 20 | 21.A3 | KA0532:A1 | BOP^PANEL | 21.A3
KA0531:A1 | SC | ESTOP | WHT | 20 | 21.A3 | XT0140:6 | BOP^PANEL | 21.A2
KA0531:A2 | SC | 0V | WHT | 20 | 21.A3 | KA0532:A2 | BOP^PANEL | 21.A3
KA0531:A2 | SC | 0V | WHT | 20 | 21.A3 | KA0536:A2 | BOP^PANEL | 21.A3
KA0532:14 | SC | KA053214 | WHT | 20 | 66.A6 | KA0541:A1 | BOP^PANEL | 66.A5
KA0532:A1 | SC | ESTOP | WHT | 20 | 21.A3 | KA0533:A1 | BOP^PANEL | 21.B3
KA0532:A2 | SC | 0V | WHT | 20 | 21.A3 | KA0533:A2 | BOP^PANEL | 21.B3
KA0533:11 | SC | FU0143 | WHT | 16 | 21.C2 | XT0140:7 | BOP^PANEL | 21.C1
KA0533:A1 | SC | ESTOP | WHT | 20 | 21.B3 | KA0534:A1 | BOP^PANEL | 21.B3
KA0533:A2 | SC | 0V | WHT | 20 | 21.B3 | KA0534:A2 | BOP^PANEL | 21.B3
KA0534:A1 | SC | ESTOP | WHT | 20 | 21.B3 | KA0537:A1 | BOP^PANEL | 21.B3
KA0534:A2 | SC | 0V | WHT | 20 | 21.B3 | KA0537:A2 | BOP^PANEL | 21.B3
KA0535:11 | SC | KA053511 | WHT | 20 | 67.B6 | KA0554:11 | BOP^PANEL | 67.B6
KA0535:14 | SC | KA053514 | WHT | 20 | 67.B6 | XT0573:1 B2 | BOP^PANEL | 67.B5
KA0535:21 | SC | KA054214 | WHT | 20 | 21.D4 | KA0542:14 | BOP^PANEL | 21.D3
KA0535:22 | SC | KA053522 | WHT | 20 | 21.D4 | XT0573:6 T1 | BOP^PANEL | 67.A5
KA0535:A1 | SC | KA0120A1 | WHT | 20 | 21.A3 | KA0536:A1 | BOP^PANEL | 21.A3
KA0535:A1 | SC | KA0120A1 | WHT | 20 | 21.A3 | XT0140:5 | BOP^PANEL | 21.A2
KA0535:A2 | SC | 0V | WHT | 20 | 21.A3 | KA0536:A2 | BOP^PANEL | 21.A3
KA0535:A2 | SC | 0V | WHT | 20 | 21.A3 | XT0140:4 | BOP^PANEL | 20.A5
KA0536:11 | SC | XT05732B1 | WHT | 20 | 67.B5 | XT0573:2 B1 | BOP^PANEL | 67.B5
KA0536:12 | SC | KA053612 | WHT | 20 | 67.B5 | XT0573:1 T1 | BOP^PANEL | 67.B5
KA0536:21 | SC | KA055511 | WHT | 20 | 67.A6 | KA0555:11 | BOP^PANEL | 67.A6
KA0536:24 | SC | XT05736B2 | WHT | 20 | 67.A6 | XT0573:6 B2 | BOP^PANEL | 67.A5
KA0537:A2 | SC | 0V | WHT | 20 | 21.B3 | KA0542:A2 | BOP^PANEL | 21.C3
KA0540:11 | SC | KA054011 | WHT | 20 | 65.A5 | KA0550:11 | BOP^PANEL | 65.A6
KA0540:21 | SC | ZSC76212 | WHT | 20 | 65.B5 | XT0572:2 | BOP^PANEL | 65.B5
KA0540:22 | SC | KA054012 | WHT | 20 | 65.B5 | KT0572:A1 | BOP^PANEL | 65.B6
KA0540:A2 | SC | SV76212 | WHT | 20 | 65.A5 | XT0572:4 | BOP^PANEL | 65.A5
KA0541:11 | SC | KA054111 | WHT | 20 | 66.A5 | KA0551:11 | BOP^PANEL | 66.A6
KA0541:21 | SC | ZSC76412 | WHT | 20 | 66.B5 | XT0572:3 | BOP^PANEL | 66.B5
KA0541:22 | SC | KA054122 | WHT | 20 | 66.B5 | KT0573:A1 | BOP^PANEL | 66.B6
KA0541:A2 | SC | SV76412 | WHT | 20 | 66.A5 | XT0572:5 | BOP^PANEL | 66.A5
KA0542:11 | SC | KT057218 | WHT | 20 | 21.D3 | KT0572:18 | BOP^PANEL | 21.D3
KA0542:A1 | SC | KT057318 | WHT | 20 | 21.C3 | KT0573:18 | BOP^PANEL | 21.C3
KA0552:11 | SC | KA055211 | WHT | 20 | 65.B6 | XT0573:5 B2 | BOP^PANEL | 65.B5
KA0553:11 | SC | KA055311 | WHT | 20 | 66.C6 | XT0573:3 B2 | BOP^PANEL | 66.C5
KT0571:15 | SC | KA053312 | WHT | 20 | 21.D3 | KT0572:15 | BOP^PANEL | 21.D3
KT0571:16 | SC | KT057116 | WHT | 20 | 21.D3 | XT0573:4 T2 | BOP^PANEL | 64.B5
KT0571:A1 | SC | ZSC76112 | WHT | 20 | 64.B6 | XT0572:1 | BOP^PANEL | 64.B5
KT0572:15 | SC | KA053312 | WHT | 20 | 21.D3 | KT0573:15 | BOP^PANEL | 21.C3
KT0572:16 | SC | KT057216 | WHT | 20 | 21.D3 | XT0573:2 B2 | BOP^PANEL | 67.B5
KT0572:16 | SC | KT057216 | WHT | 20 | 21.D3 | XT0573:5 T2 | BOP^PANEL | 65.B5
KT0573:15 | SC | KA053312 | WHT | 20 | 21.C3 | KA0533:12 | BOP^PANEL | 21.C2
KT0573:16 | SC | KT057316 | WHT | 20 | 21.C3 | XT0573:2 T2 | BOP^PANEL | 67.B5
KT0573:16 | SC | KT057316 | WHT | 20 | 21.C3 | XT0573:3 T2 | BOP^PANEL | 66.C5
XT0140:1 | SC | FU0136 | WHT | 14 | 20.A5 | XT0570:1 | BOP^PANEL | 20.A5
XT0140:2 | SC | 0V | WHT | 12 | 20.A5 | XT0570:2 | BOP^PANEL | 20.A5
AF0146:J | WC8059 | AF0146J | CABLE | CABLE | 20.B5 | AF0147:P | BOP^PANEL | 20.C6
AU0140:L2 | WC0014 | AU0140L2 | ENET | CABLE | 2.B2 | AU0200:L1 | ASSEMBLY^CONTROL PANEL | 2.B4
AU0140:L1 | WC0012 | AU1200L2 | ENET | CABLE | 2.B2 | AU1200:L2 | CONSOLE ISOLATOR^PANEL | 2.B6
XT0140:5 | SC | KA0120A1 | WHT | 14 | 21.A2 | XT0520:3 | HP COMPRESSOR^PANEL | 19.B5
XT0570:1 | SC | FU0136 | WHT | 14 | 20.A5 | XT0520:1 | HP COMPRESSOR^PANEL | 19.A5
XT0570:2 | SC | 0V | WHT | 12 | 20.A5 | XT0520:2 | HP COMPRESSOR^PANEL | 19.A5
IEG0257:0 | SC | IEG0257G | GRN | 8 | 3.B2 | IEG0010:3 | TURBINE PANEL B | 3.B2
XT0140:6 | SC | ESTOP | WHT | 20 | 21.A2 | XT0240:4 | TURBINE PANEL B | 16.A3
SolarTools ver. 24.0.84.24712 (Jul 31, 2025)
Report date: 3/25/2026 4:20 PM

## CONSOLE DOOR^PANELS
CONSOLE DOOR^PANELS
CONTROL CONSOLE
Project # | J1620
Project Name | SOUTHERNSTAR LONEJACK
Revision | A.4
Controls DE | M.ZUNIGA
Phone:
Controls ME | S.MARTINEZ
Phone:
From | [5 empty] | To
Device ID | Cable (W) Conductor (SC) Jumper Clip (JC) | Wire No. | Wire ID | Gauge/Size | Page/Zone | Device ID | Location | Page/Zone
AT0190:GND | SC | AT0190G | GRN/YEL | 14 | 9.B4 | FRAME | CONSOLE DOOR^PANELS | 9.C3
AT0190:USB1 | SC | AT0190K | CABLE | USB | 9.B4 | AT0190K:KI | CONSOLE DOOR^PANELS | 9.C5
AT0190:NEG | SC | 0V1 | WHT | 14 | 9.B4 | XT0562:2 | PWR DISTRIBUTION RAIL^LEFT DOOR | 9.B2
AT0190:POS | SC | FU0190 | WHT | 14 | 9.B4 | FU0190:LD | PWR DISTRIBUTION RAIL^LEFT DOOR | 9.C3
AT0190:ENET | WC0010 | AT0190E | ENET | CABLE | 9.B4 | AT0680:LAN2 | PWR DISTRIBUTION RAIL^LEFT DOOR | 4.A2
SolarTools ver. 24.0.84.24712 (Jul 31, 2025)
Report date: 3/25/2026 4:20 PM

## CONSOLE ISOLATOR^PANEL
CONSOLE ISOLATOR^PANEL
CONTROL CONSOLE
Project # | J1620
Project Name | SOUTHERNSTAR LONEJACK
Revision | A.4
Controls DE | M.ZUNIGA
Phone:
Controls ME | S.MARTINEZ
Phone:
From | [5 empty] | To
Device ID | Cable (W) Conductor (SC) Jumper Clip (JC) | Wire No. | Wire ID | Gauge/Size | Page/Zone | Device ID | Location | Page/Zone
AF1201:J | SC | * |  |  | 19.D2 | AF1202:P | CONSOLE ISOLATOR^PANEL | 19.D3
AF1201:P | SC | * |  |  | 19.D2 | AU1200:J | CONSOLE ISOLATOR^PANEL | 19.C1
AF1202:COM | SC | AF1202N | WHT | 20 | 19.D3 | AF1203:COM | CONSOLE ISOLATOR^PANEL | 19.D3
AF1202:COM | SC | AU1200N | WHT | 20 | 19.D3 | AU1200:COM | CONSOLE ISOLATOR^PANEL | 19.C1
AF1202:J | SC | * |  |  | 19.D3 | AF1203:P | CONSOLE ISOLATOR^PANEL | 19.D3
AF1202:V+ | SC | AF1202P | WHT | 20 | 19.D3 | AF1203:V+ | CONSOLE ISOLATOR^PANEL | 19.D3
AF1202:V+ | SC | AU1200P | WHT | 20 | 19.D3 | AU1200:V+ | CONSOLE ISOLATOR^PANEL | 19.C1
AF1203:COM | SC | AF1203N | WHT | 20 | 19.D3 | AF1204:COM | CONSOLE ISOLATOR^PANEL | 19.C4
AF1203:J | SC | * |  |  | 19.D3 | AF1204:P | CONSOLE ISOLATOR^PANEL | 19.C4
AF1203:SH | SC | AF1203G | GRN | 14 | 19.D3 | AF1204:SH | CONSOLE ISOLATOR^PANEL | 19.C4
AF1203:SH | SC | AU1200G | GRN | 14 | 19.D3 | AU1200:GND | CONSOLE ISOLATOR^PANEL | 19.C1
AF1203:V+ | SC | AF1203P | WHT | 20 | 19.D3 | AF1204:V+ | CONSOLE ISOLATOR^PANEL | 19.C4
AF1204:COM | SC | AF1204N | WHT | 20 | 19.C4 | AF1205:COM | CONSOLE ISOLATOR^PANEL | 19.C4
AF1204:J | SC | * |  |  | 19.C4 | AF1205:P | CONSOLE ISOLATOR^PANEL | 19.C4
AF1204:SH | SC | AF1204G | GRN | 14 | 19.C4 | AF1205:SH | CONSOLE ISOLATOR^PANEL | 19.C4
AF1204:V+ | SC | AF1204P | WHT | 20 | 19.C4 | AF1205:V+ | CONSOLE ISOLATOR^PANEL | 19.C4
AF1205:COM | SC | AF1205N | WHT | 20 | 19.C4 | AF1206:COM | CONSOLE ISOLATOR^PANEL | 19.D5
AF1205:J | SC | * |  |  | 19.C4 | AF1206:P | CONSOLE ISOLATOR^PANEL | 19.D5
AF1205:SH | SC | AF1205G | GRN | 14 | 19.C4 | AF1206:SH | CONSOLE ISOLATOR^PANEL | 19.D5
AF1205:V+ | SC | AF1205P | WHT | 20 | 19.C4 | AF1206:V+ | CONSOLE ISOLATOR^PANEL | 19.D5
AF1206:COM | SC | AF1206N | WHT | 20 | 19.D5 | AF1207:COM | CONSOLE ISOLATOR^PANEL | 19.B6
AF1206:SH | SC | AF1206G | GRN | 14 | 19.D5 | AF1208:SH | CONSOLE ISOLATOR^PANEL | 19.C6
AF1206:V+ | SC | AF1206P | WHT | 20 | 19.D5 | AF1207:V+ | CONSOLE ISOLATOR^PANEL | 19.B6
AF1207:COM | SC | AF1207N | WHT | 20 | 19.B6 | AF1208:COM | CONSOLE ISOLATOR^PANEL | 19.C6
AF1207:J | SC | * |  |  | 19.B6 | AF1208:P | CONSOLE ISOLATOR^PANEL | 19.C6
AF1207:V+ | SC | AF1207P | WHT | 20 | 19.B6 | AF1208:V+ | CONSOLE ISOLATOR^PANEL | 19.C6
FU0272:LD | SC | UV0271P | WHT | 14 | 50.D6 | UV0271:8+ | CONSOLE ISOLATOR^PANEL | 50.D5
GR0272: | SC | GR0272 | GRN/YEL | 14 | 3.C5 | FRAME | CONSOLE ISOLATOR^PANEL | 3.C5
UAI1264:2 | SC | UAI12642 | WHT | 20 | 39.B5 | UAI1264:3 | CONSOLE ISOLATOR^PANEL | 39.B5
UAI1274:2 | SC | UAI12742 | WHT | 20 | 39.B5 | UAI1274:3 | CONSOLE ISOLATOR^PANEL | 39.B5
AF1206:J | WC8060 | AF1206J | CABLE | CABLE | 19.D5 | AF1207:P | CONSOLE ISOLATOR^PANEL | 19.B6
AU1200:L2 | WC0012 | AU1200L2 | ENET | CABLE | 2.B6 | AU0140:L1 | BOP^PANEL | 2.B2
AF1201:06 | SC | 120106 | WHT | 20 | 53.A7 | KA0193:14 | HP COMPRESSOR^PANEL | 53.A5
AF1201:COM | SC | 0V | WHT | 16 | 19.D2 | XT0130:3 | HP COMPRESSOR^PANEL | 19.A5
AF1201:V+ | SC | FU0121 | WHT | 14 | 19.D2 | FU0121:LD | HP COMPRESSOR^PANEL | 19.D1
AF1207:02 | SC | 120702 | WHT | 20 | 51.A7 | KA4401:14 | HP COMPRESSOR^PANEL | 51.A6
AF1207:18 | SC | 120718 | WHT | 20 | 51.A7 | KA4401:A2 | HP COMPRESSOR^PANEL | 51.A6
AF1207:34 | SC | PS44012 | WHT | 20 | 51.A7 | KA4401:11 | HP COMPRESSOR^PANEL | 51.A6
AF1208:SH | SC | IEG01303 | GRN | 14 | 19.C6 | IEG0130:3 | HP COMPRESSOR^PANEL | 19.C7
AU1200:COM | SC | 0V | WHT | 16 | 19.C1 | XT0130:4 | HP COMPRESSOR^PANEL | 19.A5
AU1200:V+ | SC | FU0120 | WHT | 14 | 19.C1 | FU0120:LD | HP COMPRESSOR^PANEL | 19.D1
FU0272:LI | SC | FU0136 | WHT | 14 | 50.D6 | XT0130:1 | HP COMPRESSOR^PANEL | 19.A5
GR0273: | SC | IEG01302 | GRN | 14 | 3.C5 | IEG0130:2 | HP COMPRESSOR^PANEL | 3.C5
GR0274: | SC | IEG01301 | GRN | 14 | 3.C4 | IEG0130:1 | HP COMPRESSOR^PANEL | 3.C4
UV0271:9- | SC | 0V | WHT | 16 | 50.D5 | XT0130:4 | HP COMPRESSOR^PANEL | 19.A5
UV0271:IE | SC | IEG01308 | GRN | 14 | 50.D5 | IEG0130:8 | HP COMPRESSOR^PANEL | 50.D5
AU1200:L1 | WC0051 | AF0510L2 | ENET | CABLE | 2.B6 | AF0510:L2 | HP COMPRESSOR^PANEL | 2.B4
UAI1264:7 | WC1300 | UAI12647 | RED | 20 | 39.B5 | AF0410:02 | HP COMPRESSOR^PANEL | 39.B6
UAI1264:8 | WC1300 | UAI12648 | BLK | 20 | 39.B5 | AF0410:04 | HP COMPRESSOR^PANEL | 39.B6
FLOATING | WC1300 | UAI1264S | SH | 20 | 39.B6 | AF0410:19 | HP COMPRESSOR^PANEL | 39.B6
UAI1274:7 | WC1301 | UAI12747 | RED | 20 | 39.B5 | AF0410:06 | HP COMPRESSOR^PANEL | 39.B6
UAI1274:8 | WC1301 | UAI12748 | BLK | 20 | 39.B5 | AF0410:08 | HP COMPRESSOR^PANEL | 39.B6
FLOATING | WC1301 | UAI1274S | SH | 20 | 39.B6 | AF0410:23 | HP COMPRESSOR^PANEL | 39.B6
UAI4473:7 | WC1352 | UAI44737 | RED | 20 | 50.A5 | AF0500:02 | HP COMPRESSOR^PANEL | 50.A6
UAI4473:8 | WC1352 | UAI44738 | BLK | 20 | 50.A5 | AF0500:03 | HP COMPRESSOR^PANEL | 50.A6
FLOATING | WC1352 | UAI4473S | SH | 20 | 50.A6 | AF0500:07 | HP COMPRESSOR^PANEL | 50.A6
UAI4461:7 | WC1353 | UAI44617 | RED | 20 | 50.B5 | AF0510:02 | HP COMPRESSOR^PANEL | 50.B6
UAI4461:8 | WC1353 | UAI44618 | BLK | 20 | 50.B5 | AF0510:04 | HP COMPRESSOR^PANEL | 50.B6
FLOATING | WC1353 | UAI4461S | SH | 20 | 50.B6 | AF0510:19 | HP COMPRESSOR^PANEL | 50.B6
UAI4460:7 | WC1354 | UAI44607 | RED | 20 | 50.B5 | AF0510:06 | HP COMPRESSOR^PANEL | 50.B6
UAI4460:8 | WC1354 | UAI44608 | BLK | 20 | 50.B5 | AF0510:08 | HP COMPRESSOR^PANEL | 50.B6
FLOATING | WC1354 | UAI4460S | SH | 20 | 50.B6 | AF0510:23 | HP COMPRESSOR^PANEL | 50.B6
UAI4471:7 | WC1355 | UAI44717 | RED | 20 | 50.C5 | AF0510:10 | HP COMPRESSOR^PANEL | 50.C6
UAI4471:8 | WC1355 | UAI44718 | BLK | 20 | 50.C5 | AF0510:12 | HP COMPRESSOR^PANEL | 50.C6
FLOATING | WC1355 | UAI4471S | SH | 20 | 50.C6 | AF0510:27 | HP COMPRESSOR^PANEL | 50.C6
UAI4470:7 | WC1356 | UAI44707 | RED | 20 | 50.C5 | AF0510:14 | HP COMPRESSOR^PANEL | 50.C6
UAI4470:8 | WC1356 | UAI44708 | BLK | 20 | 50.C5 | AF0510:16 | HP COMPRESSOR^PANEL | 50.C6
FLOATING | WC1356 | UAI4470S | SH | 20 | 50.C6 | AF0510:31 | HP COMPRESSOR^PANEL | 50.C6
SolarTools ver. 24.0.84.24712 (Jul 31, 2025)
Report date: 3/25/2026 4:20 PM

## HP COMPRESSOR^PANEL
HP COMPRESSOR^PANEL
CONTROL CONSOLE
Project # | J1620
Project Name | SOUTHERNSTAR LONEJACK
Revision | A.4
Controls DE | M.ZUNIGA
Phone:
Controls ME | S.MARTINEZ
Phone:
From | [5 empty] | To
Device ID | Cable (W) Conductor (SC) Jumper Clip (JC) | Wire No. | Wire ID | Gauge/Size | Page/Zone | Device ID | Location | Page/Zone
XT0130:3 | JC | 0V | CLIP | --- | 19.A5 | XT0130:2 | HP COMPRESSOR^PANEL | 19.A5
XT0130:4 | JC | 0V | CLIP | --- | 19.A5 | XT0130:3 | HP COMPRESSOR^PANEL | 19.A5
XT0190:1 | JC | KA019312 | CLIP | --- | 53.A6 | XT0190:2 | HP COMPRESSOR^PANEL | 53.A6
AF0410:32 | SC | XT04001 | GRN | 16 | 18.B5 | XT0400:1 | HP COMPRESSOR^PANEL | 18.C6
AF0410:53 | SC | 0V | WHT | 16 | 18.B5 | XT0110:2 | HP COMPRESSOR^PANEL | 18.A5
AF0410:55 | SC | FU0113 | WHT | 16 | 18.B5 | FU0113:LD | HP COMPRESSOR^PANEL | 18.A4
AF0500:12 | SC | XT05001 | GRN | 16 | 19.B3 | XT0500:1 | HP COMPRESSOR^PANEL | 19.C2
AF0510:32 | SC | XT05001 | GRN | 16 | 19.B2 | XT0500:1 | HP COMPRESSOR^PANEL | 19.C2
AF0510:53 | SC | 0V | WHT | 16 | 19.B2 | XT0130:2 | HP COMPRESSOR^PANEL | 19.A5
AF0510:55 | SC | FU0131 | WHT | 16 | 19.B2 | FU0131:LD | HP COMPRESSOR^PANEL | 19.C1
FU0113:LI | SC | FU0136 | WHT | 14 | 18.A4 | XT0110:1 | HP COMPRESSOR^PANEL | 18.A5
FU0120:LI | SC | FU0136 | WHT | 14 | 19.D1 | FU0121:LI | HP COMPRESSOR^PANEL | 19.D1
FU0120:LI | SC | FU0136 | WHT | 14 | 19.D1 | FU0131:LI | HP COMPRESSOR^PANEL | 19.C1
FU0121:LI | SC | FU0136 | WHT | 14 | 19.D1 | XT0190:3 | HP COMPRESSOR^PANEL | 53.A5
FU0131:LI | SC | FU0136 | WHT | 14 | 19.C1 | XT0130:1 | HP COMPRESSOR^PANEL | 19.A5
GR0120: | SC | GR0120 | GRN/YEL | 14 | 3.C4 | FRAME | HP COMPRESSOR^PANEL | 3.C3
GR0252: | SC | GR0252 | GRN/YEL | 14 | 3.C4 | FRAME | HP COMPRESSOR^PANEL | 3.C3
IEG0130:4 | SC | IEG01304 | GRN | 14 | 19.C3 | XT0500:2 | HP COMPRESSOR^PANEL | 19.C3
IEG0130:5 | SC | IEG01305 | GRN | 14 | 18.C6 | XT0400:3 | HP COMPRESSOR^PANEL | 18.C6
KA0120:A1 | SC | KA0120A1 | WHT | 20 | 19.B5 | XT0130:6 | HP COMPRESSOR^PANEL | 19.B5
KA0120:A2 | SC | 0V | WHT | 14 | 19.B5 | XT0130:7 | HP COMPRESSOR^PANEL | 19.B5
KA0190:A1 | SC | KA0120A1 | WHT | 20 | 19.A7 | KA0191:A1 | HP COMPRESSOR^PANEL | 19.A7
KA0190:A1 | SC | KA0120A1 | WHT | 20 | 19.A7 | XT0130:6 | HP COMPRESSOR^PANEL | 19.B5
KA0190:A2 | SC | 0V | WHT | 20 | 19.A7 | KA0191:A2 | HP COMPRESSOR^PANEL | 19.A7
KA0190:A2 | SC | 0V | WHT | 20 | 19.A7 | XT0130:7 | HP COMPRESSOR^PANEL | 19.B5
KA0191:A1 | SC | KA0120A1 | WHT | 20 | 19.A7 | KA0192:A1 | HP COMPRESSOR^PANEL | 19.A7
KA0191:A2 | SC | 0V | WHT | 20 | 19.A7 | KA0192:A2 | HP COMPRESSOR^PANEL | 19.A7
KA0192:A1 | SC | KA0120A1 | WHT | 20 | 19.A7 | KA0193:A1 | HP COMPRESSOR^PANEL | 19.A7
KA0192:A2 | SC | 0V | WHT | 20 | 19.A7 | KA0193:A2 | HP COMPRESSOR^PANEL | 19.A7
KA0193:12 | SC | KA019312 | WHT | 20 | 53.A5 | XT0190:1 | HP COMPRESSOR^PANEL | 53.A6
KA4401:11 | SC | PS44012 | WHT | 20 | 51.A6 | XT0121:1 | HP COMPRESSOR^PANEL | 51.A5
KA4401:21 | SC | FU0136 |  |  | 53.A5 | XT0190:3 | HP COMPRESSOR^PANEL | 53.A5
KA4401:24 | SC | KA019312 | WHT | 20 | 53.A5 | XT0190:1 | HP COMPRESSOR^PANEL | 53.A6
KA4401:A1 | SC | PS44013 | WHT | 20 | 51.A6 | XT0121:2 | HP COMPRESSOR^PANEL | 51.A5
XT0110:1 | SC | FU0136 | WHT | 14 | 18.A5 | XT0130:1 | HP COMPRESSOR^PANEL | 19.A5
XT0110:1 | SC | FU0136 | WHT | 14 | 18.A5 | XT0520:1 | HP COMPRESSOR^PANEL | 19.A5
XT0110:2 | SC | 0V | WHT | 12 | 18.A5 | XT0130:3 | HP COMPRESSOR^PANEL | 19.A5
XT0110:3 | SC | KA0120A1 | WHT | 20 | 18.B5 | XT0130:5 | HP COMPRESSOR^PANEL | 19.A5
XT0130:3 | SC | 0V | WHT | 20 | 19.A5 | XT0130:7 | HP COMPRESSOR^PANEL | 19.B5
XT0130:4 | SC | 0V | WHT | 14 | 19.A5 | XT0520:2 | HP COMPRESSOR^PANEL | 19.A5
XT0130:5 | SC | KA0120A1 | WHT | 14 | 19.A5 | XT0130:6 | HP COMPRESSOR^PANEL | 19.B5
XT0520:3 | SC | KA0120A1 | WHT | 14 | 19.B5 | XT0130:5 | HP COMPRESSOR^PANEL | 19.A5
AF0410:L2 | WC0041 | AF0410L2 | ENET | CABLE | 2.A2 | AF0510:L1 | HP COMPRESSOR^PANEL | 2.B4
AF0500:LBUS | WC8050 | AF0510RBUS | BUS | CABLE | 19.B3 | AF0510:RBUS | HP COMPRESSOR^PANEL | 19.B2
XT0520:1 | SC | FU0136 | WHT | 14 | 19.A5 | XT0570:1 | BOP^PANEL | 20.A5
XT0520:2 | SC | 0V | WHT | 12 | 19.A5 | XT0570:2 | BOP^PANEL | 20.A5
XT0520:3 | SC | KA0120A1 | WHT | 14 | 19.B5 | XT0140:5 | BOP^PANEL | 21.A2
FU0120:LD | SC | FU0120 | WHT | 14 | 19.D1 | AU1200:V+ | CONSOLE ISOLATOR^PANEL | 19.C1
FU0121:LD | SC | FU0121 | WHT | 14 | 19.D1 | AF1201:V+ | CONSOLE ISOLATOR^PANEL | 19.D2
IEG0130:1 | SC | IEG01301 | GRN | 14 | 3.C4 | GR0274: | CONSOLE ISOLATOR^PANEL | 3.C4
IEG0130:2 | SC | IEG01302 | GRN | 14 | 3.C5 | GR0273: | CONSOLE ISOLATOR^PANEL | 3.C5
IEG0130:3 | SC | IEG01303 | GRN | 14 | 19.C7 | AF1208:SH | CONSOLE ISOLATOR^PANEL | 19.C6
IEG0130:8 | SC | IEG01308 | GRN | 14 | 50.D5 | UV0271:IE | CONSOLE ISOLATOR^PANEL | 50.D5
KA0193:14 | SC | 120106 | WHT | 20 | 53.A5 | AF1201:06 | CONSOLE ISOLATOR^PANEL | 53.A7
KA4401:11 | SC | PS44012 | WHT | 20 | 51.A6 | AF1207:34 | CONSOLE ISOLATOR^PANEL | 51.A7
KA4401:14 | SC | 120702 | WHT | 20 | 51.A6 | AF1207:02 | CONSOLE ISOLATOR^PANEL | 51.A7
KA4401:A2 | SC | 120718 | WHT | 20 | 51.A6 | AF1207:18 | CONSOLE ISOLATOR^PANEL | 51.A7
XT0130:1 | SC | FU0136 | WHT | 14 | 19.A5 | FU0272:LI | CONSOLE ISOLATOR^PANEL | 50.D6
XT0130:3 | SC | 0V | WHT | 16 | 19.A5 | AF1201:COM | CONSOLE ISOLATOR^PANEL | 19.D2
XT0130:4 | SC | 0V | WHT | 16 | 19.A5 | AU1200:COM | CONSOLE ISOLATOR^PANEL | 19.C1
XT0130:4 | SC | 0V | WHT | 16 | 19.A5 | UV0271:9- | CONSOLE ISOLATOR^PANEL | 50.D5
AF0510:L2 | WC0051 | AF0510L2 | ENET | CABLE | 2.B4 | AU1200:L1 | CONSOLE ISOLATOR^PANEL | 2.B6
AF0410:02 | WC1300 | UAI12647 | RED | 20 | 39.B6 | UAI1264:7 | CONSOLE ISOLATOR^PANEL | 39.B5
AF0410:04 | WC1300 | UAI12648 | BLK | 20 | 39.B6 | UAI1264:8 | CONSOLE ISOLATOR^PANEL | 39.B5
AF0410:19 | WC1300 | UAI1264S | SH | 20 | 39.B6 | FLOATING | CONSOLE ISOLATOR^PANEL | 39.B6
AF0410:06 | WC1301 | UAI12747 | RED | 20 | 39.B6 | UAI1274:7 | CONSOLE ISOLATOR^PANEL | 39.B5
AF0410:08 | WC1301 | UAI12748 | BLK | 20 | 39.B6 | UAI1274:8 | CONSOLE ISOLATOR^PANEL | 39.B5
AF0410:23 | WC1301 | UAI1274S | SH | 20 | 39.B6 | FLOATING | CONSOLE ISOLATOR^PANEL | 39.B6
AF0500:02 | WC1352 | UAI44737 | RED | 20 | 50.A6 | UAI4473:7 | CONSOLE ISOLATOR^PANEL | 50.A5
AF0500:03 | WC1352 | UAI44738 | BLK | 20 | 50.A6 | UAI4473:8 | CONSOLE ISOLATOR^PANEL | 50.A5
AF0500:07 | WC1352 | UAI4473S | SH | 20 | 50.A6 | FLOATING | CONSOLE ISOLATOR^PANEL | 50.A6
AF0510:02 | WC1353 | UAI44617 | RED | 20 | 50.B6 | UAI4461:7 | CONSOLE ISOLATOR^PANEL | 50.B5
AF0510:04 | WC1353 | UAI44618 | BLK | 20 | 50.B6 | UAI4461:8 | CONSOLE ISOLATOR^PANEL | 50.B5
AF0510:19 | WC1353 | UAI4461S | SH | 20 | 50.B6 | FLOATING | CONSOLE ISOLATOR^PANEL | 50.B6
AF0510:06 | WC1354 | UAI44607 | RED | 20 | 50.B6 | UAI4460:7 | CONSOLE ISOLATOR^PANEL | 50.B5
AF0510:08 | WC1354 | UAI44608 | BLK | 20 | 50.B6 | UAI4460:8 | CONSOLE ISOLATOR^PANEL | 50.B5
AF0510:23 | WC1354 | UAI4460S | SH | 20 | 50.B6 | FLOATING | CONSOLE ISOLATOR^PANEL | 50.B6
AF0510:10 | WC1355 | UAI44717 | RED | 20 | 50.C6 | UAI4471:7 | CONSOLE ISOLATOR^PANEL | 50.C5
AF0510:12 | WC1355 | UAI44718 | BLK | 20 | 50.C6 | UAI4471:8 | CONSOLE ISOLATOR^PANEL | 50.C5
AF0510:27 | WC1355 | UAI4471S | SH | 20 | 50.C6 | FLOATING | CONSOLE ISOLATOR^PANEL | 50.C6
AF0510:14 | WC1356 | UAI44707 | RED | 20 | 50.C6 | UAI4470:7 | CONSOLE ISOLATOR^PANEL | 50.C5
AF0510:16 | WC1356 | UAI44708 | BLK | 20 | 50.C6 | UAI4470:8 | CONSOLE ISOLATOR^PANEL | 50.C5
AF0510:31 | WC1356 | UAI4470S | SH | 20 | 50.C6 | FLOATING | CONSOLE ISOLATOR^PANEL | 50.C6
XT0110:1 | SC | FU0136 | WHT | 12 | 18.A5 | XT0138:4 | TURBINE PANEL A | 14.B3
XT0110:2 | SC | 0V | WHT | 12 | 18.A5 | XT0134:4 | TURBINE PANEL A | 14.B3
XT0110:3 | SC | KA0120A1 | WHT | 16 | 18.B5 | XT0139:4 | TURBINE PANEL A | 16.D6
IEG0130:0 | SC | IEG0130G | GRN | 8 | 3.C2 | IEG0010:4 | TURBINE PANEL B | 3.C2
AF0410:L1 | WC0006 | AU0060L2 | ENET | CABLE | 2.A2 | AU0060:L2 | TURBINE PANEL B | 2.A6
SolarTools ver. 24.0.84.24712 (Jul 31, 2025)
Report date: 3/25/2026 4:20 PM

## PLC PANEL
PLC PANEL
CONTROL CONSOLE
Project # | J1620
Project Name | SOUTHERNSTAR LONEJACK
Revision | A.4
Controls DE | M.ZUNIGA
Phone:
Controls ME | S.MARTINEZ
Phone:
From | [5 empty] | To
Device ID | Cable (W) Conductor (SC) Jumper Clip (JC) | Wire No. | Wire ID | Gauge/Size | Page/Zone | Device ID | Location | Page/Zone
AR0600:IE1 | SC | UV0600G | GRN | 14 | 6.A1 | UV0600:GND | PLC PANEL | 6.B2
GR0234: | SC | GR0234 | GRN/YEL | 14 | 3.B4 | FRAME | PLC PANEL | 3.B4
PC0470:INP_A | SC | 009312 | WHT | 20 | 23.B5 | PC0470:INP_B | PLC PANEL | 23.B5
AP0602:L2 | WC0001 | AP0602L2 | ENET | CABLE | 2.A2 | AP0603:L1 | PLC PANEL | 2.A3
AP0602:L1 | WC0020 | AU0200L2 | ENET | CABLE | 2.A2 | AU0200:L2 | ASSEMBLY^CONTROL PANEL | 2.B4
AP0609:L1 | WC0680 | AP0609L1 | ENET | CABLE | 4.A1 | AT0680:LAN1 | PWR DISTRIBUTION RAIL^LEFT DOOR | 4.A2
PC0470:+PWR | SC | 009344 | WHT | 20 | 23.B5 | AF0093:44 | TURBINE PANEL A | 23.B7
PC0470:INP_A | SC | 009312 | WHT | 20 | 23.B5 | AF0093:12 | TURBINE PANEL A | 23.B7
PC0470:-PWR | SC | 009328 | WHT | 20 | 23.B5 | AF0093:28 | TURBINE PANEL A | 23.B7
UV0600:(-) | SC | 0V | WHT | 12 | 6.B2 | XT0135:1 | TURBINE PANEL A | 14.B4
UV0600:(+) | SC | FU0010 | WHT | 14 | 6.B2 | FU0010:LD | TURBINE PANEL A | 14.A5
AP0603:L2 | WC0003 | AP0603L2 | ENET | CABLE | 2.A3 | AU0090:L1 | TURBINE PANEL A | 2.A4
AR0600:IE2 | SC | IEG02301 | GRN | 12 | 6.A1 | IEG0230:1 | TURBINE PANEL B | 6.B6
SolarTools ver. 24.0.84.24712 (Jul 31, 2025)
Report date: 3/25/2026 4:20 PM

## PWR DISTRIBUTION RAIL^LEFT DOOR
PWR DISTRIBUTION RAIL^LEFT DOOR
CONTROL CONSOLE
Project # | J1620
Project Name | SOUTHERNSTAR LONEJACK
Revision | A.4
Controls DE | M.ZUNIGA
Phone:
Controls ME | S.MARTINEZ
Phone:
From | [5 empty] | To
Device ID | Cable (W) Conductor (SC) Jumper Clip (JC) | Wire No. | Wire ID | Gauge/Size | Page/Zone | Device ID | Location | Page/Zone
XT0561:2 | JC | FU0200LI | CLIP | --- | 9.A2 | XT0561:1 | PWR DISTRIBUTION RAIL^LEFT DOOR | 9.A2
XT0562:1 | JC | 0V1 | CLIP | --- | 9.B2 | XT0562:2 | PWR DISTRIBUTION RAIL^LEFT DOOR | 9.B2
XT0562:2 | JC | 0V1 | CLIP | --- | 9.B2 | XT0562:3 | PWR DISTRIBUTION RAIL^LEFT DOOR | 9.B2
XT0560:2 | SC | JW0 | CLIP | -- | 9.B2 | XT0562:1 | PWR DISTRIBUTION RAIL^LEFT DOOR | 9.B2
AT0680:NEG | SC | 0V | WHT | 12 | 4.C3 | XT0680:2 | PWR DISTRIBUTION RAIL^LEFT DOOR | 4.D3
AT0680:POS | SC | AT0680POS | WHT | 14 | 4.C3 | XT0680:1 | PWR DISTRIBUTION RAIL^LEFT DOOR | 4.D3
FU0190:LI | SC | FU0200LI | WHT | 14 | 9.C3 | FU0273:LI | PWR DISTRIBUTION RAIL^LEFT DOOR | 9.B3
FU0200:LI | SC | FU0200LI | WHT | 14 | 9.A3 | FU0201:LI | PWR DISTRIBUTION RAIL^LEFT DOOR | 9.B3
FU0200:LI | SC | FU0200LI | WHT | 14 | 9.A3 | XT0561:1 | PWR DISTRIBUTION RAIL^LEFT DOOR | 9.A2
FU0201:LI | SC | FU0200LI | WHT | 14 | 9.B3 | FU0273:LI | PWR DISTRIBUTION RAIL^LEFT DOOR | 9.B3
FU0560:LD | SC | FU0200LI | WHT | 14 | 9.A2 | XT0561:1 | PWR DISTRIBUTION RAIL^LEFT DOOR | 9.A2
FU0560:LI | SC | FU0136 | WHT | 12 | 9.A2 | XT0560:1 | PWR DISTRIBUTION RAIL^LEFT DOOR | 9.A2
FU0680:LD | SC | AT0680POS | WHT | 14 | 4.D2 | XT0680:1 | PWR DISTRIBUTION RAIL^LEFT DOOR | 4.D3
FU0273:LD | SC | FU0273 | WHT | 14 | 9.B3 | ZS0273:1 | ASSEMBLY^CONSOLE | 9.B4
XT0562:1 | SC | 0V1 | WHT | 14 | 9.B2 | EL0273:W1 | ASSEMBLY^CONSOLE | 9.B4
FU0200:LD | SC | FU0200 | WHT | 14 | 9.A3 | AU0200:V+ | ASSEMBLY^CONTROL PANEL | 9.A3
FU0201:LD | SC | FU0201 | WHT | 14 | 9.B3 | AF0202:V+ | ASSEMBLY^CONTROL PANEL | 9.A5
XT0562:1 | SC | 0V1 | WHT | 14 | 9.B2 | AF0202:COM | ASSEMBLY^CONTROL PANEL | 9.A5
XT0562:1 | SC | 0V1 | WHT | 14 | 9.B2 | AU0200:COM | ASSEMBLY^CONTROL PANEL | 9.A3
XT0562:3 | SC | 0V1 | WHT | 20 | 9.B2 | SH0400:B | ASSEMBLY^CONTROL PANEL | 11.B5
XT0563:1 | SC | ESTOPB | WHT | 20 | 11.D6 | SB0400:11 | ASSEMBLY^CONTROL PANEL | 11.D5
XT0563:2 | SC | ESTOPA | WHT | 20 | 11.D6 | SB0400:12 | ASSEMBLY^CONTROL PANEL | 11.D5
XT0563:3 | SC | KA023612 | WHT | 20 | 11.B6 | XT0564:1 B2 | ASSEMBLY^CONTROL PANEL | 11.B5
XT0563:4 | SC | 0V | WHT | 20 | 11.B6 | HL0410:A | ASSEMBLY^CONTROL PANEL | 11.B5
XT0563:5 | SC | KA0241A1 | WHT | 20 | 11.C6 | SA0401:1 | ASSEMBLY^CONTROL PANEL | 11.C5
XT0563:6 | SC | FU0139 | WHT | 20 | 11.C6 | SA0401:2 | ASSEMBLY^CONTROL PANEL | 11.C5
FU0190:LD | SC | FU0190 | WHT | 14 | 9.C3 | AT0190:POS | CONSOLE DOOR^PANELS | 9.B4
XT0562:2 | SC | 0V1 | WHT | 14 | 9.B2 | AT0190:NEG | CONSOLE DOOR^PANELS | 9.B4
AT0680:LAN2 | WC0010 | AT0190E | ENET | CABLE | 4.A2 | AT0190:ENET | CONSOLE DOOR^PANELS | 9.B4
AT0680:LAN1 | WC0680 | AP0609L1 | ENET | CABLE | 4.A2 | AP0609:L1 | PLC PANEL | 4.A1
XT0560:1 | SC | FU0136 | WHT | 12 | 9.A2 | XT0138:2 | TURBINE PANEL A | 14.A3
XT0560:2 | SC | 0V | WHT | 12 | 9.B2 | XT0134:2 | TURBINE PANEL A | 14.B3
FU0680:LI | SC | FU0210 | WHT | 12 | 4.D2 | XT0233:3 | TURBINE PANEL B | 14.C4
XT0563:1 | SC | ESTOPB | WHT | 20 | 11.D6 | XT0240:2 | TURBINE PANEL B | 16.A3
XT0563:2 | SC | ESTOPA | WHT | 20 | 11.D6 | XT0240:3 | TURBINE PANEL B | 16.A3
XT0563:3 | SC | KA023612 | WHT | 20 | 11.B6 | XT0240:13 | TURBINE PANEL B | 16.D4
XT0563:4 | SC | 0V | WHT | 12 | 11.B6 | XT0240:9 | TURBINE PANEL B | 16.D3
XT0563:5 | SC | KA0241A1 | WHT | 20 | 11.C6 | XT0240:6 | TURBINE PANEL B | 16.C3
XT0563:6 | SC | FU0139 | WHT | 20 | 11.C6 | XT0240:11 | TURBINE PANEL B | 16.C4
XT0680:2 | SC | 0V | WHT | 12 | 4.D3 | XT0235:3 | TURBINE PANEL B | 14.D4
SolarTools ver. 24.0.84.24712 (Jul 31, 2025)
Report date: 3/25/2026 4:20 PM

## TURB VIB^PANEL
TURB VIB^PANEL
CONTROL CONSOLE
Project # | J1620
Project Name | SOUTHERNSTAR LONEJACK
Revision | A.4
Controls DE | M.ZUNIGA
Phone:
Controls ME | S.MARTINEZ
Phone:
From | [5 empty] | To
Device ID | Cable (W) Conductor (SC) Jumper Clip (JC) | Wire No. | Wire ID | Gauge/Size | Page/Zone | Device ID | Location | Page/Zone
GR0110: | SC | GR0110 | GRN/YEL | 14 | 3.B4 | FRAME | TURB VIB^PANEL | 3.B3
GR0112: | SC | GR0112 | GRN/YEL | 14 | 3.B4 | FRAME | TURB VIB^PANEL | 3.B3
IEG0110:0 | SC | IEG0110G | GRN | 8 | 3.B2 | IEG0010:2 | TURBINE PANEL B | 3.B2
SolarTools ver. 24.0.84.24712 (Jul 31, 2025)
Report date: 3/25/2026 4:20 PM

## TURBINE PANEL A
TURBINE PANEL A
CONTROL CONSOLE
Project # | J1620
Project Name | SOUTHERNSTAR LONEJACK
Revision | A.4
Controls DE | M.ZUNIGA
Phone:
Controls ME | S.MARTINEZ
Phone:
From | [5 empty] | To
Device ID | Cable (W) Conductor (SC) Jumper Clip (JC) | Wire No. | Wire ID | Gauge/Size | Page/Zone | Device ID | Location | Page/Zone
XT0011:1 | JC | 0V | CLIP | --- | 13.C6 | XT0011:2 | TURBINE PANEL A | 13.C6
XT0011:2 | JC | 0V | CLIP | --- | 13.C6 | XT0011:3 | TURBINE PANEL A | 13.C6
XT0011:3 | JC | 0V | CLIP | --- | 13.C6 | XT0011:4 | TURBINE PANEL A | 13.D6
XT0012:1 | JC | 0V | CLIP | --- | 13.C5 | XT0012:2 | TURBINE PANEL A | 13.C5
XT0012:3 | JC | 24V | CLIP | --- | 13.C5 | XT0012:4 | TURBINE PANEL A | 13.C5
XT0013:1 | JC | CC0525A1 | CLIP | --- | 13.B2 | XT0013:2 | TURBINE PANEL A | 13.B2
XT0013:3 | JC | CC0525A2 | CLIP | --- | 13.B2 | XT0013:4 | TURBINE PANEL A | 13.B2
XT0080:1 | JC | 0V | CLIP | --- | 7.D1 | XT0080:2 | TURBINE PANEL A | 7.D1
XT0080:2 | JC | 0V | CLIP | --- | 7.D1 | XT0080:3 | TURBINE PANEL A | 7.D1
XT0090:1 | JC | 0V | CLIP | --- | 7.B1 | XT0090:2 | TURBINE PANEL A | 7.B1
XT0134:1 | JC | 0V | CLIP | --- | 14.B3 | XT0134:2 | TURBINE PANEL A | 14.B3
XT0134:2 | JC | 0V | CLIP | --- | 14.B3 | XT0134:3 | TURBINE PANEL A | 14.B3
XT0134:3 | JC | 0V | CLIP | --- | 14.B3 | XT0134:4 | TURBINE PANEL A | 14.B3
XT0135:1 | JC | 0V | CLIP | --- | 14.B4 | XT0135:2 | TURBINE PANEL A | 14.B4
XT0135:2 | JC | 0V | CLIP | --- | 14.B4 | XT0135:3 | TURBINE PANEL A | 14.B4
XT0136:1 | JC | FU0139 | CLIP | --- | 15.A2 | XT0136:2 | TURBINE PANEL A | 15.A2
XT0138:1 | JC | FU0136 | CLIP | --- | 14.A3 | XT0138:2 | TURBINE PANEL A | 14.A3
XT0138:2 | JC | FU0136 | CLIP | --- | 14.A3 | XT0138:3 | TURBINE PANEL A | 14.A3
XT0138:3 | JC | FU0136 | CLIP | --- | 14.A3 | XT0138:4 | TURBINE PANEL A | 14.B3
XT0139:1 | JC | FU0137 | CLIP | --- | 14.A4 | XT0139:2 | TURBINE PANEL A | 14.A4
XT0139:2 | JC | FU0137 | CLIP | --- | 14.A4 | XT0139:3 | TURBINE PANEL A | 14.B4
AF0081:03 | SC | 008103 | WHT | 20 | 17.C7 | KA0130:14 | TURBINE PANEL A | 17.D6
AF0081:35 | SC | 008135 | WHT | 20 | 17.C7 | KA0130:A1 | TURBINE PANEL A | 17.C5
AF0081:07 | SC | JP2 | VIO | 20 | 24.D7 | AF0081:39 | TURBINE PANEL A | 24.D7
AF0091:11 | SC | JP3 | VIO | 20 | 24.B7 | AF0091:43 | TURBINE PANEL A | 24.B7
AF0091:14 | SC | JP4 | VIO | 20 | 24.A7 | AF0091:46 | TURBINE PANEL A | 24.A7
AF0081:COM | SC | AU0080N | WHT | 20 | 7.C2 | AU0080:COM | TURBINE PANEL A | 7.C2
AF0081:P | SC | * |  |  | 7.C2 | AU0080:J | TURBINE PANEL A | 7.C2
AF0081:V+ | SC | AU0080P | WHT | 20 | 7.C2 | AU0080:V+ | TURBINE PANEL A | 7.C2
AF0082:COM | SC | 0V | WHT | 14 | 7.D3 | XT0080:2 | TURBINE PANEL A | 7.D1
AF0082:COM | SC | AF0082N | WHT | 20 | 7.D3 | AF0083:COM | TURBINE PANEL A | 7.D3
AF0082:V+ | SC | FU0081 | WHT | 14 | 7.D3 | FU0081:LD | TURBINE PANEL A | 7.D1
AF0082:V+ | SC | AF0082P | WHT | 20 | 7.D3 | AF0083:V+ | TURBINE PANEL A | 7.D3
AF0083:COM | SC | AF0083N | WHT | 20 | 7.D3 | AF0084:COM | TURBINE PANEL A | 7.D4
AF0083:SH | SC | AF0083G | GRN | 14 | 7.D3 | AF0084:SH | TURBINE PANEL A | 7.D4
AF0083:SH | SC | AU0080G | GRN | 14 | 7.D3 | AU0080:GND | TURBINE PANEL A | 7.C2
AF0083:V+ | SC | AF0083P | WHT | 20 | 7.D3 | AF0084:V+ | TURBINE PANEL A | 7.D4
AF0084:COM | SC | AF0084N | WHT | 20 | 7.D4 | AF0085:COM | TURBINE PANEL A | 7.D5
AF0084:SH | SC | AF0084G | GRN | 14 | 7.D4 | AF0085:SH | TURBINE PANEL A | 7.D5
AF0084:V+ | SC | AF0084P | WHT | 20 | 7.D4 | AF0085:V+ | TURBINE PANEL A | 7.D5
AF0085:COM | SC | AF0085N | WHT | 20 | 7.D5 | AF0086:COM | TURBINE PANEL A | 7.D5
AF0085:SH | SC | AF0085G | GRN | 14 | 7.D5 | AF0086:SH | TURBINE PANEL A | 7.D5
AF0085:V+ | SC | AF0085P | WHT | 20 | 7.D5 | AF0086:V+ | TURBINE PANEL A | 7.D5
AF0086:COM | SC | AF0086N | WHT | 20 | 7.D5 | AF0087:COM | TURBINE PANEL A | 7.D6
AF0086:V+ | SC | AF0086P | WHT | 20 | 7.D5 | AF0087:V+ | TURBINE PANEL A | 7.D6
AF0087:COM | SC | AF0087N | WHT | 20 | 7.D6 | AF0088:COM | TURBINE PANEL A | 7.D6
AF0087:V+ | SC | AF0087P | WHT | 20 | 7.D6 | AF0088:V+ | TURBINE PANEL A | 7.D6
AF0088:10 | SC | KA013624 | WHT | 20 | 15.B4 | KA0136:24 | TURBINE PANEL A | 15.B3
AF0088:42 | SC | KA013621 | WHT | 20 | 15.B4 | KA0136:21 | TURBINE PANEL A | 15.B3
AF0091:07 | SC | KA014114 | WHT | 20 | 15.C2 | KA0141:14 | TURBINE PANEL A | 15.C2
AF0091:39 | SC | KA014111 | WHT | 20 | 15.C2 | KA0141:11 | TURBINE PANEL A | 15.C2
AF0091:COM | SC | AF0091N | WHT | 20 | 7.B2 | AF0094:COM | TURBINE PANEL A | 7.B4
AF0091:COM | SC | AU0090N | WHT | 20 | 7.B2 | AU0090:COM | TURBINE PANEL A | 7.A2
AF0091:P | SC | * |  |  | 7.B2 | AU0090:J | TURBINE PANEL A | 7.A2
AF0091:V+ | SC | AF0091P | WHT | 20 | 7.B2 | AF0094:V+ | TURBINE PANEL A | 7.B4
AF0091:V+ | SC | AU0090P | WHT | 20 | 7.B2 | AU0090:V+ | TURBINE PANEL A | 7.A2
AF0092:02 | SC | KA0133A1 | WHT | 20 | 42.A7 | KA0133:A1 | TURBINE PANEL A | 15.C6
AF0092:04 | SC | 009204 | WHT | 20 | 26.A6 | KA2160:A1 | TURBINE PANEL A | 26.A5
AF0092:06 | SC | KA013114 | WHT | 20 | 42.A7 | KA0131:14 | TURBINE PANEL A | 15.D4
AF0092:07 | SC | 009207 | WHT | 20 | 26.A6 | KA2161:A1 | TURBINE PANEL A | 26.B5
AF0092:08 | SC | 009208 | WHT | 20 | 47.A7 | KA3103:A1 | TURBINE PANEL A | 47.A5
AF0092:09 | SC | 009209 | WHT | 20 | 25.D7 | KA7514:A1 | TURBINE PANEL A | 25.D6
AF0092:20 | SC | 009220 | WHT | 20 | 26.A6 | KA2160:A2 | TURBINE PANEL A | 26.A5
AF0092:23 | SC | 009223 | WHT | 20 | 26.A6 | KA2161:A2 | TURBINE PANEL A | 26.B5
AF0092:24 | SC | 009224 | WHT | 20 | 47.A7 | KA3103:A2 | TURBINE PANEL A | 47.A5
AF0092:25 | SC | 009225 | WHT | 20 | 25.D7 | KA7514:A2 | TURBINE PANEL A | 25.D6
AF0092:COM | SC | 0V | WHT | 14 | 7.B3 | XT0090:2 | TURBINE PANEL A | 7.B1
AF0092:V+ | SC | FU0091 | WHT | 14 | 7.B3 | FU0091:LD | TURBINE PANEL A | 7.B1
AF0093:01 | SC | KA32201 | WHT | 20 | 45.A7 | KA3220:A1 | TURBINE PANEL A | 45.B5
AF0093:04 | SC | 009304 | WHT | 20 | 61.A7 | XT0171:2 | TURBINE PANEL A | 61.A6
AF0093:17 | SC | KA32202 | WHT | 20 | 45.A7 | KA3220:A2 | TURBINE PANEL A | 45.B5
AF0093:20 | SC | 009320 | WHT | 20 | 61.A7 | KA6211:A2 | TURBINE PANEL A | 61.A6
AF0093:COM | SC | 0V | WHT | 14 | 7.B3 | XT0090:2 | TURBINE PANEL A | 7.B1
AF0093:V+ | SC | FU0092 | WHT | 14 | 7.B3 | FU0092:LD | TURBINE PANEL A | 7.B1
AF0094:00 | SC | 009400 | WHT | 20 | 13.A7 | XT0085:2 | TURBINE PANEL A | 13.A6
AF0094:01 | SC | 0V | WHT | 20 | 13.A7 | XT0085:3 | TURBINE PANEL A | 13.B6
AF0094:COM | SC | AF0094N | WHT | 20 | 7.B4 | AF0096:COM | TURBINE PANEL A | 7.B5
AF0094:SH | SC | AF0094G | GRN | 14 | 7.B4 | AF0096:SH | TURBINE PANEL A | 7.B5
AF0094:SH | SC | AU0090G | GRN | 14 | 7.B4 | AU0090:GND | TURBINE PANEL A | 7.A2
AF0094:V+ | SC | AF0094P | WHT | 20 | 7.B4 | AF0096:V+ | TURBINE PANEL A | 7.B5
AF0095:10 | SC | KA0134A1 | WHT | 20 | 44.D7 | KA0134:A1 | TURBINE PANEL A | 15.C6
AF0095:COM | SC | 0V | WHT | 14 | 7.B5 | XT0090:2 | TURBINE PANEL A | 7.B1
AF0095:V+ | SC | FU0093 | WHT | 14 | 7.B5 | FU0093:LD | TURBINE PANEL A | 7.B1
AU0080:COM | SC | 0V | WHT | 14 | 7.C2 | XT0080:1 | TURBINE PANEL A | 7.D1
AU0080:V+ | SC | FU0080 | WHT | 14 | 7.C2 | FU0080:LD | TURBINE PANEL A | 7.D1
AU0090:COM | SC | 0V | WHT | 14 | 7.A2 | XT0090:1 | TURBINE PANEL A | 7.B1
AU0090:V+ | SC | FU0090 | WHT | 14 | 7.A2 | FU0090:LD | TURBINE PANEL A | 7.B1
F0200:GND | SC | PEG01301 | GRN/YEL | 12 | 13.B3 | PEG0130:1 | TURBINE PANEL A | 13.B3
F0200:LD - | SC | 0V | WHT | 10 | 13.B3 | XT0012:1 | TURBINE PANEL A | 13.C5
F0200:LD + | SC | F0200LDP | WHT | 10 | 13.B3 | VD0200:1 | TURBINE PANEL A | 13.C4
F0200:LI - | SC | FU1012LD | WHT | 10 | 13.B3 | FU1012:LD | TURBINE PANEL A | 13.B2
F0200:LI + | SC | FU0011LD | WHT | 10 | 13.B3 | FU0011:LD | TURBINE PANEL A | 13.B2
F0201:GND | SC | PEG01302 | GRN/YEL | 12 | 13.B3 | PEG0130:2 | TURBINE PANEL A | 13.C3
F0201:LD - | SC | 0V | WHT | 10 | 13.B3 | XT0012:2 | TURBINE PANEL A | 13.C5
F0201:LD + | SC | F0201LDP | WHT | 10 | 13.B3 | VD0200:3 | TURBINE PANEL A | 13.C4
F0201:LI - | SC | FU2012LD | WHT | 10 | 13.B3 | FU2012:LD | TURBINE PANEL A | 13.B2
F0201:LI + | SC | FU2011LD | WHT | 10 | 13.B3 | FU2011:LD | TURBINE PANEL A | 13.B2
FU0010:LI | SC | FU0137 | WHT | 14 | 14.A5 | XT0139:1 | TURBINE PANEL A | 14.A4
FU0011:LI | SC | CC0525A1 | WHT | 10 | 13.B2 | XT0013:1 | TURBINE PANEL A | 13.B2
FU0012:LI | SC | 24V | WHT | 12 | 13.B6 | FU0013:LI | TURBINE PANEL A | 13.B6
FU0012:LI | SC | 24V | WHT | 12 | 13.B6 | XT0012:3 | TURBINE PANEL A | 13.C5
FU0013:LI | SC | 24V | WHT | 12 | 13.B6 | FU0014:LI | TURBINE PANEL A | 13.C6
FU0014:LI | SC | 24V | WHT | 12 | 13.C6 | FU0015:LI | TURBINE PANEL A | 13.C6
FU0015:LI | SC | 24V | WHT | 12 | 13.C6 | FU0016:LI | TURBINE PANEL A | 13.C6
FU0080:LI | SC | FU0137 | WHT | 14 | 7.D1 | FU0081:LI | TURBINE PANEL A | 7.D1
FU0080:LI | SC | FU0137 | WHT | 14 | 7.D1 | XT0139:2 | TURBINE PANEL A | 14.A4
FU0081:LI | SC | FU0137 | WHT | 14 | 7.D1 | FU0082:LI | TURBINE PANEL A | 7.D1
FU0090:LI | SC | FU0137 | WHT | 14 | 7.B1 | XT0139:2 | TURBINE PANEL A | 14.A4
FU0090:LI | SC | FU0137 | WHT | 14 | 7.B1 | FU0091:LI | TURBINE PANEL A | 7.B1
FU0091:LI | SC | FU0137 | WHT | 14 | 7.B1 | FU0092:LI | TURBINE PANEL A | 7.B1
FU0092:LI | SC | FU0137 | WHT | 14 | 7.B1 | FU0093:LI | TURBINE PANEL A | 7.B1
FU0136:LD | SC | FU0136 | WHT | 10 | 14.A3 | XT0138:1 | TURBINE PANEL A | 14.A3
FU0136:LI | SC | 24V | WHT | 10 | 14.A3 | XT0012:4 | TURBINE PANEL A | 13.C5
FU0137:LD | SC | FU0137 | WHT | 12 | 14.A4 | XT0139:1 | TURBINE PANEL A | 14.A4
FU0137:LI | SC | FU0136 | WHT | 12 | 14.A4 | XT0138:1 | TURBINE PANEL A | 14.A3
FU0139:LD | SC | FU0139 | WHT | 14 | 14.A5 | XT0136:1 | TURBINE PANEL A | 15.A2
FU0139:LI | SC | FU0137 | WHT | 14 | 14.A5 | XT0139:1 | TURBINE PANEL A | 14.A4
FU1012:LI | SC | CC0525A2 | WHT | 10 | 13.B2 | XT0013:3 | TURBINE PANEL A | 13.B2
FU2011:LI | SC | CC0525A1 | WHT | 10 | 13.B2 | XT0013:2 | TURBINE PANEL A | 13.B2
FU2012:LI | SC | CC0525A2 | WHT | 10 | 13.B2 | XT0013:4 | TURBINE PANEL A | 13.B2
GR0131: | SC | GR0131 | GRN/YEL | 14 | 3.A4 | FRAME | TURBINE PANEL A | 3.A3
GR0132: | SC | GR0132 | GRN/YEL | 14 | 3.A4 | FRAME | TURBINE PANEL A | 3.A3
KA0130:A1 | SC | 008135 | WHT | 20 | 17.C5 | KA0130:11 | TURBINE PANEL A | 17.D6
KA0131:11 | SC | KA0135A1 | WHT | 20 | 15.D4 | KA0135:A1 | TURBINE PANEL A | 15.D6
KA0131:12 | SC | KA013112 | WHT | 20 | 15.D4 | KA0137:24 | TURBINE PANEL A | 15.D3
KA0131:A1 | SC | KA0120A1 | WHT | 20 | 15.B6 | KA0132:A1 | TURBINE PANEL A | 15.B6
KA0131:A1 | SC | KA0120A1 | WHT | 20 | 15.B6 | XT0136:10 | TURBINE PANEL A | 15.B5
KA0131:A2 | SC | 0V | WHT | 20 | 15.B6 | KA0132:A2 | TURBINE PANEL A | 15.B6
KA0132:11 | SC | FU0139 | WHT | 20 | 15.A3 | KA0133:11 | TURBINE PANEL A | 15.A3
KA0132:12 | SC | KT0141A1 | WHT | 20 | 15.A3 | KA0133:12 | TURBINE PANEL A | 15.A3
KA0132:21 | SC | KA0138A1 | WHT | 20 | 15.D4 | KA0138:A1 | TURBINE PANEL A | 15.D6
KA0132:22 | SC | KA013222 | WHT | 20 | 15.D4 | KA0137:14 | TURBINE PANEL A | 15.D3
KA0132:24 | SC | KA013224 | WHT | 20 | 15.D4 | KA0134:14 | TURBINE PANEL A | 15.D3
KA0132:A1 | SC | KA0120A1 | WHT | 20 | 15.B6 | KA0141:A1 | TURBINE PANEL A | 15.C6
KA0132:A2 | SC | 0V | WHT | 20 | 15.B6 | KA0141:A2 | TURBINE PANEL A | 15.C6
KA0133:11 | SC | FU0139 | WHT | 20 | 15.A3 | KA0134:11 | TURBINE PANEL A | 15.D3
KA0133:A2 | SC | 0V | WHT | 20 | 15.C6 | KA0141:A2 | TURBINE PANEL A | 15.C6
KA0133:A2 | SC | 0V | WHT | 20 | 15.C6 | KA0134:A2 | TURBINE PANEL A | 15.C6
KA0134:11 | SC | FU0139 | WHT | 20 | 15.D3 | KA0136:11 | TURBINE PANEL A | 15.B4
KA0134:A1 | SC | KA0134A1 | WHT | 20 | 15.C6 | AF0091:12 | TURBINE PANEL A | 44.C7
KA0134:A2 | SC | 0V | WHT | 20 | 15.C6 | KA0144:A2 | TURBINE PANEL A | 15.C6
KA0135:14 | SC | FU0139 | WHT | 20 | 42.B5 | XT0136:2 | TURBINE PANEL A | 15.A2
KA0135:A1 | SC | KA0135A1 | WHT | 20 | 15.D6 | KA0144:A1 | TURBINE PANEL A | 15.C6
KA0135:A2 | SC | 0V | WHT | 20 | 15.D6 | KA0144:A2 | TURBINE PANEL A | 15.C6
KA0135:A2 | SC | 0V | WHT | 20 | 15.D6 | KA0136:A2 | TURBINE PANEL A | 15.D6
KA0136:11 | SC | FU0139 | WHT | 20 | 15.B4 | KA0137:21 | TURBINE PANEL A | 15.D3
KA0136:A1 | SC | PS32002 | WHT | 20 | 15.D6 | XT0136:5 | TURBINE PANEL A | 41.D5
KA0136:A2 | SC | 0V | WHT | 20 | 15.D6 | KA0137:A2 | TURBINE PANEL A | 15.D6
KA0137:11 | SC | FU0139 | WHT | 20 | 15.D3 | KA0137:21 | TURBINE PANEL A | 15.D3
KA0137:24 | SC | KA013112 | WHT | 20 | 15.D3 | AF0088:09 | TURBINE PANEL A | 15.C4
KA0137:A2 | SC | 0V | WHT | 20 | 15.D6 | KA0138:A2 | TURBINE PANEL A | 15.D6
KA0138:21 | SC | KA013821 | WHT | 20 | 15.B5 | KA0136:14 | TURBINE PANEL A | 15.B4
KA0138:21 | SC | KM3170EP | WHT | 20 | 44.C5 | XT0136:13 | TURBINE PANEL A | 44.C5
KA0138:22 | SC | FU0139 | WHT | 20 | 44.C5 | XT0136:11 | TURBINE PANEL A | 44.C6
KA0141:24 | SC | FU0139 | WHT | 20 | 15.B2 | XT0136:2 | TURBINE PANEL A | 15.A2
KA7514:11 | SC | CC75142 | WHT | 20 | 25.D6 | XT0114:2 | TURBINE PANEL A | 25.D5
KA7514:11 | SC | CC75142 | WHT | 20 | 25.D6 | XT0114:2 | TURBINE PANEL A | 25.D5
KA7514:12 | SC | CC75143 | WHT | 20 | 25.D6 | XT0114:3 | TURBINE PANEL A | 25.D5
KA7514:14 | SC | CC75141 | WHT | 20 | 25.D6 | XT0114:1 | TURBINE PANEL A | 25.D5
RR0851: -3.01K OHM | SC | FU0137 | LEAD | --- | 13.A6 | XT0085:1 | TURBINE PANEL A | 13.A6
RR0851: -3.01K OHM | SC | 009400 | LEAD | --- | 13.A6 | XT0085:2 | TURBINE PANEL A | 13.A6
RR0852: -1.0K OHM | SC | 0V | LEAD | --- | 13.B6 | XT0085:3 | TURBINE PANEL A | 13.B6
RR0852: -1.0K OHM | SC | 009400 | LEAD | --- | 13.B6 | XT0085:2 | TURBINE PANEL A | 13.A6
VD0200:2 | SC | 24V | WHT | 10 | 13.C4 | XT0012:3 | TURBINE PANEL A | 13.C5
VD0200:4 | SC | 24V | WHT | 10 | 13.C4 | XT0012:4 | TURBINE PANEL A | 13.C5
VD6211:--1N4007 | SC | KA017611 | LEAD | --- | 61.A5 | XT0171:1 | TURBINE PANEL A | 61.A5
VD6211:+-1N4007 | SC | 009304 | LEAD | --- | 61.A5 | XT0171:2 | TURBINE PANEL A | 61.A6
XT0012:1 | SC | 0V | WHT | 12 | 13.C5 | XT0134:1 | TURBINE PANEL A | 14.B3
XT0012:2 | SC | 0V | WHT | 10 | 13.C5 | XT0011:1 | TURBINE PANEL A | 13.C6
XT0085:1 | SC | FU0137 | WHT | 12 | 13.A6 | XT0139:3 | TURBINE PANEL A | 14.B4
XT0090:1 | SC | 0V | WHT | 12 | 7.B1 | XT0135:2 | TURBINE PANEL A | 14.B4
XT0135:1 | SC | 0V | WHT | 12 | 14.B4 | XT0134:1 | TURBINE PANEL A | 14.B3
XT0135:1 | SC | 0V | WHT | 14 | 14.B4 | XT0136:3 | TURBINE PANEL A | 15.A2
XT0135:2 | SC | 0V | WHT | 12 | 14.B4 | XT0080:1 | TURBINE PANEL A | 7.D1
XT0135:3 | SC | 0V | WHT | 20 | 14.B4 | XT0085:3 | TURBINE PANEL A | 13.B6
XT0136:1 | SC | FU0139 | WHT | 20 | 15.A2 | XT0136:11 | TURBINE PANEL A | 44.C6
XT0136:3 | SC | 0V | WHT | 20 | 15.A2 | XT0136:12 | TURBINE PANEL A | 44.C6
XT0136:4 | SC | FU0139 | WHT | 20 | 41.D5 | XT0136:1 | TURBINE PANEL A | 15.A2
AU0080:L1 | WC0009 | AU0090L2 | ENET | CABLE | 2.A4 | AU0090:L2 | TURBINE PANEL A | 2.A4
AF0081:05 | SC | TCP18B2 | WHT | 20 | 11.D6 | SB0400:22 | ASSEMBLY^CONTROL PANEL | 11.D5
AF0081:37 | SC | TCP18B1 | WHT | 20 | 11.D6 | SB0400:21 | ASSEMBLY^CONTROL PANEL | 11.D5
XT0134:4 | SC | 0V | WHT | 12 | 14.B3 | XT0110:2 | HP COMPRESSOR^PANEL | 18.A5
XT0138:4 | SC | FU0136 | WHT | 12 | 14.B3 | XT0110:1 | HP COMPRESSOR^PANEL | 18.A5
XT0139:4 | SC | KA0120A1 | WHT | 16 | 16.D6 | XT0110:3 | HP COMPRESSOR^PANEL | 18.B5
AF0093:12 | SC | 009312 | WHT | 20 | 23.B7 | PC0470:INP_A | PLC PANEL | 23.B5
AF0093:28 | SC | 009328 | WHT | 20 | 23.B7 | PC0470:-PWR | PLC PANEL | 23.B5
AF0093:44 | SC | 009344 | WHT | 20 | 23.B7 | PC0470:+PWR | PLC PANEL | 23.B5
FU0010:LD | SC | FU0010 | WHT | 14 | 14.A5 | UV0600:(+) | PLC PANEL | 6.B2
XT0135:1 | SC | 0V | WHT | 12 | 14.B4 | UV0600:(-) | PLC PANEL | 6.B2
AU0090:L1 | WC0003 | AP0603L2 | ENET | CABLE | 2.A4 | AP0603:L2 | PLC PANEL | 2.A3
XT0134:2 | SC | 0V | WHT | 12 | 14.B3 | XT0560:2 | PWR DISTRIBUTION RAIL^LEFT DOOR | 9.B2
XT0138:2 | SC | FU0136 | WHT | 12 | 14.A3 | XT0560:1 | PWR DISTRIBUTION RAIL^LEFT DOOR | 9.A2
AF0081:00 | SC | UA1200J21 | WHT | 20 | 16.A7 | KA0241:11 | TURBINE PANEL B | 16.A5
AF0081:01 | SC | KA024314 | WHT | 20 | 16.B7 | KA0243:14 | TURBINE PANEL B | 16.B6
AF0081:02 | SC | KA024524 | WHT | 20 | 16.B7 | KA0245:24 | TURBINE PANEL B | 16.B6
AF0081:08 | SC | KA024214 | WHT | 20 | 16.C7 | KA0242:14 | TURBINE PANEL B | 16.C6
AF0081:09 | SC | KA023924 | WHT | 20 | 16.A7 | KA0239:24 | TURBINE PANEL B | 16.B6
AF0081:33 | SC | KA024311 | WHT | 20 | 16.B7 | KA0243:11 | TURBINE PANEL B | 16.B6
AF0081:34 | SC | KA024521 | WHT | 20 | 16.B7 | KA0245:21 | TURBINE PANEL B | 16.B6
AF0081:41 | SC | KA023921 | WHT | 20 | 16.A7 | KA0239:21 | TURBINE PANEL B | 16.B6
AF0086:SH | SC | IEG02302 | GRN | 14 | 7.D5 | IEG0230:2 | TURBINE PANEL B | 7.D6
AF0093:36 | SC | 009336 | WHT | 20 | 61.A7 | KA0176:14 | TURBINE PANEL B | 61.A6
AF0095:02 | SC | 009502 | WHT | 20 | 35.A7 | KA0221:14 | TURBINE PANEL B | 35.A6
AF0095:18 | SC | SV21202 | WHT | 20 | 35.A7 | XT0060:4 | TURBINE PANEL B | 35.A5
AF0096:SH | SC | IEG023011 | GRN | 14 | 7.B5 | IEG0230:11 | TURBINE PANEL B | 7.B6
FU0016:LD | SC | FU0016 | WHT | 12 | 13.C6 | KA0237:14 | TURBINE PANEL B | 33.D6
GR0133: | SC | IEG02303 | GRN | 14 | 3.A4 | IEG0230:3 | TURBINE PANEL B | 3.A4
GR0134: | SC | IEG023010 | GRN | 14 | 3.A4 | IEG0230:10 | TURBINE PANEL B | 3.A4
KA0131:A2 | SC | 0V | WHT | 20 | 15.B6 | KT0145:A2 | TURBINE PANEL B | 15.B6
KA0132:11 | SC | FU0139 | WHT | 20 | 15.A3 | KT0145:15 | TURBINE PANEL B | 15.D2
KA0132:12 | SC | KT0141A1 | WHT | 20 | 15.A3 | KT0142:A1 | TURBINE PANEL B | 15.A6
KA0132:22 | SC | KA013222 | WHT | 20 | 15.D4 | KT0141:18 | TURBINE PANEL B | 15.D2
KA0137:A1 | SC | KA0137A1 | WHT | 20 | 15.D6 | KT0142:18 | TURBINE PANEL B | 15.D2
KA0138:24 | SC | KT0144B1 | WHT | 20 | 15.B5 | KT0144:B1 | TURBINE PANEL B | 15.B6
KA0141:21 | SC | KT0146A1 | WHT | 20 | 15.B2 | KT0146:A1 | TURBINE PANEL B | 15.B2
KA0141:21 | SC | KT0146A1 | WHT | 20 | 15.B2 | KA0241:21 | TURBINE PANEL B | 15.B2
KA0141:24 | SC | FU0139 | WHT | 20 | 15.B2 | KA0241:24 | TURBINE PANEL B | 15.B2
KA0144:21 | SC | KA014421 | WHT | 20 | 61.A6 | KA0232:22 | TURBINE PANEL B | 61.A6
KA0144:22 | SC | KA014422 | WHT | 20 | 61.A6 | KA0249:12 | TURBINE PANEL B | 61.B6
KA0144:22 | SC | KA014422 | WHT | 20 | 61.A6 | KA0176:A1 | TURBINE PANEL B | 61.B5
KA6211:A1 | SC | KA6211A1 | WHT | 20 | 61.A6 | KA0246:14 | TURBINE PANEL B | 61.A6
XT0134:4 | SC | 0V | WHT | 12 | 14.B3 | XT0235:1 | TURBINE PANEL B | 14.D4
XT0135:1 | SC | 0V | WHT | 14 | 14.B4 | KA1020:24 | TURBINE PANEL B | 28.A5
XT0136:1 | SC | FU0139 | WHT | 20 | 15.A2 | XT0240:12 | TURBINE PANEL B | 16.C4
XT0136:10 | SC | KA0120A1 | WHT | 20 | 15.B5 | KA0242:11 | TURBINE PANEL B | 16.C6
XT0136:2 | SC | FU0139 | WHT | 20 | 15.A2 | KT0140:15 | TURBINE PANEL B | 15.A2
XT0136:3 | SC | 0V | WHT | 12 | 15.A2 | XT0240:10 | TURBINE PANEL B | 16.D3
XT0136:3 | SC | 0V | WHT | 20 | 15.A2 | KT0140:A2 | TURBINE PANEL B | 15.A6
XT0138:4 | SC | FU0136 | WHT | 12 | 14.B3 | FU0210:LI | TURBINE PANEL B | 14.C4
XT0139:3 | SC | FU0137 | WHT | 12 | 14.B4 | FU0211:LI | TURBINE PANEL B | 14.B4
XT0139:4 | SC | KA0120A1 | WHT | 20 | 16.D6 | KA0234:A1 | TURBINE PANEL B | 16.D6
XT0171:1 | SC | KA017611 | WHT | 20 | 61.A5 | KA0176:11 | TURBINE PANEL B | 61.A6
XT0171:1 | SC | KA017611 | WHT | 20 | 61.A5 | KA0246:11 | TURBINE PANEL B | 61.A6
AU0080:L2 | WC0008 | AU0080L2 | ENET | CABLE | 2.A4 | AU0070:L1 | TURBINE PANEL B | 2.A5
SolarTools ver. 24.0.84.24712 (Jul 31, 2025)
Report date: 3/25/2026 4:20 PM

## TURBINE PANEL B
TURBINE PANEL B
CONTROL CONSOLE
Project # | J1620
Project Name | SOUTHERNSTAR LONEJACK
Revision | A.4
Controls DE | M.ZUNIGA
Phone:
Controls ME | S.MARTINEZ
Phone:
From | [5 empty] | To
Device ID | Cable (W) Conductor (SC) Jumper Clip (JC) | Wire No. | Wire ID | Gauge/Size | Page/Zone | Device ID | Location | Page/Zone
XT0060:1 | JC | 0V | CLIP | --- | 8.C1 | XT0060:2 | TURBINE PANEL B | 8.C1
XT0070:1 | JC | 0V | CLIP | --- | 8.B1 | XT0070:2 | TURBINE PANEL B | 8.B1
XT0233:1 | JC | FU0210 | CLIP | --- | 14.C4 | XT0233:2 | TURBINE PANEL B | 14.C4
XT0233:2 | JC | FU0210 | CLIP | --- | 14.C4 | XT0233:3 | TURBINE PANEL B | 14.C4
XT0235:1 | JC | 0V | CLIP | --- | 14.D4 | XT0235:2 | TURBINE PANEL B | 14.D4
XT0235:2 | JC | 0V | CLIP | --- | 14.D4 | XT0235:3 | TURBINE PANEL B | 14.D4
XT0240:11 | JC | FU0139 | CLIP | --- | 16.C4 | XT0240:12 | TURBINE PANEL B | 16.C4
XT0240:9 | JC | 0V | CLIP | --- | 16.D3 | XT0240:10 | TURBINE PANEL B | 16.D3
AF0061:06 | SC | 006106 | WHT | 20 | 27.A7 | KA0240:14 | TURBINE PANEL B | 27.A5
AF0061:COM | SC | 0V | WHT | 16 | 8.C2 | XT0060:2 | TURBINE PANEL B | 8.C1
AF0061:P | SC | * |  |  | 8.C2 | AU0060:J | TURBINE PANEL B | 8.B2
AF0061:V+ | SC | FU0061 | WHT | 14 | 8.C2 | FU0061:LD | TURBINE PANEL B | 8.C1
AF0062:00 | SC | 006200 | WHT | 20 | 35.B7 | KA0222:14 | TURBINE PANEL B | 35.B6
AF0062:16 | SC | SV21242 | WHT | 20 | 35.B7 | XT0060:6 | TURBINE PANEL B | 35.C5
AF0062:COM | SC | 0V | WHT | 16 | 8.C3 | XT0060:2 | TURBINE PANEL B | 8.C1
AF0062:V+ | SC | FU0062 | WHT | 14 | 8.C3 | FU0062:LD | TURBINE PANEL B | 8.C1
AF0063:COM | SC | AF0063N | WHT | 20 | 8.C3 | AF0064:COM | TURBINE PANEL B | 8.B4
AF0063:COM | SC | AU0060N | WHT | 20 | 8.C3 | AU0060:COM | TURBINE PANEL B | 8.B2
AF0063:V+ | SC | AF0063P | WHT | 20 | 8.C3 | AF0064:V+ | TURBINE PANEL B | 8.B4
AF0063:V+ | SC | AU0060P | WHT | 20 | 8.C3 | AU0060:V+ | TURBINE PANEL B | 8.B2
AF0064:COM | SC | AF0064N | WHT | 20 | 8.B4 | AF0065:COM | TURBINE PANEL B | 8.B5
AF0064:SH | SC | AF0064G | GRN | 14 | 8.B4 | AF0065:SH | TURBINE PANEL B | 8.B5
AF0064:SH | SC | AU0060G | GRN | 14 | 8.B4 | AU0060:GND | TURBINE PANEL B | 8.B2
AF0064:V+ | SC | AF0064P | WHT | 20 | 8.B4 | AF0065:V+ | TURBINE PANEL B | 8.B5
AF0065:COM | SC | AF0065N | WHT | 20 | 8.B5 | AF0066:COM | TURBINE PANEL B | 8.C5
AF0065:SH | SC | AF0065G | GRN | 14 | 8.B5 | AF0066:SH | TURBINE PANEL B | 8.C5
AF0065:V+ | SC | AF0065P | WHT | 20 | 8.B5 | AF0066:V+ | TURBINE PANEL B | 8.C5
AF0066:SH | SC | IEG02304 | GRN | 14 | 8.C5 | IEG0230:4 | TURBINE PANEL B | 8.C6
AF0071:COM | SC | AF0071N | WHT | 20 | 8.B2 | AF0072:COM | TURBINE PANEL B | 8.A3
AF0071:COM | SC | AU0070N | WHT | 20 | 8.B2 | AU0070:COM | TURBINE PANEL B | 8.A2
AF0071:P | SC | * |  |  | 8.B2 | AU0070:J | TURBINE PANEL B | 8.A2
AF0071:SH | SC | AF0071G | GRN | 14 | 8.B2 | AF0072:SH | TURBINE PANEL B | 8.A3
AF0071:SH | SC | AU0070G | GRN | 14 | 8.B2 | AU0070:GND | TURBINE PANEL B | 8.A2
AF0071:V+ | SC | AF0071P | WHT | 20 | 8.B2 | AF0072:V+ | TURBINE PANEL B | 8.A3
AF0071:V+ | SC | AU0070P | WHT | 20 | 8.B2 | AU0070:V+ | TURBINE PANEL B | 8.A2
AF0072:COM | SC | AF0072N | WHT | 20 | 8.A3 | AF0073:COM | TURBINE PANEL B | 8.B3
AF0072:SH | SC | AF0072G | GRN | 14 | 8.A3 | AF0073:SH | TURBINE PANEL B | 8.B3
AF0072:V+ | SC | AF0072P | WHT | 20 | 8.A3 | AF0073:V+ | TURBINE PANEL B | 8.B3
AF0073:COM | SC | AF0073N | WHT | 20 | 8.B3 | AF0074:COM | TURBINE PANEL B | 8.B4
AF0073:SH | SC | AF0073G | GRN | 14 | 8.B3 | AF0074:SH | TURBINE PANEL B | 8.B4
AF0073:V+ | SC | AF0073P | WHT | 20 | 8.B3 | AF0074:V+ | TURBINE PANEL B | 8.B4
AF0074:COM | SC | AF0074N | WHT | 20 | 8.B4 | AF0075:COM | TURBINE PANEL B | 8.A5
AF0074:SH | SC | AF0074G | GRN | 14 | 8.B4 | AF0075:SH | TURBINE PANEL B | 8.A5
AF0074:V+ | SC | AF0074P | WHT | 20 | 8.B4 | AF0075:V+ | TURBINE PANEL B | 8.A5
AF0075:SH | SC | IEG02305 | GRN | 14 | 8.A5 | IEG0230:5 | TURBINE PANEL B | 8.B6
AF0076:00 | SC | 007600 | WHT | 20 | 33.C7 | KA0217:A1 | TURBINE PANEL B | 33.C5
AF0076:02 | SC | 007602 | WHT | 16 | 35.A7 | KA0221:A1 | TURBINE PANEL B | 35.A6
AF0076:04 | SC | 007604 | WHT | 16 | 35.B7 | KA0222:A1 | TURBINE PANEL B | 35.B6
AF0076:07 | SC | 007607 | WHT | 20 | 23.A7 | KA1020:A1 | TURBINE PANEL B | 23.A5
AF0076:09 | SC | KT0146B1 | WHT | 20 | 15.B2 | KT0146:B1 | TURBINE PANEL B | 15.B2
AF0076:10 | SC | KT014615 | WHT | 20 | 16.C7 | KT0146:15 | TURBINE PANEL B | 16.C6
AF0076:12 | SC | 007612 | WHT | 20 | 17.C7 | XT0237:1 B2 | TURBINE PANEL B | 17.C5
AF0076:16 | SC | 007616 | WHT | 20 | 33.C7 | KA0217:A2 | TURBINE PANEL B | 33.C5
AF0076:18 | SC | 007618 | WHT | 20 | 35.A7 | KA0221:A2 | TURBINE PANEL B | 35.A6
AF0076:20 | SC | 007620 | WHT | 20 | 35.B7 | KA0222:A2 | TURBINE PANEL B | 35.B6
AF0076:23 | SC | 007623 | WHT | 20 | 23.A7 | KA1020:A2 | TURBINE PANEL B | 23.A5
AF0076:25 | SC | KT0146A2 | WHT | 20 | 15.B2 | KT0146:A2 | TURBINE PANEL B | 15.B2
AF0076:26 | SC | KA0231A2 | WHT | 20 | 16.C7 | KA0231:A2 | TURBINE PANEL B | 16.C6
AF0076:COM | SC | 0V | WHT | 16 | 8.A5 | XT0070:2 | TURBINE PANEL B | 8.B1
AF0076:V+ | SC | FU0071 | WHT | 16 | 8.A5 | FU0071:LD | TURBINE PANEL B | 8.B1
XT0240:2 | SC | JP0 | VIO | 20 | 16.A3 | XT0240:1 | TURBINE PANEL B | 16.A3
AU0060:COM | SC | 0V | WHT | 16 | 8.B2 | XT0060:1 | TURBINE PANEL B | 8.C1
AU0060:V+ | SC | FU0060 | WHT | 16 | 8.B2 | FU0060:LD | TURBINE PANEL B | 8.C1
AU0070:COM | SC | 0V | WHT | 16 | 8.A2 | XT0070:1 | TURBINE PANEL B | 8.B1
AU0070:V+ | SC | FU0070 | WHT | 16 | 8.A2 | FU0070:LD | TURBINE PANEL B | 8.B1
FU0060:LI | SC | FU0210 | WHT | 16 | 8.C1 | XT0233:1 | TURBINE PANEL B | 14.C4
FU0060:LI | SC | FU0210 | WHT | 16 | 8.C1 | FU0061:LI | TURBINE PANEL B | 8.C1
FU0061:LI | SC | FU0210 | WHT | 16 | 8.C1 | FU0062:LI | TURBINE PANEL B | 8.C1
FU0070:LI | SC | FU0210 | WHT | 16 | 8.B1 | XT0233:2 | TURBINE PANEL B | 14.C4
FU0070:LI | SC | FU0210 | WHT | 16 | 8.B1 | FU0071:LI | TURBINE PANEL B | 8.B1
FU0210:LD | SC | FU0210 | WHT | 12 | 14.C4 | XT0233:1 | TURBINE PANEL B | 14.C4
FU0211:LD | SC | FU0211 | WHT | 14 | 14.B4 | KA1020:14 | TURBINE PANEL B | 28.A5
FU0212:LD | SC | FU0212 | WHT | 16 | 14.C5 | KA0248:21 | TURBINE PANEL B | 17.C6
FU0212:LD | SC | FU0212 | WHT | 16 | 14.C5 | XT0233:4 | TURBINE PANEL B | 17.D5
FU0212:LI | SC | FU0210 | WHT | 12 | 14.C5 | XT0233:1 | TURBINE PANEL B | 14.C4
GR0231: | SC | IEG02306 | GRN | 14 | 3.B4 | IEG0230:6 | TURBINE PANEL B | 3.B3
GR0232: | SC | GR0232 | GRN/YEL | 14 | 3.B4 | FRAME | TURBINE PANEL B | 3.B3
GR0233: | SC | IEG02309 | GRN | 14 | 3.B4 | IEG0230:9 | TURBINE PANEL B | 3.B4
IEG0010:1 | SC | IEG0230G | GRN | 8 | 3.B2 | IEG0230:0 | TURBINE PANEL B | 3.B2
KA0176:A2 | SC | 0V | WHT | 20 | 61.B5 | XT0235:3 | TURBINE PANEL B | 14.D4
KA0217:11 | SC | FCE213019 | WHT | 14 | 33.D5 | XT0236:10 | TURBINE PANEL B | 33.D5
KA0217:14 | SC | KA021714 | WHT | 20 | 33.D5 | KA0237:11 | TURBINE PANEL B | 33.D6
KA0221:11 | SC | 022111 | WHT | 20 | 35.A6 | KA0235:24 | TURBINE PANEL B | 35.A5
KA0222:11 | SC | 022211 | WHT | 20 | 35.B6 | KA0236:24 | TURBINE PANEL B | 35.B5
KA0231:11 | SC | KA0120A1 | WHT | 20 | 16.C6 | KA0231:A1 | TURBINE PANEL B | 16.C6
KA0231:11 | SC | KA0120A1 | WHT | 20 | 16.C6 | KA0242:11 | TURBINE PANEL B | 16.C6
KA0231:14 | SC | KA024214 | WHT | 20 | 16.C6 | KA0242:14 | TURBINE PANEL B | 16.C6
KA0231:14 | SC | KA024214 | WHT | 20 | 16.C6 | KT0146:18 | TURBINE PANEL B | 16.C6
KA0231:21 | SC | KA023121 | WHT | 20 | 16.A4 | KA0245:14 | TURBINE PANEL B | 16.A4
KA0231:A1 | SC | KA0120A1 | WHT | 20 | 16.C6 | KA0232:A1 | TURBINE PANEL B | 16.D6
KA0231:A2 | SC | KA0231A2 | WHT | 20 | 16.C6 | KA0232:A2 | TURBINE PANEL B | 16.D6
KA0232:21 | SC | FU0210 | WHT | 20 | 61.A6 | XT0233:3 | TURBINE PANEL B | 14.C4
KA0232:22 | SC | KA014421 | WHT | 20 | 61.A6 | KA0249:11 | TURBINE PANEL B | 61.B6
KA0232:A1 | SC | KA0120A1 | WHT | 20 | 16.D6 | KA0233:A1 | TURBINE PANEL B | 16.D6
KA0232:A2 | SC | KA0231A2 | WHT | 20 | 16.D6 | KA0233:A2 | TURBINE PANEL B | 16.D6
KA0233:A1 | SC | KA0120A1 | WHT | 20 | 16.D6 | KA0234:A1 | TURBINE PANEL B | 16.D6
KA0233:A2 | SC | KA0231A2 | WHT | 20 | 16.D6 | KA0234:A2 | TURBINE PANEL B | 16.D6
KA0235:11 | SC | UA1200J21 | WHT | 20 | 16.A5 | XT0060:3 | TURBINE PANEL B | 17.D5
KA0235:11 | SC | UA1200J21 | WHT | 20 | 16.A5 | KA0241:11 | TURBINE PANEL B | 16.A5
KA0235:14 | SC | KA024114 | WHT | 20 | 16.A5 | KA0241:14 | TURBINE PANEL B | 16.A5
KA0235:A1 | SC | ESTOP | WHT | 20 | 16.A2 | XT0240:4 | TURBINE PANEL B | 16.A3
KA0235:A1 | SC | ESTOP | WHT | 20 | 16.A2 | KA0236:A1 | TURBINE PANEL B | 16.B2
KA0236:11 | SC | FU0139 | WHT | 20 | 16.D4 | KA0244:11 | TURBINE PANEL B | 16.D4
KA0236:11 | SC | FU0139 | WHT | 20 | 16.D4 | XT0240:12 | TURBINE PANEL B | 16.C4
KA0236:12 | SC | KA023612 | WHT | 20 | 16.D4 | XT0240:13 | TURBINE PANEL B | 16.D4
KA0236:A1 | SC | ESTOP | WHT | 20 | 16.B2 | KA0237:A1 | TURBINE PANEL B | 16.B2
KA0236:A2 | SC | 0V | WHT | 20 | 16.B2 | KA0235:A2 | TURBINE PANEL B | 16.A2
KA0236:A2 | SC | 0V | WHT | 20 | 16.B2 | KA0237:A2 | TURBINE PANEL B | 16.B2
KA0237:A1 | SC | ESTOP | WHT | 20 | 16.B2 | KA0238:A1 | TURBINE PANEL B | 16.B2
KA0237:A2 | SC | 0V | WHT | 20 | 16.B2 | KA0238:A2 | TURBINE PANEL B | 16.B2
KA0238:A1 | SC | ESTOP | WHT | 20 | 16.B2 | KA0239:A1 | TURBINE PANEL B | 16.B2
KA0238:A2 | SC | 0V | WHT | 20 | 16.B2 | KA0239:A2 | TURBINE PANEL B | 16.B2
KA0239:A1 | SC | ESTOP | WHT | 20 | 16.B2 | KA0240:A1 | TURBINE PANEL B | 16.B2
KA0239:A2 | SC | 0V | WHT | 20 | 16.B2 | KA0240:A2 | TURBINE PANEL B | 16.B2
KA0240:A1 | SC | ESTOP | WHT | 20 | 16.B2 | KA0248:A1 | TURBINE PANEL B | 16.C2
KA0240:A2 | SC | 0V | WHT | 20 | 16.B2 | KA0248:A2 | TURBINE PANEL B | 16.C2
KA0241:14 | SC | KA024114 | WHT | 20 | 16.A5 | KA0231:24 | TURBINE PANEL B | 16.A4
KA0241:A1 | SC | KA0241A1 | WHT | 20 | 16.C2 | KA0242:A1 | TURBINE PANEL B | 16.C2
KA0241:A1 | SC | KA0241A1 | WHT | 20 | 16.C2 | XT0240:6 | TURBINE PANEL B | 16.C3
KA0241:A2 | SC | 0V | WHT | 20 | 16.C2 | KA0242:A2 | TURBINE PANEL B | 16.C2
KA0241:A2 | SC | 0V | WHT | 20 | 16.C2 | KA0250:A2 | TURBINE PANEL B | 16.C2
KA0242:21 | SC | 024221 | WHT | 20 | 17.C6 | XT0237:1 T2 | TURBINE PANEL B | 17.C5
KA0242:24 | SC | KA024822 | WHT | 20 | 17.C6 | KA0248:22 | TURBINE PANEL B | 17.C6
KA0242:A2 | SC | 0V | WHT | 20 | 16.C2 | KA0243:A2 | TURBINE PANEL B | 16.C2
KA0243:21 | SC | ESTOPC | WHT | 20 | 16.A3 | XT0240:1 | TURBINE PANEL B | 16.A3
KA0243:24 | SC | KA024511 | WHT | 20 | 16.A3 | KA0245:11 | TURBINE PANEL B | 16.A4
KA0243:A1 | SC | KA0243A1 | WHT | 20 | 16.C2 | KA0244:A1 | TURBINE PANEL B | 16.D2
KA0243:A1 | SC | KA0243A1 | WHT | 20 | 16.C2 | XT0240:7 | TURBINE PANEL B | 16.C3
KA0243:A2 | SC | 0V | WHT | 20 | 16.C2 | KA0244:A2 | TURBINE PANEL B | 16.D2
KA0244:12 | SC | KA024412 | WHT | 20 | 16.D4 | KT0145:A1 | TURBINE PANEL B | 15.B6
KA0244:A1 | SC | KA0243A1 | WHT | 20 | 16.D2 | KA0246:A1 | TURBINE PANEL B | 16.D2
KA0244:A2 | SC | 0V | WHT | 20 | 16.D2 | KA0246:A2 | TURBINE PANEL B | 16.D2
KA0245:A1 | SC | KA0245A1 | WHT | 20 | 16.D2 | KA0249:A1 | TURBINE PANEL B | 16.D2
KA0245:A1 | SC | KA0245A1 | WHT | 20 | 16.D2 | XT0240:8 | TURBINE PANEL B | 16.D3
KA0245:A2 | SC | 0V | WHT | 20 | 16.D2 | KA0249:A2 | TURBINE PANEL B | 16.D2
KA0245:A2 | SC | 0V | WHT | 20 | 16.D2 | KA0247:A2 | TURBINE PANEL B | 16.D2
KA0246:A1 | SC | KA0243A1 | WHT | 20 | 16.D2 | KA0247:A1 | TURBINE PANEL B | 16.D2
KA0246:A2 | SC | 0V | WHT | 20 | 16.D2 | KA0247:A2 | TURBINE PANEL B | 16.D2
KA0248:A1 | SC | ESTOP | WHT | 20 | 16.C2 | KA0250:A1 | TURBINE PANEL B | 16.C2
KA0248:A2 | SC | 0V | WHT | 20 | 16.C2 | KA0250:A2 | TURBINE PANEL B | 16.C2
KA0249:A2 | SC | 0V | WHT | 20 | 16.D2 | XT0240:10 | TURBINE PANEL B | 16.D3
KT0140:15 | SC | FU0139 | WHT | 20 | 15.D1 | KT0142:15 | TURBINE PANEL B | 15.D2
KT0140:16 | SC | KT014115 | WHT | 20 | 15.D1 | KT0141:15 | TURBINE PANEL B | 15.D2
KT0140:18 | SC | KT0143A1 | WHT | 20 | 15.A2 | KT0143:A1 | TURBINE PANEL B | 15.A6
KT0140:A1 | SC | KT0140A1 | WHT | 20 | 15.A6 | KT0143:16 | TURBINE PANEL B | 15.A5
KT0140:A2 | SC | 0V | WHT | 20 | 15.A6 | KT0141:A2 | TURBINE PANEL B | 15.A6
KT0141:18 | SC | KA013222 | WHT | 20 | 15.D2 | KT0144:18 | TURBINE PANEL B | 15.D2
KT0141:A1 | SC | KT0141A1 | WHT | 20 | 15.A6 | KT0143:15 | TURBINE PANEL B | 15.A5
KT0141:A1 | SC | KT0141A1 | WHT | 20 | 15.A6 | KT0142:A1 | TURBINE PANEL B | 15.A6
KT0141:A2 | SC | 0V | WHT | 20 | 15.A6 | KT0142:A2 | TURBINE PANEL B | 15.A6
KT0142:15 | SC | FU0139 | WHT | 20 | 15.D2 | KT0144:A1 | TURBINE PANEL B | 15.B6
KT0142:18 | SC | KA0137A1 | WHT | 20 | 15.D2 | KT0145:18 | TURBINE PANEL B | 15.D2
KT0142:A2 | SC | 0V | WHT | 20 | 15.A6 | KT0143:A2 | TURBINE PANEL B | 15.A6
KT0143:A2 | SC | 0V | WHT | 20 | 15.A6 | KT0144:A2 | TURBINE PANEL B | 15.B6
KT0144:15 | SC | FU0139 | WHT | 20 | 15.D2 | KT0145:15 | TURBINE PANEL B | 15.D2
KT0144:15 | SC | FU0139 | WHT | 20 | 15.D2 | KT0144:A1 | TURBINE PANEL B | 15.B6
KT0144:A2 | SC | 0V | WHT | 20 | 15.B6 | KT0145:A2 | TURBINE PANEL B | 15.B6
XT0070:1 | SC | 0V | WHT | 12 | 8.B1 | XT0235:1 | TURBINE PANEL B | 14.D4
XT0235:1 | SC | 0V | WHT | 12 | 14.D4 | XT0060:1 | TURBINE PANEL B | 8.C1
XT0235:2 | SC | 0V | WHT | 16 | 14.D4 | XT0235:4 | TURBINE PANEL B | 17.D5
AU0060:L1 | WC0007 | AU0070L2 | ENET | CABLE | 2.A6 | AU0070:L2 | TURBINE PANEL B | 2.A5
IEG0230:12 | SC | IEG023012 | GRN | 14 | 9.B2 | AU0200:GND | ASSEMBLY^CONTROL PANEL | 9.A3
IEG0230:8 | SC | IEG02308 | GRN | 14 | 9.A2 | GR0200: | ASSEMBLY^CONTROL PANEL | 9.A3
IEG0010:3 | SC | IEG0257G | GRN | 8 | 3.B2 | IEG0257:0 | BOP^PANEL | 3.B2
XT0240:4 | SC | ESTOP | WHT | 20 | 16.A3 | XT0140:6 | BOP^PANEL | 21.A2
IEG0010:4 | SC | IEG0130G | GRN | 8 | 3.C2 | IEG0130:0 | HP COMPRESSOR^PANEL | 3.C2
AU0060:L2 | WC0006 | AU0060L2 | ENET | CABLE | 2.A6 | AF0410:L1 | HP COMPRESSOR^PANEL | 2.A2
IEG0230:1 | SC | IEG02301 | GRN | 12 | 6.B6 | AR0600:IE2 | PLC PANEL | 6.A1
XT0233:3 | SC | FU0210 | WHT | 12 | 14.C4 | FU0680:LI | PWR DISTRIBUTION RAIL^LEFT DOOR | 4.D2
XT0235:3 | SC | 0V | WHT | 12 | 14.D4 | XT0680:2 | PWR DISTRIBUTION RAIL^LEFT DOOR | 4.D3
XT0240:11 | SC | FU0139 | WHT | 20 | 16.C4 | XT0563:6 | PWR DISTRIBUTION RAIL^LEFT DOOR | 11.C6
XT0240:13 | SC | KA023612 | WHT | 20 | 16.D4 | XT0563:3 | PWR DISTRIBUTION RAIL^LEFT DOOR | 11.B6
XT0240:2 | SC | ESTOPB | WHT | 20 | 16.A3 | XT0563:1 | PWR DISTRIBUTION RAIL^LEFT DOOR | 11.D6
XT0240:3 | SC | ESTOPA | WHT | 20 | 16.A3 | XT0563:2 | PWR DISTRIBUTION RAIL^LEFT DOOR | 11.D6
XT0240:6 | SC | KA0241A1 | WHT | 20 | 16.C3 | XT0563:5 | PWR DISTRIBUTION RAIL^LEFT DOOR | 11.C6
XT0240:9 | SC | 0V | WHT | 12 | 16.D3 | XT0563:4 | PWR DISTRIBUTION RAIL^LEFT DOOR | 11.B6
IEG0010:2 | SC | IEG0110G | GRN | 8 | 3.B2 | IEG0110:0 | TURB VIB^PANEL | 3.B2
FU0210:LI | SC | FU0136 | WHT | 12 | 14.C4 | XT0138:4 | TURBINE PANEL A | 14.B3
FU0211:LI | SC | FU0137 | WHT | 12 | 14.B4 | XT0139:3 | TURBINE PANEL A | 14.B4
IEG0230:10 | SC | IEG023010 | GRN | 14 | 3.A4 | GR0134: | TURBINE PANEL A | 3.A4
IEG0230:11 | SC | IEG023011 | GRN | 14 | 7.B6 | AF0096:SH | TURBINE PANEL A | 7.B5
IEG0230:2 | SC | IEG02302 | GRN | 14 | 7.D6 | AF0086:SH | TURBINE PANEL A | 7.D5
IEG0230:3 | SC | IEG02303 | GRN | 14 | 3.A4 | GR0133: | TURBINE PANEL A | 3.A4
KA0176:11 | SC | KA017611 | WHT | 20 | 61.A6 | XT0171:1 | TURBINE PANEL A | 61.A5
KA0176:14 | SC | 009336 | WHT | 20 | 61.A6 | AF0093:36 | TURBINE PANEL A | 61.A7
KA0176:A1 | SC | KA014422 | WHT | 20 | 61.B5 | KA0144:22 | TURBINE PANEL A | 61.A6
KA0221:14 | SC | 009502 | WHT | 20 | 35.A6 | AF0095:02 | TURBINE PANEL A | 35.A7
KA0232:22 | SC | KA014421 | WHT | 20 | 61.A6 | KA0144:21 | TURBINE PANEL A | 61.A6
KA0234:A1 | SC | KA0120A1 | WHT | 20 | 16.D6 | XT0139:4 | TURBINE PANEL A | 16.D6
KA0237:14 | SC | FU0016 | WHT | 12 | 33.D6 | FU0016:LD | TURBINE PANEL A | 13.C6
KA0239:21 | SC | KA023921 | WHT | 20 | 16.B6 | AF0081:41 | TURBINE PANEL A | 16.A7
KA0239:24 | SC | KA023924 | WHT | 20 | 16.B6 | AF0081:09 | TURBINE PANEL A | 16.A7
KA0241:11 | SC | UA1200J21 | WHT | 20 | 16.A5 | AF0081:00 | TURBINE PANEL A | 16.A7
KA0241:21 | SC | KT0146A1 | WHT | 20 | 15.B2 | KA0141:21 | TURBINE PANEL A | 15.B2
KA0241:24 | SC | FU0139 | WHT | 20 | 15.B2 | KA0141:24 | TURBINE PANEL A | 15.B2
KA0242:11 | SC | KA0120A1 | WHT | 20 | 16.C6 | XT0136:10 | TURBINE PANEL A | 15.B5
KA0242:14 | SC | KA024214 | WHT | 20 | 16.C6 | AF0081:08 | TURBINE PANEL A | 16.C7
KA0243:11 | SC | KA024311 | WHT | 20 | 16.B6 | AF0081:33 | TURBINE PANEL A | 16.B7
KA0243:14 | SC | KA024314 | WHT | 20 | 16.B6 | AF0081:01 | TURBINE PANEL A | 16.B7
KA0245:21 | SC | KA024521 | WHT | 20 | 16.B6 | AF0081:34 | TURBINE PANEL A | 16.B7
KA0245:24 | SC | KA024524 | WHT | 20 | 16.B6 | AF0081:02 | TURBINE PANEL A | 16.B7
KA0246:11 | SC | KA017611 | WHT | 20 | 61.A6 | XT0171:1 | TURBINE PANEL A | 61.A5
KA0246:14 | SC | KA6211A1 | WHT | 20 | 61.A6 | KA6211:A1 | TURBINE PANEL A | 61.A6
KA0249:12 | SC | KA014422 | WHT | 20 | 61.B6 | KA0144:22 | TURBINE PANEL A | 61.A6
KA1020:24 | SC | 0V | WHT | 14 | 28.A5 | XT0135:1 | TURBINE PANEL A | 14.B4
KT0140:15 | SC | FU0139 | WHT | 20 | 15.A2 | XT0136:2 | TURBINE PANEL A | 15.A2
KT0140:A2 | SC | 0V | WHT | 20 | 15.A6 | XT0136:3 | TURBINE PANEL A | 15.A2
KT0141:18 | SC | KA013222 | WHT | 20 | 15.D2 | KA0132:22 | TURBINE PANEL A | 15.D4
KT0142:18 | SC | KA0137A1 | WHT | 20 | 15.D2 | KA0137:A1 | TURBINE PANEL A | 15.D6
KT0142:A1 | SC | KT0141A1 | WHT | 20 | 15.A6 | KA0132:12 | TURBINE PANEL A | 15.A3
KT0144:B1 | SC | KT0144B1 | WHT | 20 | 15.B6 | KA0138:24 | TURBINE PANEL A | 15.B5
KT0145:15 | SC | FU0139 | WHT | 20 | 15.D2 | KA0132:11 | TURBINE PANEL A | 15.A3
KT0145:A2 | SC | 0V | WHT | 20 | 15.B6 | KA0131:A2 | TURBINE PANEL A | 15.B6
KT0146:A1 | SC | KT0146A1 | WHT | 20 | 15.B2 | KA0141:21 | TURBINE PANEL A | 15.B2
XT0060:4 | SC | SV21202 | WHT | 20 | 35.A5 | AF0095:18 | TURBINE PANEL A | 35.A7
XT0235:1 | SC | 0V | WHT | 12 | 14.D4 | XT0134:4 | TURBINE PANEL A | 14.B3
XT0240:10 | SC | 0V | WHT | 12 | 16.D3 | XT0136:3 | TURBINE PANEL A | 15.A2
XT0240:12 | SC | FU0139 | WHT | 20 | 16.C4 | XT0136:1 | TURBINE PANEL A | 15.A2
AU0070:L1 | WC0008 | AU0080L2 | ENET | CABLE | 2.A5 | AU0080:L2 | TURBINE PANEL A | 2.A4
SolarTools ver. 24.0.84.24712 (Jul 31, 2025)
Report date: 3/25/2026 4:20 PM

## Panel Errors
Panel Errors
Project # | J1620
Project Name | SOUTHERNSTAR LONEJACK
Revision | A.4
Controls DE | M.ZUNIGA
Phone:
Controls ME | S.MARTINEZ
Phone:
From | [6 empty] | To
Device ID | Location | Cable (W) Conductor (SC) Jumper Clip (JC) | Wire ID | Wire No. | Gauge/Size | Page/Zone | Device ID | Location | Page/Zone
Report date: 3/25/2026 4:20 PM |  |  |  | SolarTools ver. 24.0.84.24712 (Jul 31, 2025)

## Cable Part Numbers
Cable Part Numbers |  |  | SolarTools ver. 24.0.84.24712 (Jul 31, 2025)
Project # | J1620
Report date: 3/25/2026 4:21 PM
Project Name | SOUTHERNSTAR LONEJACK
Revision | A.4
Controls DE | M.ZUNIGA
Phone:
Controls ME | S.MARTINEZ
Phone:
Device ID |  | Part Number |  | Description
WC8059 |  | 2684693-54 |  | CABLE, EXTENSION, BACKPLANE
WC8060 |  | 2684693-54 |  | CABLE, EXTENSION, BACKPLANE
WC0001 |  | 1302073-36 |  | CABLE, ETHERNET - 36 INCHES
WC0003 |  | 1302073-36 |  | CABLE, ETHERNET - 36 INCHES
WC0006 |  | 1302073-36 |  | CABLE, ETHERNET - 36 INCHES
WC0007 |  | 1302073-36 |  | CABLE, ETHERNET - 36 INCHES
WC0008 |  | 1302073-36 |  | CABLE, ETHERNET - 36 INCHES
WC0009 |  | 1302073-36 |  | CABLE, ETHERNET - 36 INCHES
WC0010 |  | 1302073-36 |  | CABLE, ETHERNET - 36 INCHES
WC0012 |  | 1302073-36 |  | CABLE, ETHERNET - 36 INCHES
WC0014 |  | 1302073-36 |  | CABLE, ETHERNET - 36 INCHES
WC0020 |  | 1302073-36 |  | CABLE, ETHERNET - 36 INCHES
WC0041 |  | 1302073-36 |  | CABLE, ETHERNET - 36 INCHES
WC0051 |  | 1302073-36 |  | CABLE, ETHERNET - 36 INCHES
WC0680 |  | 1302073-36 |  | CABLE
WC1300 |  | 1022941-12 |  | TPE, 1 PAIR TWISTED SHIELDED
WC1301 |  | 1022941-12 |  | TPE, 1 PAIR TWISTED SHIELDED
WC1352 |  | 1022941-12 |  | TPE, 1 PAIR TWISTED SHIELDED
WC1353 |  | 1022941-12 |  | TPE, 1 PAIR TWISTED SHIELDED
WC1354 |  | 1022941-12 |  | TPE, 1 PAIR TWISTED SHIELDED
WC1355 |  | 1022941-12 |  | TPE, 1 PAIR TWISTED SHIELDED
WC1356 |  | 1022941-12 |  | TPE, 1 PAIR TWISTED SHIELDED
WC5540 |  | PART OF 1113568-200 |  | CABLE, 2 CONDUCTOR TRIMMED SHIELD PART OF HORN
WC8050 |  | 1322418-90 |  | CABLE, SUPPLIED BY OTHERS

## Part Number List
Part Number List |  | SolarTools ver. 24.0.84.24712 (Jul 31, 2025)
Project # | J1620
Report date: 3/25/2026 4:21 PM
Project Name | SOUTHERNSTAR LONEJACK
Revision | A.4
Controls DE | M.ZUNIGA
Phone:
Controls ME | S.MARTINEZ
Phone:
Device ID | Part Number | Description | Location
EL0273 | 1022899 | LIGHT, LED, WHITE | ASSEMBLY^CONSOLE
HA0273 | 1113568-200 | HORN, AUDIBLE ALARM | ASSEMBLY^CONSOLE
ZS0273 | 1113474-1 | LIMIT SWITCH, CONSOLE DOOR OPEN | ASSEMBLY^CONSOLE
AF0201 | 2684693-48,2684693-51 | 5094-IB32XT, 32 DISCRETE INPUT | ASSEMBLY^CONTROL PANEL
AF0202 | 2684693-49,2684693-52 | 5094-OB32XT, 32 DISCRETE OUTPUT | ASSEMBLY^CONTROL PANEL
AU0200 | 2684693-22 | 5094-AENTRXT, FLEX 5000 I/O | ASSEMBLY^CONTROL PANEL
GR0200 | PARTOFTCPASSY | RAIL LUG, DIN RAIL GROUNDING | ASSEMBLY^CONTROL PANEL
HL0400 | PARTOFTCPASSY | LIGHT, READY, GREEN | ASSEMBLY^CONTROL PANEL
HL0401 | PARTOFTCPASSY | LIGHT, STARTING, WHITE | ASSEMBLY^CONTROL PANEL
HL0402 | PARTOFTCPASSY | LIGHT, READY TO LOAD, WHITE | ASSEMBLY^CONTROL PANEL
HL0403 | PARTOFTCPASSY | LIGHT, ON LOAD, WHITE | ASSEMBLY^CONTROL PANEL
HL0404 | PARTOFTCPASSY | LIGHT, CUSTOMER, WHITE | ASSEMBLY^CONTROL PANEL
HL0405 | PARTOFTCPASSY | LIGHT, LOCAL/AUXILIARY SELECT, WHITE | ASSEMBLY^CONTROL PANEL
HL0406 | PARTOFTCPASSY | LIGHT, SPARE, WHITE | ASSEMBLY^CONTROL PANEL
HL0407 | PARTOFTCPASSY | LIGHT, COOLDOWN, WHITE | ASSEMBLY^CONTROL PANEL
HL0408 | PARTOFTCPASSY | LIGHT, STOPPING, WHITE | ASSEMBLY^CONTROL PANEL
HL0409 | PARTOFTCPASSY | LIGHT, ALARM SUMMARY, AMBER | ASSEMBLY^CONTROL PANEL
HL0410 | PARTOFTCPASSY | LIGHT, BACKUP ACTIVE, AMBER | ASSEMBLY^CONTROL PANEL
HL0411 | PARTOFTCPASSY | LIGHT, SHUTDOWN SUMMARY, RED | ASSEMBLY^CONTROL PANEL
SA0400 | PARTOFTCPASSY | SELECTOR SWITCH, OFF/LOC/AUX/CUST. | ASSEMBLY^CONTROL PANEL
SA0401 | PARTOFTCPASSY | SELECTOR SWITCH, BACKUP SYSTEM RESET | ASSEMBLY^CONTROL PANEL
SB0400 | PARTOFTCPASSY | PUSHBUTTON SWITCH, EMERGENCY STOP | ASSEMBLY^CONTROL PANEL
SB0401 | PARTOFTCPASSY | PUSHBUTTON SWITCH, HORN SILENCE | ASSEMBLY^CONTROL PANEL
SB0402 | PARTOFTCPASSY | PUSHBUTTON SWITCH, ACKNOWLEDGE | ASSEMBLY^CONTROL PANEL
SB0403 | PARTOFTCPASSY | PUSHBUTTON SWITCH, RESET | ASSEMBLY^CONTROL PANEL
SB0404 | PARTOFTCPASSY | PUSHBUTTON SWITCH, LAMP TEST | ASSEMBLY^CONTROL PANEL
SB0405 | PARTOFTCPASSY | PUSHBUTTON SWITCH, START | ASSEMBLY^CONTROL PANEL
SB0406 | PARTOFTCPASSY | PUSHBUTTON SWITCH, NORMAL STOP | ASSEMBLY^CONTROL PANEL
SB0407 | PARTOFTCPASSY | PUSHBUTTON SWITCH, SPEED/LOAD DECREASE | ASSEMBLY^CONTROL PANEL
SB0408 | PARTOFTCPASSY | PUSHBUTTON SWITCH, SPEED/LOAD INCREASE | ASSEMBLY^CONTROL PANEL
SH0400 | PARTOFTCPASSY | LIGHTED SWITCH, SPARE, WHITE | ASSEMBLY^CONTROL PANEL
SH0401 | PARTOFTCPASSY | LIGHTED SWITCH, SPARE, WHITE | ASSEMBLY^CONTROL PANEL
SH0404 | PARTOFTCPASSY | LIGHTED SWITCH, SPARE, WHITE | ASSEMBLY^CONTROL PANEL
SH0405 | PARTOFTCPASSY | LIGHTED SWITCH, SPARE, WHITE | ASSEMBLY^CONTROL PANEL
SH0406 | PARTOFTCPASSY | LIGHTED SWITCH, OPEN HPC SURGE CONTROL VALVE, WHITE | ASSEMBLY^CONTROL PANEL
SH0407 | PARTOFTCPASSY | LIGHTED SWITCH, CLOSE HPC SURGE CONTROL VALVE, WHITE | ASSEMBLY^CONTROL PANEL
SH0408 | PARTOFTCPASSY | LIGHTED SWITCH, AUTO/MANUAL SELECT, WHITE | ASSEMBLY^CONTROL PANEL
SH0409 | PARTOFTCPASSY | LIGHTED SWITCH, SPARE, WHITE | ASSEMBLY^CONTROL PANEL
SH0410 | PARTOFTCPASSY | LIGHTED SWITCH, SPARE, WHITE | ASSEMBLY^CONTROL PANEL
XT0564 | PARTOFTCPASSY | TERMINAL STRIP, SYSTEM FUNCTION (USE) | ASSEMBLY^CONTROL PANEL
GR0170 | 903849C1 | RAIL GROUND, DIN RAIL GROUNDING | BLANK PANEL #1
GR0171 | 903849C1 | RAIL GROUND, DIN RAIL GROUNDING | BLANK PANEL #1
GR9001 | 903849C1 | RAIL GROUND, DIN RAIL GROUNDING | BLANK PANEL #2
GR9002 | 903849C1 | RAIL GROUND, DIN RAIL GROUNDING | BLANK PANEL #2
GR9003 | 903849C1 | RAIL GROUND, DIN RAIL GROUNDING | BLANK PANEL #2
GR9004 | 903849C1 | RAIL GROUND, DIN RAIL GROUNDING | BLANK PANEL #3
GR9005 | 903849C1 | RAIL GROUND, DIN RAIL GROUNDING | BLANK PANEL #3
GR9006 | 903849C1 | RAIL GROUND, DIN RAIL GROUNDING | BLANK PANEL #3
GR0172 | 903849C1 | RAIL GROUND, DIN RAIL GROUNDING | BLANK PANEL #4
GR0173 | 903849C1 | RAIL GROUND, DIN RAIL GROUNDING | BLANK PANEL #4
AF0141 | 2684693-17,2684693-25 | 5094-OB8XT, 8 DISCRETE OUTPUT | BOP^PANEL
AF0142 | 2684693-17,2684693-23 | 5094-IB16XT, 16 DISCRETE INPUT | BOP^PANEL
AF0143 | 2684693-18,2684693-56 | 5094-IF8IHXT, 8 ANALOG INPUT, ISOLATED | BOP^PANEL
AF0144 | 2684693-18,2684693-27 | 5094-OF8IHXT, 8 ANALOG OUTPUT, ISOLATED | BOP^PANEL
AF0145 | 2684693-18,2684693-56 | 5094-IF8IHXT, 8 ANALOG INPUT, ISOLATED | BOP^PANEL
AF0146 | 2684693-18,2684693-55 | 5094-OB16SXT, 16 DISCRETE OUTPUT, S | BOP^PANEL
AF0147 | 2684693-18,2684693-28 | 5094-IB16SXT, 16 DISCRETE INPUT, S | BOP^PANEL
AF0148 | 2684693-19,2684693-33 | 5094-IY8XT, 8 ANALOG INPUT,TC/RTD/I&V | BOP^PANEL
AU0140 | 2684693-22 | 5094-AENTRXT, FLEX 5000 I/O | BOP^PANEL
FU0140 | 1043265-1,1043265-5 | FUSE, 10A | BOP^PANEL
FU0141 | 1043265-1,1043265-5 | FUSE, 10A | BOP^PANEL
FU0142 | 1043265-1,1043265-5 | FUSE, 10A | BOP^PANEL
FU0143 | 1043265-1,1043265-5 | FUSE, 10A | BOP^PANEL
GR0140 | 903849C1 | RAIL GROUND, DIN RAIL GROUNDING | BOP^PANEL
GR0180 | 903849C1 | RAIL GROUND, DIN RAIL GROUNDING | BOP^PANEL
GR0257 | 903849C1 | RAIL GROUND, DIN RAIL GROUNDING | BOP^PANEL
IEG0257 | 232941-200 | BUS BAR, BOP - INSTRUMENT EARTH GROUNDING | BOP^PANEL
KA0531 | 1061979-1 | RELAY, NO EMERGENCY SHUTDOWN SUMMARY | BOP^PANEL
KA0532 | 1061979-1 | RELAY, NO EMERGENCY SHUTDOWN SUMMARY | BOP^PANEL
KA0533 | 1061979-1 | RELAY, NO EMERGENCY SHUTDOWN SUMMARY | BOP^PANEL
KA0534 | 1061979-1 | RELAY, NO EMERGENCY SHUTDOWN SUMMARY | BOP^PANEL
KA0535 | 1061979-1 | RELAY, CONTROLLER ACTIVE | BOP^PANEL
KA0536 | 1061979-1 | RELAY, CONTROLLER ACTIVE | BOP^PANEL
KA0537 | 1061979-1 | RELAY, NO EMERGENCY SHUTDOWN SUMMARY | BOP^PANEL
KA0540 | 1061979-1 | RELAY, OPEN SUCTION VALVE | BOP^PANEL
KA0541 | 1061979-1 | RELAY, OPEN DISCHARGE VALVE | BOP^PANEL
KA0542 | 1061979-1 | RELAY, DISCHARGE VALVE CLOSED | BOP^PANEL
KA0550 | 1061979-1 | RELAY, OPEN SUCTION VALVE (SAFETY) | BOP^PANEL
KA0551 | 1061979-1 | RELAY, OPEN DISCHARGE VALVE (SAFETY) | BOP^PANEL
KA0552 | 1061979-1 | RELAY, CLOSE SUCTION VALVE (SAFETY) | BOP^PANEL
KA0553 | 1061979-1 | RELAY, CLOSE DISCHARGE VALVE (SAFETY) | BOP^PANEL
KA0554 | 1061979-1 | RELAY, CLOSE VENT VALVE (SAFETY) | BOP^PANEL
KA0555 | 1061979-1 | RELAY, OPEN VENT VALVE (SAFETY) | BOP^PANEL
KT0571 | 2651077-1 | TIMER RELAY, LOADING VALVE CLOSED | BOP^PANEL
KT0572 | 2651077-1 | TIMER RELAY, SUCTION VALVE CLOSED | BOP^PANEL
KT0573 | 2651077-1 | TIMER RELAY, DISCHARGE VALVE CLOSED | BOP^PANEL
WC8059 | 2684693-54 |  | BOP^PANEL
XT0140 | 1066730-7,1066730-8,1067996-4 | TERMINAL BLOCK, SPRING, 4 CONDUCTOR,30-12 AWG (0.05-3.31 MM2),NON-IS | BOP^PANEL
XT0570 | 1066730-16,1066730-17,1067996-4 | TERMINAL STRIP, 2 CONDUCTOR | BOP^PANEL
XT0572 | 1066730-7,1066730-8,1067996-4 | TERMINAL BLOCK, SPRING, 4 CONDUCTOR,30-12 AWG (0.05-3.31 MM2),NON-IS | BOP^PANEL
XT0573 | 1066730-10,1066730-68,1066730-9 | DIODE TERMINAL STRIP, 4 CONDUCTOR | BOP^PANEL
AT0190 | 1577354-5100 | WORKSTATION, PANEL COMPUTER, TT4000 | CONSOLE DOOR^PANELS
AT0190K | 1068334 | KEYBOARD, TYPING INTERFACE | CONSOLE DOOR^PANELS
AF1201 | 2684693-17,2684693-25 | 5094-OB8XT, 8 DISCRETE OUTPUT | CONSOLE ISOLATOR^PANEL
AF1202 | 2684693-17,2684693-23 | 5094-IB16XT, 16 DISCRETE INPUT | CONSOLE ISOLATOR^PANEL
AF1203 | 2684693-18,2684693-56 | 5094-IF8IHXT, 8 ANALOG INPUT, ISOLATED | CONSOLE ISOLATOR^PANEL
AF1204 | 2684693-18,2684693-30 | 5094-IF4IHSXT, 4 ANALOG INPUT, S | CONSOLE ISOLATOR^PANEL
AF1205 | 2684693-18,2684693-30 | 5094-IF4IHSXT, 4 ANALOG INPUT, S | CONSOLE ISOLATOR^PANEL
AF1206 | 2684693-21,2684693-36 | 5094-IRT8SXT, 8 RTD/TC ANALOG INPUT, S | CONSOLE ISOLATOR^PANEL
AF1207 | 2684693-18,2684693-28 | 5094-IB16SXT, 16 DISCRETE INPUT, S | CONSOLE ISOLATOR^PANEL
AF1208 | 2684693-19,2684693-33 | 5094-IY8XT, 8 ANALOG INPUT,TC/RTD/I&V | CONSOLE ISOLATOR^PANEL
AU1200 | 2684693-50 | 5094-AEN2TR, FLEX 5000 I/O | CONSOLE ISOLATOR^PANEL
FU0272 | 1043265-1,1043265-4 | FUSE, 5A | CONSOLE ISOLATOR^PANEL
GR0272 | 903849C1 | RAIL GROUND, DIN RAIL GROUNDING | CONSOLE ISOLATOR^PANEL
GR0273 | 903849C1 | RAIL GROUND, DIN RAIL GROUNDING | CONSOLE ISOLATOR^PANEL
GR0274 | 903849C1 | RAIL GROUND, DIN RAIL GROUNDING | CONSOLE ISOLATOR^PANEL
UAI1264 | 1053038-18 | ISOLATOR, VOLTAGE REPEATER | CONSOLE ISOLATOR^PANEL
UAI1274 | 1053038-18 | ISOLATOR, VOLTAGE REPEATER | CONSOLE ISOLATOR^PANEL
UAI4460 | 1053038-18 | ISOLATOR, VOLTAGE REPEATER | CONSOLE ISOLATOR^PANEL
UAI4461 | 1053038-18 | ISOLATOR, VOLTAGE REPEATER | CONSOLE ISOLATOR^PANEL
UAI4470 | 1053038-18 | ISOLATOR, VOLTAGE REPEATER | CONSOLE ISOLATOR^PANEL
UAI4471 | 1053038-18 | ISOLATOR, VOLTAGE REPEATER | CONSOLE ISOLATOR^PANEL
UAI4473 | 1053038-18 | ISOLATOR, VOLTAGE REPEATER | CONSOLE ISOLATOR^PANEL
UV0271 | 1053038-19 | POWER FEED MODULE, INTRINSIC SAFETY | CONSOLE ISOLATOR^PANEL
WC8060 | 2684693-54 |  | CONSOLE ISOLATOR^PANEL
AF0410 | 1322418-11,1322418-20,1322418-70,1322418-71 | 1444-DYN04-01RA, 4-CH VIBRATION INPUT^DYNAMIX 1444 VIBRATION | HP COMPRESSOR^PANEL
AF0500 | 1322418-31,1322418-40,1322418-72,1322418-73 | 1444-TSCX02-02RB, 2-CH TACHOMETER INPUT^DYNAMIX 1444 VIBRATION | HP COMPRESSOR^PANEL
AF0510 | 1322418-11,1322418-20,1322418-70,1322418-71 | 1444-DYN04-01RA, 4-CH VIBRATION INPUT^DYNAMIX 1444 VIBRATION | HP COMPRESSOR^PANEL
FU0113 | 1043265-1,1043265-4 | FUSE, 5A | HP COMPRESSOR^PANEL
FU0120 | 1043265-1,1043265-5 | FUSE, 10A | HP COMPRESSOR^PANEL
FU0121 | 1043265-1,1043265-5 | FUSE, 10A | HP COMPRESSOR^PANEL
FU0131 | 1043265-4 | FUSE, 5A | HP COMPRESSOR^PANEL
GR0120 | 903849C1 | RAIL GROUND, DIN RAIL GROUNDING | HP COMPRESSOR^PANEL
GR0252 | 903849C1 | RAIL GROUND, DIN RAIL GROUNDING | HP COMPRESSOR^PANEL
IEG0130 | 232941-110 | BUS BAR, HP CPSR - INSTRUMENT EARTH GROUNDING | HP COMPRESSOR^PANEL
KA0120 | 1061979-1 | RELAY, CONTROLLER ACTIVE | HP COMPRESSOR^PANEL
KA0190 | 1061979-1 | RELAY, CONTROLLER ACTIVE | HP COMPRESSOR^PANEL
KA0191 | 1061979-1 | RELAY, CONTROLLER ACTIVE | HP COMPRESSOR^PANEL
KA0192 | 1061979-1 | RELAY, CONTROLLER ACTIVE | HP COMPRESSOR^PANEL
KA0193 | 1061979-1 | RELAY, CONTROLLER ACTIVE | HP COMPRESSOR^PANEL
KA4401 | 1061979-1 | RELAY, CASE DEPRESSURIZED | HP COMPRESSOR^PANEL
XT0110 | 1066730-7,1066730-8,1067996-4 | TERMINAL BLOCK, SPRING, 4 CONDUCTOR,30-12 AWG (0.05-3.31 MM2),NON-IS | HP COMPRESSOR^PANEL
XT0121 | 1066730-7,1066730-8,1067996-4 | TERMINAL BLOCK, SPRING, 4 CONDUCTOR,30-12 AWG (0.05-3.31 MM2),NON-IS | HP COMPRESSOR^PANEL
XT0130 | 1066730-7,1066730-8,1067996-4 | TERMINAL BLOCK, SPRING, 4 CONDUCTOR,30-12 AWG (0.05-3.31 MM2),NON-IS | HP COMPRESSOR^PANEL
XT0190 | 1066730-7,1066730-8,1067996-4 | TERMINAL BLOCK, SPRING, 4 CONDUCTOR,30-12 AWG (0.05-3.31 MM2),NON-IS | HP COMPRESSOR^PANEL
XT0400 | 1066730-1,1066730-2,1067996-4 | TERMINAL STRIP, 4 CONDUCTOR | HP COMPRESSOR^PANEL
XT0500 | 1066730-1,1066730-2,1067996-4 | TERMINAL STRIP, 4 CONDUCTOR | HP COMPRESSOR^PANEL
XT0520 | 1066730-16,1066730-17,1066730-18 | TERMINAL STRIP, 2 CONDUCTOR | HP COMPRESSOR^PANEL
XT4875 | DRIVEN COMMON | TERMINAL STRIP, HP COMPRESSOR CASE PRESSURE | JB75
CC3220A | CUSTOMER DEFINED | CUSTOMER CONNECTION, OIL COOLER MOTOR START AUTO | PANEL
CC3220S | CUSTOMER DEFINED | CUSTOMER CONNECTION, OIL COOLER STOP COMMAND | PANEL
CC7514 | CUSTOMER DEFINED | CUSTOMER CONNECTION, RESET | PANEL
CCGASLVL1 | CUSTOMER DEFINED | CUSTOMER CONNECTION, GAS LEVEL HIGH | PANEL
CCGASLVLSTA | CUSTOMER DEFINED | CUSTOMER CONNECTION, GAS LEVEL HIGH STATION | PANEL
KA9982 | CUSTOMER DEFINED | ComponentDescription, FIRE DETECTED | PANEL
KA9984 | CUSTOMER DEFINED | ComponentDescription, GAS DETECTED | PANEL
SB7510 | CUSTOMER DEFINED | PUSHBUTTON SWITCH, START (CUSTOMER) | PANEL
SB7511 | CUSTOMER DEFINED | PUSHBUTTON SWITCH, NORMAL STOP (CUSTOMER) | PANEL
SB7512 | CUSTOMER DEFINED | PUSHBUTTON SWITCH, EMERGENCY STOP (CUSTOMER) | PANEL
SB7513 | CUSTOMER DEFINED | PUSHBUTTON SWITCH, FAST STOP (CUSTOMER) | PANEL
AP0601 | 1089241-20 | MODULE, BLANK FILLER | PLC PANEL
AP0602 | 1089241-40 | 1756-EN2TRXT, ETHERNET | PLC PANEL
AP0603 | 1089241-40 | 1756-EN2TRXT, ETHERNET | PLC PANEL
AP0604 | 1089241-20 | MODULE, BLANK FILLER | PLC PANEL
AP0605 | 1089241-20 | MODULE, BLANK FILLER | PLC PANEL
AP0606 | 1089241-20 | MODULE, BLANK FILLER | PLC PANEL
AP0607 | 1089241-36 | 1756-EN2TXT, ETHERNET | PLC PANEL
AP0608 | 1089241-20 | MODULE, BLANK FILLER | PLC PANEL
AP0609 | 1089241-40 | 1756-EN2TRXT, ETHERNET | PLC PANEL
AR0600 | 1089241-42 | RACK CHASSIS, 1756-A10XT (10 SLOT) | PLC PANEL
AT0600 | 1089241-43 | 1756-L83EXTS, CONTROLLER^GUARDLOGIX | PLC PANEL
GR0234 | 903849C1 | RAIL GROUND, DIN RAIL GROUNDING | PLC PANEL
PC0470 | 2271605-1 | TIMER/COUNTER, ENGINE HOUR / START COUNTER | PLC PANEL
UV0600 | 1089241-28 | POWER SUPPLY, RSLOGIX CHASSIS | PLC PANEL
AT0680 | 1634974-100 | GATEWAY MODULE, TURBOTRONIC GATEWAY | PWR DISTRIBUTION RAIL^LEFT DOOR
FU0190 | 1043265-1,1043265-5 | FUSE, 10A | PWR DISTRIBUTION RAIL^LEFT DOOR
FU0200 | 1043265-1,1043265-5 | FUSE, 10A | PWR DISTRIBUTION RAIL^LEFT DOOR
FU0201 | 1043265-1,1043265-5 | FUSE, 10A | PWR DISTRIBUTION RAIL^LEFT DOOR
FU0273 | 1043265-1,1043265-4 | FUSE, 5A | PWR DISTRIBUTION RAIL^LEFT DOOR
FU0560 | 1043265-1,1043265-7 | FUSE, 20A | PWR DISTRIBUTION RAIL^LEFT DOOR
FU0680 | 1043265-1,1043265-4 | FUSE, 5A | PWR DISTRIBUTION RAIL^LEFT DOOR
XT0560 | 1066730-16,1066730-17,1066730-18 | TERMINAL STRIP, 2 CONDUCTOR | PWR DISTRIBUTION RAIL^LEFT DOOR
XT0561 | 1066730-53,1066730-7,1066730-8,1067996-4 | TERMINAL BLOCK, SPRING, 4 CONDUCTOR,30-12 AWG (0.05-3.31 MM2),NON-IS | PWR DISTRIBUTION RAIL^LEFT DOOR
XT0562 | 1066730-53,1066730-7,1066730-8,1067996-4 | TERMINAL BLOCK, SPRING, 4 CONDUCTOR,30-12 AWG (0.05-3.31 MM2),NON-IS | PWR DISTRIBUTION RAIL^LEFT DOOR
XT0563 | 1066730-7,1066730-8,1067996-4 | TERMINAL BLOCK, SPRING, 4 CONDUCTOR,30-12 AWG (0.05-3.31 MM2),NON-IS | PWR DISTRIBUTION RAIL^LEFT DOOR
XT0680 | 1066730-7,1066730-8,1067996-4 | TERMINAL BLOCK, SPRING, 4 CONDUCTOR,30-12 AWG (0.05-3.31 MM2),NON-IS | PWR DISTRIBUTION RAIL^LEFT DOOR
GR0110 | 903849C1 | RAIL GROUND, DIN RAIL GROUNDING | TURB VIB^PANEL
GR0112 | 903849C1 | RAIL GROUND, DIN RAIL GROUNDING | TURB VIB^PANEL
IEG0110 | 232941-200 | BUS BAR, ENGINE VIBRATION - INSTRUMENT EARTH GROUNDING | TURB VIB^PANEL
AF0081 | 2684693-18,2684693-28 | 5094-IB16SXT, 16 DISCRETE INPUT, S | TURBINE PANEL A
AF0082 | 2684693-17,2684693-23 | 5094-IB16XT, 16 DISCRETE INPUT | TURBINE PANEL A
AF0083 | 2684693-19,2684693-33 | 5094-IY8XT, 8 ANALOG INPUT,TC/RTD/I&V | TURBINE PANEL A
AF0084 | 2684693-19,2684693-33 | 5094-IY8XT, 8 ANALOG INPUT,TC/RTD/I&V | TURBINE PANEL A
AF0085 | 2684693-18,2684693-56 | 5094-IF8IHXT, 8 ANALOG INPUT, ISOLATED | TURBINE PANEL A
AF0086 | 2684693-18,2684693-56 | 5094-IF8IHXT, 8 ANALOG INPUT, ISOLATED | TURBINE PANEL A
AF0087 | 2684693-17,2684693-23 | 5094-IB16XT, 16 DISCRETE INPUT | TURBINE PANEL A
AF0088 | 2684693-17,2684693-23 | 5094-IB16XT, 16 DISCRETE INPUT | TURBINE PANEL A
AF0091 | 2684693-17,2684693-23 | 5094-IB16XT, 16 DISCRETE INPUT | TURBINE PANEL A
AF0092 | 2684693-17,2684693-24 | 5094-OB16XT, 16 DISCRETE OUTPUT | TURBINE PANEL A
AF0093 | 2684693-17,2684693-24 | 5094-OB16XT, 16 DISCRETE OUTPUT | TURBINE PANEL A
AF0094 | 2684693-19,2684693-33 | 5094-IY8XT, 8 ANALOG INPUT,TC/RTD/I&V | TURBINE PANEL A
AF0095 | 2684693-17,2684693-25 | 5094-OB8XT, 8 DISCRETE OUTPUT | TURBINE PANEL A
AF0096 | 2684693-18,2684693-53 | 5094-IJ2IXT, 2 FAST COUNTER INPUT, S | TURBINE PANEL A
AU0080 | 2684693-22 | 5094-AENTRXT, FLEX 5000 I/O | TURBINE PANEL A
AU0090 | 2684693-22 | 5094-AENTRXT, FLEX 5000 I/O | TURBINE PANEL A
F0200 | 1022716-1 | EMI/SURGE FILTER, 24VDC | TURBINE PANEL A
F0201 | 1022716-1 | EMI/SURGE FILTER, 24VDC | TURBINE PANEL A
FU0010 | 1043265-1,1043265-4 | FUSE, 5A | TURBINE PANEL A
FU0011 | 1043265-9 | FUSE, 30A | TURBINE PANEL A
FU0012 | 1043265-5 | FUSE, 10A | TURBINE PANEL A
FU0013 | 1043265-5 | FUSE, 10A | TURBINE PANEL A
FU0014 | 1043265-5 | FUSE, 10A | TURBINE PANEL A
FU0015 | 1043265-5 | FUSE, 10A | TURBINE PANEL A
FU0016 | 1043265-5 | FUSE, 10A | TURBINE PANEL A
FU0080 | 1043265-1,1043265-5 | FUSE, 10A | TURBINE PANEL A
FU0081 | 1043265-1,1043265-5 | FUSE, 10A | TURBINE PANEL A
FU0082 | 1043265-1,1043265-5 | FUSE, 10A | TURBINE PANEL A
FU0090 | 1043265-1,1043265-5 | FUSE, 10A | TURBINE PANEL A
FU0091 | 1043265-1,1043265-5 | FUSE, 10A | TURBINE PANEL A
FU0092 | 1043265-1,1043265-5 | FUSE, 10A | TURBINE PANEL A
FU0093 | 1043265-1,1043265-5 | FUSE, 10A | TURBINE PANEL A
FU0136 | 1043265-1,1043265-9 | FUSE, 30A | TURBINE PANEL A
FU0137 | 1043265-1,1043265-7 | FUSE, 20A | TURBINE PANEL A
FU0139 | 1043265-1,1043265-4 | FUSE, 5A | TURBINE PANEL A
FU1012 | 1043265-9 | FUSE, 30A | TURBINE PANEL A
FU2011 | 1043265-9 | FUSE, 30A | TURBINE PANEL A
FU2012 | 1043265-9 | FUSE, 30A | TURBINE PANEL A
GR0131 | 903849C1 | RAIL GROUND, DIN RAIL GROUNDING | TURBINE PANEL A
GR0132 | 903849C1 | RAIL GROUND, DIN RAIL GROUNDING | TURBINE PANEL A
GR0133 | 903849C1 | RAIL GROUND, DIN RAIL GROUNDING | TURBINE PANEL A
GR0134 | 903849C1 | RAIL GROUND, DIN RAIL GROUNDING | TURBINE PANEL A
KA0130 | 1061979-1 | RELAY, LOWSPEED/OPEN PROBE SETPOINT | TURBINE PANEL A
KA0131 | 1061979-1 | RELAY, CONTROLLER ACTIVE | TURBINE PANEL A
KA0132 | 1061979-1 | RELAY, CONTROLLER ACTIVE | TURBINE PANEL A
KA0133 | 1061979-1 | RELAY, POST LUBE NOT REQUIRED | TURBINE PANEL A
KA0134 | 1061979-1 | RELAY, BACKUP COMMAND OFF | TURBINE PANEL A
KA0135 | 1061979-1 | RELAY, AC PRE/POST PUMP | TURBINE PANEL A
KA0136 | 1061979-1 | RELAY, LUBE OIL HEADER^PRESSURE HIGH | TURBINE PANEL A
KA0137 | 1061979-1 | RELAY, LUBE PUMP INHIBIT | TURBINE PANEL A
KA0138 | 1061979-1 | RELAY, BACKUP LUBE OIL PUMP OFF | TURBINE PANEL A
KA0141 | 1061979-1 | RELAY, CONTROLLER ACTIVE | TURBINE PANEL A
KA0144 | 1061979-1 | RELAY, AC PRE/POST PUMP DRIVE | TURBINE PANEL A
KA2160 | 1061979-1 | RELAY, SPARE | TURBINE PANEL A
KA2161 | 1061979-1 | RELAY, SPARE | TURBINE PANEL A
KA3103 | 1061979-1 | RELAY, LUBE OIL TANK HEATER | TURBINE PANEL A
KA3220 | 1061979-1 | RELAY, LUBE OIL COOLER FAN | TURBINE PANEL A
KA6211 | 1061979-1 | RELAY, DRIVER ENCLOSURE^VENT FAN | TURBINE PANEL A
KA7514 | 1061979-1 | RELAY, HMI REQUEST RESET | TURBINE PANEL A
PEG0130 | 232941-110 | BUS BAR, PANEL A - POWER EARTH GROUNDING | TURBINE PANEL A
RR0851 | 981090C1 | RESISTOR, 3.01K OHM | TURBINE PANEL A
RR0852 | 981089C1 | RESISTOR, 1.0K OHM | TURBINE PANEL A
VD0200 | 1015693 | DUAL DIODE, SYSTEM FUNCTION (USE) | TURBINE PANEL A
VD6211 | 960592C1 | DIODE, 15 pF | TURBINE PANEL A
XT0011 | 1066730-16,1066730-17,1066730-18 | TERMINAL STRIP, 2 CONDUCTOR | TURBINE PANEL A
XT0012 | 1066730-16 | TERMINAL STRIP, 2 CONDUCTOR | TURBINE PANEL A
XT0013 | 1066730-16 | TERMINAL STRIP, 2 CONDUCTOR | TURBINE PANEL A
XT0080 | 1066730-7,1066730-8,1067996-4 | TERMINAL BLOCK, SPRING, 4 CONDUCTOR,30-12 AWG (0.05-3.31 MM2),NON-IS | TURBINE PANEL A
XT0085 | 1066730-7,1066730-8,1067996-4 | TERMINAL BLOCK, SPRING, 4 CONDUCTOR,30-12 AWG (0.05-3.31 MM2),NON-IS | TURBINE PANEL A
XT0090 | 1066730-7,1066730-8,1067996-4 | TERMINAL BLOCK, SPRING, 4 CONDUCTOR,30-12 AWG (0.05-3.31 MM2),NON-IS | TURBINE PANEL A
XT0114 | 1066730-7 | TERMINAL BLOCK, SPRING, 4 CONDUCTOR,30-12 AWG (0.05-3.31 MM2),NON-IS | TURBINE PANEL A
XT0134 | 1066730-16,1066730-17,1066730-18 | TERMINAL STRIP, 2 CONDUCTOR | TURBINE PANEL A
XT0135 | 1066730-7,1066730-8,1067996-4 | TERMINAL BLOCK, SPRING, 4 CONDUCTOR,30-12 AWG (0.05-3.31 MM2),NON-IS | TURBINE PANEL A
XT0136 | 1066730-7,1066730-8,1067996-4 | TERMINAL BLOCK, SPRING, 4 CONDUCTOR,30-12 AWG (0.05-3.31 MM2),NON-IS | TURBINE PANEL A
XT0138 | 1066730-16,1066730-17,1066730-18 | TERMINAL STRIP, 2 CONDUCTOR | TURBINE PANEL A
XT0139 | 1066730-7,1066730-8,1067996-4 | TERMINAL BLOCK, SPRING, 4 CONDUCTOR,30-12 AWG (0.05-3.31 MM2),NON-IS | TURBINE PANEL A
XT0171 | 1066730-7 | TERMINAL BLOCK, SPRING, 4 CONDUCTOR,30-12 AWG (0.05-3.31 MM2),NON-IS | TURBINE PANEL A
AF0061 | 2684693-17,2684693-25 | 5094-OB8XT, 8 DISCRETE OUTPUT | TURBINE PANEL B
AF0062 | 2684693-17,2684693-25 | 5094-OB8XT, 8 DISCRETE OUTPUT | TURBINE PANEL B
AF0063 | 2684693-17,2684693-23 | 5094-IB16XT, 16 DISCRETE INPUT | TURBINE PANEL B
AF0064 | 2684693-18,2684693-30 | 5094-IF4IHSXT, 4 ANALOG INPUT, S | TURBINE PANEL B
AF0065 | 2684693-18,2684693-30 | 5094-IF4IHSXT, 4 ANALOG INPUT, S | TURBINE PANEL B
AF0066 | 2684693-18,2684693-27 | 5094-OF8IHXT, 8 ANALOG OUTPUT, ISOLATED | TURBINE PANEL B
AF0071 | 2684693-18,2684693-32 | 5094-IJ2ISXT, 2 FAST COUNTER INPUT, S | TURBINE PANEL B
AF0072 | 2684693-18,2684693-30 | 5094-IF4IHSXT, 4 ANALOG INPUT, S | TURBINE PANEL B
AF0073 | 2684693-21,2684693-36 | 5094-IRT8SXT, 8 RTD/TC ANALOG INPUT, S | TURBINE PANEL B
AF0074 | 2684693-18,2684693-56 | 5094-IF8IHXT, 8 ANALOG INPUT, ISOLATED | TURBINE PANEL B
AF0075 | 2684693-18,2684693-30 | 5094-IF4IHSXT, 4 ANALOG INPUT, S | TURBINE PANEL B
AF0076 | 2684693-18,2684693-55 | 5094-OB16SXT, 16 DISCRETE OUTPUT, S | TURBINE PANEL B
AU0060 | 2684693-22 | 5094-AENTRXT, FLEX 5000 I/O | TURBINE PANEL B
AU0070 | 2684693-22 | 5094-AENTRXT, FLEX 5000 I/O | TURBINE PANEL B
FU0060 | 1043265-1,1043265-5 | FUSE, 10A | TURBINE PANEL B
FU0061 | 1043265-1,1043265-5 | FUSE, 10A | TURBINE PANEL B
FU0062 | 1043265-1,1043265-5 | FUSE, 10A | TURBINE PANEL B
FU0070 | 1043265-1,1043265-5 | FUSE, 10A | TURBINE PANEL B
FU0071 | 1043265-1,1043265-5 | FUSE, 10A | TURBINE PANEL B
FU0210 | 1043265-1,1043265-7 | FUSE, 20A | TURBINE PANEL B
FU0211 | 1043265-1,1043265-4 | FUSE, 5A | TURBINE PANEL B
FU0212 | 1043265-1,1043265-3 | FUSE, 2A | TURBINE PANEL B
GR0231 | 903842C1 | RAIL LUG, DINRAIL GROUNDING | TURBINE PANEL B
GR0232 | 903842C1 | RAIL LUG, DINRAIL GROUNDING | TURBINE PANEL B
GR0233 | 903842C1 | RAIL LUG, DINRAIL GROUNDING | TURBINE PANEL B
IEG0010 | 1099358-100 | BUS BAR, MARSHALLING INSTRUMENT EARTH GROUNDING | TURBINE PANEL B
IEG0230 | 232941-300 | BUS BAR, PANEL B - INSTRUMENT EARTH GROUNDING | TURBINE PANEL B
KA0176 | 1061979-1 | RELAY, VENTILATION REQUIRED | TURBINE PANEL B
KA0217 | 1061979-1 | RELAY, MAIN GAS FUEL ACTUATOR ENABLE | TURBINE PANEL B
KA0221 | 1061979-1 | RELAY, PRIMARY GAS FUEL^SHUTOFF VALVE | TURBINE PANEL B
KA0222 | 1061979-1 | RELAY, SECONDARY GAS FUEL^ SHUTOFF VALVE | TURBINE PANEL B
KA0231 | 1061979-1 | RELAY, CONTROLLER ACTIVE | TURBINE PANEL B
KA0232 | 1061979-1 | RELAY, CONTROLLER ACTIVE | TURBINE PANEL B
KA0233 | 1061979-1 | RELAY, CONTROLLER ACTIVE | TURBINE PANEL B
KA0234 | 1061979-1 | RELAY, CONTROLLER ACTIVE | TURBINE PANEL B
KA0235 | 1061979-1 | RELAY, NO EMERGENCY ^SHUTDOWN SUMMARY | TURBINE PANEL B
KA0236 | 1061979-1 | RELAY, NO EMERGENCY ^SHUTDOWN SUMMARY | TURBINE PANEL B
KA0237 | 1061979-1 | RELAY, NO EMERGENCY^SHUTDOWN SUMMARY | TURBINE PANEL B
KA0238 | 1061979-1 | RELAY, NO EMERGENCY SHUTDOWN SUMMARY | TURBINE PANEL B
KA0239 | 1061979-1 | RELAY, NO EMERGENCY SHUTDOWN SUMMARY | TURBINE PANEL B
KA0240 | 1061979-1 | RELAY, NO EMERGENCY SHUTDOWN SUMMARY | TURBINE PANEL B
KA0241 | 1061979-1 | RELAY, BACKUP SYSTEM RESET | TURBINE PANEL B
KA0242 | 1061979-1 | RELAY, BACKUP SYSTEM RESET | TURBINE PANEL B
KA0243 | 1061979-1 | RELAY, NO FIRE DETECTED | TURBINE PANEL B
KA0244 | 1061979-1 | RELAY, NO FIRE DETECTED | TURBINE PANEL B
KA0245 | 1061979-1 | RELAY, NO GAS DETECTED | TURBINE PANEL B
KA0246 | 1061979-1 | RELAY, NO FIRE DETECTED | TURBINE PANEL B
KA0247 | 1061979-1 | RELAY, NO FIRE DETECTED | TURBINE PANEL B
KA0248 | 1061979-1 | RELAY, NO EMERGENCY SHUTDOWN SUMMARY | TURBINE PANEL B
KA0249 | 1061979-1 | RELAY, NO GAS DETECTED | TURBINE PANEL B
KA0250 | 1061979-1 | RELAY, NO EMERGENCY SHUTDOWN SUMMARY | TURBINE PANEL B
KA1020 | 1061979-1 | RELAY, IGNITION START | TURBINE PANEL B
KT0140 | 2651077-1 | TIMER RELAY, BACKUP PUMP POST LUBE OFF CYCLE | TURBINE PANEL B
KT0141 | 2651077-1 | TIMER RELAY, BACKUP POST LUBE CONTINUOUS | TURBINE PANEL B
KT0142 | 2651077-1 | TIMER RELAY, TOTAL POST LUBE | TURBINE PANEL B
KT0143 | 2651077-1 | TIMER RELAY, BACKUP PUMP POST LUBE ON CYCLE | TURBINE PANEL B
KT0144 | 2651077-1 | TIMER RELAY, HEADER PRESSURE HIGH BACKUP PUMP OFF | TURBINE PANEL B
KT0145 | 2651077-1 | TIMER RELAY, FIRE DETECTED ROLLDOWN LUBE | TURBINE PANEL B
KT0146 | 2651077-3 | TIMER RELAY, WATCHDOG | TURBINE PANEL B
XT0060 | 1066730-7,1066730-8,1067996-4 | TERMINAL BLOCK, SPRING, 4 CONDUCTOR,30-12 AWG (0.05-3.31 MM2),NON-IS | TURBINE PANEL B
XT0070 | 1066730-7,1066730-8,1067996-4 | TERMINAL BLOCK, SPRING, 4 CONDUCTOR,30-12 AWG (0.05-3.31 MM2),NON-IS | TURBINE PANEL B
XT0233 | 1066730-7,1066730-8,1067996-4 | TERMINAL BLOCK, SPRING, 4 CONDUCTOR,30-12 AWG (0.05-3.31 MM2),NON-IS | TURBINE PANEL B
XT0235 | 1066730-7,1066730-8,1067996-4 | TERMINAL BLOCK, SPRING, 4 CONDUCTOR,30-12 AWG (0.05-3.31 MM2),NON-IS | TURBINE PANEL B
XT0236 | 1066730-7,1066730-8,1067996-4 | TERMINAL BLOCK, SPRING, 4 CONDUCTOR,30-12 AWG (0.05-3.31 MM2),NON-IS | TURBINE PANEL B
XT0237 | 1066730-10,1066730-68,1066730-9 | DIODE TERMINAL STRIP, 4 CONDUCTOR | TURBINE PANEL B
XT0240 | 1066730-7,1066730-8,1067996-4 | TERMINAL BLOCK, SPRING, 4 CONDUCTOR,30-12 AWG (0.05-3.31 MM2),NON-IS | TURBINE PANEL B