## Blue Labels
(SHT 1) ASSEMBLY CONSOLE | (SHT 10) GENERATOR DECS250^PANEL | (SHT 11) A PANEL | (SHT 12) B PANEL | (SHT 13) VIBRATION | (SHT 2) CONSOLE DOOR^PANEL | (SHT 4) ASSEMBLY^CONTROL PANEL | (SHT 5) PWR,DISTRIBUTION RAIL^LEFT DOOR | (SHT 6) METER PANEL | (SHT 7) SWITCH PANEL | (SHT 8) FIRE SYSTEM^CONTROLLER PANEL | (SHT 9) FIRE SYSTEM^PANEL
EL0273 | FU0313 | XT9012IS | XT9016 | XT9019IS | AT0190K | HL0411 | AT0680 | PA0703 | HL0704 | UV0170 | UV0171
HA0273 | FU0314 | XT9014IS | XT9200 | XT9018IS | AT0190 | HL0410 | FU0680 | PV0700 | HL0703 | FU0170
ZS0273 | XT0360 | GR9001 | XT9024 | GR0273 | TM0102 | HL0409 | XT0680 | PA0700 | HL0702 | XT0171
FG0000 | XT0370 | UV0273 | XT9101 | FU0130 |  | HL0408 | FU0190 | PA0771 | HL0701 | KA0171
| XT0313 | UAI0400 | XT9017 | XT0130 |  | HL0407 | FU0200 | PV0701 | SA0770 | KA0172
| XT9000AC | UAI0410 | XT9015 | AF0500 |  | SB0400 | FU0201 | PA0701 | SA0710 | KA0174
| XT0351 | UAI0411 | RR01781 | AF0510 |  | HL0406 | FU0560 | PF0701 | SA0740 | PC0471
| XT0352 | UAI0412 | RR01782 | XT0500 |  | HL0405 | FU0273 |  | PF0700 | GR0171
| XT0350 | UAI0413 | RR01783 | AF0400 |  | HL0404 | XT0560 |  | SA0700 | AT0170
| KA4100 | UAI0420 | RR01784 | AF0410 |  | HL0403 | XT0561 |  | SA0701
| GR0142 | UAI0421 | GR9100 | AF0420 |  | HL0402 | XT0562
| AT0140 | UAI0452 | XT9008 | AF0450 |  | HL0401 | XT0563
| FU0120 | UAI1840 | XT9004 | XT0400 |  | HL0400 | PC0470
| FU0121 | UAI1841 | XT9100 | FU0272 |  | SB0408
| XT0120 | UAI0836 | GR91001 | UAI1842 |  | SB0407
| AF0123 | UAI0840 | FU0060 | UV0271 |  | SH0408
| AF0122 | UAI0841 | FU0061 | UAI1843 |  | SB0405
| AF0121 | UAI1235 | FU0062 | UAI1844 |  | SB0406
| AU0120 | UAI1236 | FU0063 | UAI1845 |  | SA0401
| GR0120 | UAI1237 | XT0060 | UAI0842 |  | SB0404
| PEG0140 | UAI4230 | XT0236 | UAI0843 |  | SB0403
| XT9002 | UAI1231 | AF0068 | UAI1846 |  | SB0402
| GR0143 | UAI0500 | AF0067 | UAI1847 |  | SB0401
| FU0332 | UAI5102 | AF0066 | UAI0680 |  | SH0409
| FU0333 | UAI5103 | AF0065 | UAI0835 |  | SH0410
| FU0334 | UAI5100 | AF0064 | UAI0686 |  | SH0405
| FU0335 | UAI5101 | AF0063 | UAI0730 |  | SH0404
| XT0332 | UAI4500 | AF0062 | UAI0681 |  | SA0400
| XT0335 | UAI0851 | AF0061 | UAI0731 |  | SH0412
| XT0334 | GR9000 | AU0060 | UAI0682 |  | SH0411
| XT0336 | AP0606 | XT0237 | UAI0732 |  | SH0401
| KA0310 | AR0600 | KA2222 | UAI0832 |  | SH0400
| KA0335 | AP0609 | GR0232 | UAI1260 |  | XT0564
| KA0336 | AP0608 | AU0050 | UAI0833 |  | AU0200
| KA0121 | AP0607 | AF0051 | UAI0747 |  | AF0201
| KA0123 | AP0605 | AF0052 | UV0272 |  | AF0202
| KA0128 | AP0604 | AF0053 | UAI0750 |  | GR0200
| GR0121 | AP0603 | AF0054 | UAI0751
| RS0106 | AP0602 | AF0055 | UAI0752
| XT0340 | AP0601 | AF0056 | UAI0753
| XT0341 | AT0600 | KA0235 | UAI0754
| XT0342 | UV0600 | KA0236 | UAI0770
| XT0343 | FU0090 | KA0237 | UAI0771
| XT0337 | FU0091 | KA0238 | UAI0772
| KA0333 | FU0092 | KA0239 | UAI0736
| KA0330 | FU0093 | KA0240 | GR0272
| KA0331 | XT0090 | KA0248 | GR0170
| KA0332 | AU0090 | KA0250 | GR0172
| GR0141 | AF0091 | KA0241 | FU0113
| KA0313 | AF0092 | KA0242 | XT0110
| KA0364 | AF0093 | KA0243 | AU0180
|  | AF0094 | KA0244 | AF0181
|  | AF0095 | KA0246 | AF0182
|  | XT0136 | KA0247 | AF0183
|  | KA0130 | KA0245 | AF0184
|  | KA0131 | KA0249 | AF0185
|  | KA0132 | KA0231 | FU0180
|  | KA0141 | KA0232 | FU0181
|  | KA0133 | KA0233 | XT0180
|  | KA0134 | KA0234 | KA0181
|  | KA0144 | KA0222 | KA0182
|  | KA0136 | KA0221 | KA0183
|  | KA0137 | KA1020 | KA0180
|  | KA0138 | KA0220 | KA0185
|  | VD6221 | KA2220 | KA9000
|  | KT0140 | GR0233 | KA9002
|  | KT0141 | FU0070 | KA2092
|  | KT0142 | FU0071 | GR0180
|  | KT0143 | XT0070 | IEG0130
|  | KT0144 | FU0050 | IEG0010
|  | KT0145 | FU0051 | KA0175
|  | KT0146 | FU0052 | KA0173
|  | GR0133 | FU0053 | KA0177
|  | FU0010 | FU0054 | KA0176
|  | FU0139 | FU0055 | KA6511
|  | FU0136 | XT0050 | KA6510
|  | FU0137 | AU0070 | KA0875
|  | FU0210 | AF0071 | XT0172
|  | FU0211 | AF0072 | XT0170
|  | FU0212 | AF0073 | AT0178
|  | XT0138 | AF0074 | AT0176
|  | XT0139 | AF0075 | AT0175
|  | XT0134 | AF0076
|  | XT0135 | AF0077
|  | XT0235 | VD0231
|  | XT0233 | VD0232
|  | GR0131 | XT0240
|  | FU0012 | GR0231
|  | FU0013 | IEG0230
FU0014
FU0015
FU0017
XT0011
QS0011
QS0012
GR0132
FU0080
FU0081
FU0082
XT0080
XT0085
AU0080
AF0081
AF0082
AF0083
AF0084
AF0085
AF0086
AF0087
KA0135
KA2200
KA3220
KA6211
KA6212
KA6221
KA6222
GR0134
UJ0131
PEG0130

## White Labels
(SHT 11) A PANEL | (SHT 11) A PANEL - (SHT 12) B PANEL | (SHT 11) A PANEL - (SHT 10) GENERATOR DECS250^PANEL | (SHT 11) A PANEL - (SHT 13) VIBRATION | (SHT 4) ASSEMBLY^CONTROL PANEL - (SHT 12) B PANEL | (SHT 12) B PANEL | (SHT 12) B PANEL - (SHT 10) GENERATOR DECS250^PANEL | (SHT 12) B PANEL - (SHT 13) VIBRATION | (SHT 10) GENERATOR DECS250^PANEL | (SHT 10) GENERATOR DECS250^PANEL - (SHT 13) VIBRATION | (SHT 13) VIBRATION - JB70 | (SHT 13) VIBRATION
AF0083G | IEG02301 | PEG0140G | IEG013010 | AU0200G | AF0055G | IEG023012 | IEG01303 | 0V | AF0123G | IEG01306 | AF0184G
AF0084G | IEG023011 |  | IEG01302 | IEG02308 | AF0064G |  | IEG023010 | AU0120G | AT0140LS(S) |  | AU0180G
AF0085G | IEG02302 |  |  |  | AF0065G |  | IEG0230G | EXCS |  |  | IEG01301
AU0080G | IEG02303 |  |  |  | AF0071G |  |  | PMGS |  |  | IEG01305
AU0090G |  |  |  |  | AF0072G |  |  | WC8101 |  |  | IEG01307
UV0600G |  |  |  |  | AF0073G |  |  | WC8102 |  |  | IEG01308
[5 empty] | AF0074G |  |  | WC8201 |  |  | IEG0130G
[5 empty] | AF0075G |  |  | WC8301 |  |  | XT04001
[5 empty] | AU0050G | [5 empty] | XT04002
[5 empty] | AU0060G | [5 empty] | XT05001
AU0070G
IEG023014
IEG02304
IEG02305
IEG02306
IEG02309

## Heat Shrink Labels
(SHT 11) A PANEL | (SHT 11) A PANEL - (SHT 12) B PANEL | (SHT 11) A PANEL - (SHT 10) GENERATOR DECS250^PANEL | (SHT 11) A PANEL - (SHT 13) VIBRATION | (SHT 12) B PANEL | (SHT 12) B PANEL - (SHT 8) FIRE SYSTEM^CONTROLLER PANEL | (SHT 12) B PANEL - (SHT 13) VIBRATION | (SHT 8) FIRE SYSTEM^CONTROLLER PANEL - (SHT 13) VIBRATION | (SHT 10) GENERATOR DECS250^PANEL | (SHT 10) GENERATOR DECS250^PANEL - (SHT 6) METER PANEL | (SHT 13) VIBRATION
WC1242 | WC4661 | WC2270 | WC0942 | WC4007 | WC5118 | WC2200 | WC8069 | WC8009 | WC8064 | WC0842
WC1243 | WC4714 | WC2271 | WC0943 | WC4081 |  | WC2204 |  | WC8164 | WC8065 | WC0843
WC1244 | WC4715 | WC2272 | WC1342 | WC4082 |  | WC2205 |  | WC8165 |  | WC1842
WC1245 | WC4720 | WC2273 | WC1343 | WC4101 |  | WC2206 |  | WC8264 |  | WC1843
WC1246 |  | WC2274 | WC1344 | WC4110 |  | WC2211 |  |  |  | WC1844
WC1247 |  | WC4112 | WC1345 | WC4122 |  | WC2212 |  |  |  | WC1845
WC1328 |  | WC4619 | WC1346 | WC4123 |  | WC2213 |  |  |  | WC1846
WC1329 |  | WC4623 | WC1347 | WC4155 |  | WC2214 |  |  |  | WC1847
WC1330 |  |  | WC1428 | WC4220 |  | WC2215 |  |  |  | WC1942
WC1331 |  |  | WC1429 | WC4226 |  | WC2216 |  |  |  | WC1943
WC1332 |  |  | WC1430 | WC4256 |  | WC2217 |  |  |  | WC1944
WC1333 |  |  | WC1431 | WC4273 |  | WC2218 |  |  |  | WC1945
WC1334 |  |  | WC1432 | WC4274 |  | WC2219 |  |  |  | WC1946
WC1335 |  |  | WC1433 | WC4293 |  | WC2220 |  |  |  | WC1947
WC2126 |  |  | WC1434 | WC4309 |  | WC2221 |  |  |  | WC2037
WC2127 |  |  | WC1435 | WC4317 |  | WC2222 |  |  |  | WC2100
WC2162 |  |  | WC1840 | WC4319 |  | WC2229 |  |  |  | WC2104
WC2170 |  |  | WC1841 | WC4321 |  | WC9001 |  |  |  | WC2105
WC2171 |  |  | WC1940 | WC4393 |  | WC9003 |  |  |  | WC2106
WC2172 |  |  | WC1941 | WC4600 |  | WC9004 |  |  |  | WC2111
WC2173 |  |  | WC2228 | WC4724 | [5 empty] | WC2112
WC2174 |  |  | WC2237 | WC4800 | [5 empty] | WC2113
WC2226 |  |  | WC2280 | WC4801 | [5 empty] | WC2114
WC2227 |  |  | WC2454 | WC4802 | [5 empty] | WC2115
WC2262 |  |  |  | WC4803 | [5 empty] | WC2116
WC4560 | [9 empty] | WC2117
WC4660 | [9 empty] | WC2118
WC2119
WC2120
WC2121
WC2122
WC2128
WC2129
WC2180
WC2354
WC5500
WC8066
WC8067

## A PANEL
A PANEL
CONTROL CONSOLE
Project # | J1630
Project Name | PTTEP ARTHIT T70 CONTROLS RETROFIT
Revision | A.5
Controls DE | H.VOUNG
Phone:
Controls ME | P. Llamedo
Phone:
From | [5 empty] | To
Device ID | Cable (W) Conductor (SC) Jumper Clip (JC) | Wire No. | Wire ID | Gauge/Size | Page/Zone | Device ID | Location | Page/Zone
XT0011:1 | JC | QS0012LD3 | CLIP | --- | 15.C3 | XT0011:2 | A PANEL | 15.C3
XT0011:2 | JC | QS0012LD3 | CLIP | --- | 15.C3 | XT0011:3 | A PANEL | 15.C3
XT0011:3 | JC | QS0012LD3 | CLIP | --- | 15.C3 | XT0011:4 | A PANEL | 15.D3
XT0080:1 | JC | 0V | CLIP | --- | 7.D1 | XT0080:2 | A PANEL | 7.D1
XT0080:2 | JC | 0V | CLIP | --- | 7.D1 | XT0080:3 | A PANEL | 7.D1
XT0090:1 | JC | 0V | CLIP | --- | 7.B1 | XT0090:2 | A PANEL | 7.B1
XT0134:1 | JC | 0V | CLIP | --- | 16.B3 | XT0134:2 | A PANEL | 16.B3
XT0134:2 | JC | 0V | CLIP | --- | 16.B3 | XT0134:3 | A PANEL | 16.B3
XT0134:3 | JC | 0V | CLIP | --- | 16.B3 | XT0134:4 | A PANEL | 16.B3
XT0135:1 | JC | 0V | CLIP | --- | 16.B4 | XT0135:2 | A PANEL | 16.B4
XT0135:2 | JC | 0V | CLIP | --- | 16.B4 | XT0135:3 | A PANEL | 16.B4
XT0135:3 | JC | 0V | CLIP | --- | 16.B4 | XT0135:4 | A PANEL | 16.C4
XT0136:1 | JC | FU0139 | CLIP | --- | 18.A2 | XT0136:2 | A PANEL | 18.A2
XT0138:1 | JC | FU0136 | CLIP | --- | 16.A3 | XT0138:2 | A PANEL | 16.A3
XT0138:2 | JC | FU0136 | CLIP | --- | 16.A3 | XT0138:3 | A PANEL | 16.A3
XT0138:3 | JC | FU0136 | CLIP | --- | 16.A3 | XT0138:4 | A PANEL | 16.B3
XT0139:1 | JC | FU0137 | CLIP | --- | 16.A4 | XT0139:2 | A PANEL | 16.A4
XT0139:2 | JC | FU0137 | CLIP | --- | 16.A4 | XT0139:3 | A PANEL | 16.B4
XT0233:1 | JC | FU0210 | CLIP | --- | 16.C4 | XT0233:2 | A PANEL | 16.C4
XT0233:2 | JC | FU0210 | CLIP | --- | 16.C4 | XT0233:3 | A PANEL | 16.C4
XT0235:1 | JC | 0V | CLIP | --- | 16.D4 | XT0235:2 | A PANEL | 16.D4
XT0235:2 | JC | 0V | CLIP | --- | 16.D4 | XT0235:3 | A PANEL | 16.D4
AF0081:03 | SC | 008103 | WHT | 20 | 20.C7 | KA0130:14 | A PANEL | 20.C6
AF0081:35 | SC | 008135 | WHT | 20 | 20.C7 | KA0130:A1 | A PANEL | 20.C5
AF0081:COM | SC | AU0080N | WHT | 20 | 7.C2 | AU0080:COM | A PANEL | 7.C2
AF0081:P | SC | * |  |  | 7.C2 | AU0080:J | A PANEL | 7.C2
AF0081:V+ | SC | AU0080P | WHT | 20 | 7.C2 | AU0080:V+ | A PANEL | 7.C2
AF0082:COM | SC | 0V | WHT | 14 | 7.D3 | XT0080:2 | A PANEL | 7.D1
AF0082:COM | SC | AF0082N | WHT | 20 | 7.D3 | AF0083:COM | A PANEL | 7.D3
AF0082:V+ | SC | FU0081 | WHT | 14 | 7.D3 | FU0081:LD | A PANEL | 7.D1
AF0082:V+ | SC | AF0082P | WHT | 20 | 7.D3 | AF0083:V+ | A PANEL | 7.D3
AF0083:COM | SC | AF0083N | WHT | 20 | 7.D3 | AF0084:COM | A PANEL | 7.D4
AF0083:SH | SC | AF0083G | GRN | 14 | 7.D3 | AF0084:SH | A PANEL | 7.D4
AF0083:SH | SC | AU0080G | GRN | 14 | 7.D3 | AU0080:GND | A PANEL | 7.C2
AF0083:V+ | SC | AF0083P | WHT | 20 | 7.D3 | AF0084:V+ | A PANEL | 7.D4
AF0084:COM | SC | AF0084N | WHT | 20 | 7.D4 | AF0085:COM | A PANEL | 7.D5
AF0084:SH | SC | AF0084G | GRN | 14 | 7.D4 | AF0085:SH | A PANEL | 7.D5
AF0084:V+ | SC | AF0084P | WHT | 20 | 7.D4 | AF0085:V+ | A PANEL | 7.D5
AF0085:COM | SC | AF0085N | WHT | 20 | 7.D5 | AF0086:COM | A PANEL | 7.D5
AF0085:SH | SC | AF0085G | GRN | 14 | 7.D5 | AF0086:SH | A PANEL | 7.D5
AF0085:V+ | SC | AF0085P | WHT | 20 | 7.D5 | AF0086:V+ | A PANEL | 7.D5
AF0086:COM | SC | AF0086N | WHT | 20 | 7.D5 | AF0087:COM | A PANEL | 7.D6
AF0086:V+ | SC | AF0086P | WHT | 20 | 7.D5 | AF0087:V+ | A PANEL | 7.D6
AF0087:11 | SC | KA013624 | WHT | 20 | 18.B4 | KA0136:24 | A PANEL | 18.B3
AF0087:43 | SC | KA013621 | WHT | 20 | 18.B4 | KA0136:21 | A PANEL | 18.B3
AF0091:07 | SC | KA014114 | WHT | 20 | 18.C2 | KA0141:14 | A PANEL | 18.C2
AF0091:09 | SC | UJ0131OK2 | WHT | 20 | 15.B7 | UJ0131:OK2 | A PANEL | 15.B4
AF0091:39 | SC | KA014111 | WHT | 20 | 18.C2 | KA0141:11 | A PANEL | 18.C2
AF0091:41 | SC | UJ0131OK1 | WHT | 20 | 15.B7 | UJ0131:OK1 | A PANEL | 15.B4
AF0091:COM | SC | AF0091N | WHT | 20 | 7.B2 | AF0094:COM | A PANEL | 7.B4
AF0091:COM | SC | AU0090N | WHT | 20 | 7.B2 | AU0090:COM | A PANEL | 7.A2
AF0091:P | SC | * |  |  | 7.B2 | AU0090:J | A PANEL | 7.A2
AF0091:V+ | SC | AF0091P | WHT | 20 | 7.B2 | AF0094:V+ | A PANEL | 7.B4
AF0091:V+ | SC | AU0090P | WHT | 20 | 7.B2 | AU0090:V+ | A PANEL | 7.A2
AF0092:02 | SC | KA0133A1 | WHT | 20 | 79.B7 | KA0133:A1 | A PANEL | 18.C6
AF0092:06 | SC | KA013114 | WHT | 20 | 79.A7 | KA0131:14 | A PANEL | 18.D4
AF0092:COM | SC | 0V | WHT | 14 | 7.B3 | XT0090:2 | A PANEL | 7.B1
AF0092:V+ | SC | FU0091 | WHT | 14 | 7.B3 | FU0091:LD | A PANEL | 7.B1
AF0093:01 | SC | KA3220A1 | WHT | 20 | 82.B7 | KA3220:A1 | A PANEL | 82.B5
AF0093:14 | SC | 009314 | WHT | 20 | 58.A7 | KA2200:A1 | A PANEL | 58.A6
AF0093:17 | SC | KA3220A2 | WHT | 20 | 82.B7 | KA3220:A2 | A PANEL | 82.B5
AF0093:20 | SC | 009320 | WHT | 20 | 105.A7 | KA6211:A2 | A PANEL | 105.B6
AF0093:21 | SC | 009321 | WHT | 20 | 106.A7 | KA6221:A2 | A PANEL | 106.A6
AF0093:24 | SC | 009324 | WHT | 20 | 108.A7 | KA6222:A2 | A PANEL | 108.A6
AF0093:29 | SC | 009329 | WHT | 20 | 107.A7 | KA6212:A2 | A PANEL | 107.B6
AF0093:30 | SC | 009330 | WHT | 20 | 58.A7 | KA2200:A2 | A PANEL | 58.A6
AF0093:COM | SC | 0V | WHT | 14 | 7.B3 | XT0090:2 | A PANEL | 7.B1
AF0093:V+ | SC | FU0092 | WHT | 14 | 7.B3 | FU0092:LD | A PANEL | 7.B1
AF0094:00 | SC | 009400 | WHT | 20 | 15.C7 | XT0085:2 | A PANEL | 15.C6
AF0094:01 | SC | 0V | WHT | 20 | 15.C7 | XT0085:3 | A PANEL | 15.C6
AF0094:04 | SC | UJ0131VIN | WHT | 20 | 15.A7 | UJ0131:VIN | A PANEL | 15.B4
AF0094:05 | SC | 0V | WHT | 16 | 15.A7 | XT0135:4 | A PANEL | 16.C4
AF0094:05 | SC | 0V | WHT | 16 | 15.A7 | AF0094:07 | A PANEL | 15.B7
AF0094:06 | SC | UJ0131IOUT | WHT | 20 | 15.B7 | UJ0131:IOUT | A PANEL | 15.B4
AF0094:SH | SC | AU0090G | GRN | 14 | 7.B4 | AU0090:GND | A PANEL | 7.A2
AF0095:COM | SC | 0V | WHT | 14 | 7.B5 | XT0090:2 | A PANEL | 7.B1
AF0095:V+ | SC | FU0093 | WHT | 14 | 7.B5 | FU0093:LD | A PANEL | 7.B1
AR0600:IE1 | SC | UV0600G | GRN | 14 | 6.A1 | UV0600:GND | A PANEL | 6.B2
AU0080:COM | SC | 0V | WHT | 14 | 7.C2 | XT0080:1 | A PANEL | 7.D1
AU0080:V+ | SC | FU0080 | WHT | 14 | 7.C2 | FU0080:LD | A PANEL | 7.D1
AU0090:COM | SC | 0V | WHT | 14 | 7.A2 | XT0090:1 | A PANEL | 7.B1
AU0090:V+ | SC | FU0090 | WHT | 14 | 7.A2 | FU0090:LD | A PANEL | 7.B1
FU0010:LD | SC | FU0010 | WHT | 14 | 16.A5 | UV0600:(+) | A PANEL | 6.B2
FU0010:LI | SC | FU0137 | WHT | 14 | 16.A5 | XT0139:1 | A PANEL | 16.A4
FU0012:LI | SC | QS0012LD1 | --- | BUS | 15.C3 | FU0013:LI | A PANEL | 15.C3
FU0012:LI | SC | QS0012LD1 | --- | BUS | 15.C3 | QS0012:LD-1 | A PANEL | 15.C2
FU0013:LI | SC | QS0012LD1 | --- | BUS | 15.C3 | FU0014:LI | A PANEL | 15.C3
FU0014:LI | SC | QS0012LD1 | --- | BUS | 15.C3 | FU0015:LI | A PANEL | 15.C3
FU0015:LI | SC | QS0012LD1 | --- | BUS | 15.C3 | FU0017:LI | A PANEL | 15.C3
FU0080:LI | SC | FU0137 | WHT | 14 | 7.D1 | FU0081:LI | A PANEL | 7.D1
FU0080:LI | SC | FU0137 | WHT | 14 | 7.D1 | XT0139:2 | A PANEL | 16.A4
FU0081:LI | SC | FU0137 | WHT | 14 | 7.D1 | FU0082:LI | A PANEL | 7.D1
FU0090:LI | SC | FU0137 | WHT | 14 | 7.B1 | XT0139:2 | A PANEL | 16.A4
FU0090:LI | SC | FU0137 | WHT | 14 | 7.B1 | FU0091:LI | A PANEL | 7.B1
FU0091:LI | SC | FU0137 | WHT | 14 | 7.B1 | FU0092:LI | A PANEL | 7.B1
FU0092:LI | SC | FU0137 | WHT | 14 | 7.B1 | FU0093:LI | A PANEL | 7.B1
FU0136:LD | SC | FU0136 | WHT | 10 | 16.A3 | XT0138:1 | A PANEL | 16.A3
FU0136:LI | SC | 24V | WHT | 10 | 16.A3 | UJ0131:OUT(+) | A PANEL | 15.B4
FU0137:LD | SC | FU0137 | WHT | 12 | 16.A4 | XT0139:1 | A PANEL | 16.A4
FU0137:LI | SC | FU0136 | WHT | 12 | 16.A4 | XT0138:1 | A PANEL | 16.A3
FU0139:LD | SC | FU0139 | WHT | 14 | 16.A5 | XT0136:1 | A PANEL | 18.A2
FU0139:LI | SC | FU0137 | WHT | 14 | 16.A5 | XT0139:1 | A PANEL | 16.A4
FU0210:LD | SC | FU0210 | WHT | 12 | 16.C4 | XT0233:1 | A PANEL | 16.C4
FU0210:LI | SC | FU0136 | WHT | 12 | 16.C4 | XT0138:4 | A PANEL | 16.B3
FU0211:LI | SC | FU0137 | WHT | 12 | 16.B4 | XT0139:3 | A PANEL | 16.B4
FU0212:LD | SC | FU0212 | WHT | 16 | 16.C5 | XT0233:4 | A PANEL | 20.C5
FU0212:LI | SC | FU0210 | WHT | 14 | 16.C5 | XT0233:1 | A PANEL | 16.C4
GR0131: | SC | GR0131 | GRN/YEL | 14 | 3.A4 | FRAME | A PANEL | 3.A3
GR0132: | SC | GR0132 | GRN/YEL | 14 | 3.A4 | FRAME | A PANEL | 3.A3
GR9000: | SC | GR9000 | GRN/YEL | 14 | 3.B4 | FRAME | A PANEL | 3.B4
GR9001: | SC | GR9001 | GRN/YEL | 14 | 3.B4 | FRAME | A PANEL | 3.B3
KA0130:A1 | SC | 008135 | WHT | 20 | 20.C5 | KA0130:11 | A PANEL | 20.C6
KA0131:11 | SC | KA0135A1 | WHT | 20 | 18.D4 | KA0135:A1 | A PANEL | 18.D6
KA0131:12 | SC | KA013112 | WHT | 20 | 18.D4 | KA0137:24 | A PANEL | 18.D3
KA0131:A1 | SC | KA0231A1 | WHT | 20 | 18.B6 | KA0132:A1 | A PANEL | 18.B6
KA0131:A1 | SC | KA0231A1 | WHT | 20 | 18.B6 | XT0136:4 | A PANEL | 18.B5
KA0131:A2 | SC | 0V | WHT | 20 | 18.B6 | KA0132:A2 | A PANEL | 18.B6
KA0131:A2 | SC | 0V | WHT | 20 | 18.B6 | KT0145:A2 | A PANEL | 18.B6
KA0132:11 | SC | FU0139 | WHT | 20 | 18.A3 | KA0133:11 | A PANEL | 18.A3
KA0132:11 | SC | FU0139 | WHT | 20 | 18.A3 | KT0145:15 | A PANEL | 18.D2
KA0132:12 | SC | KT0141A1 | WHT | 20 | 18.A3 | KT0142:A1 | A PANEL | 18.A6
KA0132:12 | SC | KT0141A1 | WHT | 20 | 18.A3 | KA0133:12 | A PANEL | 18.A3
KA0132:21 | SC | KA0138A1 | WHT | 20 | 18.D4 | KA0138:A1 | A PANEL | 18.D6
KA0132:22 | SC | KA013222 | WHT | 20 | 18.D4 | KA0137:14 | A PANEL | 18.D3
KA0132:22 | SC | KA013222 | WHT | 20 | 18.D4 | KT0141:18 | A PANEL | 18.D2
KA0132:24 | SC | KA013224 | WHT | 20 | 18.D4 | KA0134:14 | A PANEL | 18.D3
KA0132:A1 | SC | KA0231A1 | WHT | 20 | 18.B6 | KA0141:A1 | A PANEL | 18.C6
KA0132:A2 | SC | 0V | WHT | 20 | 18.B6 | KA0141:A2 | A PANEL | 18.C6
KA0133:11 | SC | FU0139 | WHT | 20 | 18.A3 | KA0134:11 | A PANEL | 18.D3
KA0133:A2 | SC | 0V | WHT | 20 | 18.C6 | KA0134:A2 | A PANEL | 18.C6
KA0133:A2 | SC | 0V | WHT | 20 | 18.C6 | KA0141:A2 | A PANEL | 18.C6
KA0134:11 | SC | FU0139 | WHT | 20 | 18.D3 | KA0136:11 | A PANEL | 18.B4
KA0134:A1 | SC | KA0134A1 | WHT | 20 | 18.C6 | AF0091:12 | A PANEL | 81.C7
KA0134:A2 | SC | 0V | WHT | 20 | 18.C6 | KA0144:A2 | A PANEL | 18.C6
KA0135:A1 | SC | KA0135A1 | WHT | 20 | 18.D6 | KA0144:A1 | A PANEL | 18.C6
KA0135:A2 | SC | 0V | WHT | 20 | 18.D6 | KA0136:A2 | A PANEL | 18.D6
KA0135:A2 | SC | 0V | WHT | 20 | 18.D6 | KA0144:A2 | A PANEL | 18.C6
KA0136:11 | SC | FU0139 | WHT | 20 | 18.B4 | KA0137:21 | A PANEL | 18.D3
KA0136:14 | SC | KA013821 | WHT | 20 | 18.B4 | KA0138:21 | A PANEL | 18.B5
KA0136:A2 | SC | 0V | WHT | 20 | 18.D6 | KA0137:A2 | A PANEL | 18.D6
KA0137:11 | SC | FU0139 | WHT | 20 | 18.D3 | KA0137:21 | A PANEL | 18.D3
KA0137:24 | SC | KA013112 | WHT | 20 | 18.D3 | AF0087:09 | A PANEL | 18.C4
KA0137:A1 | SC | KA0137A1 | WHT | 20 | 18.D6 | KT0142:18 | A PANEL | 18.D2
KA0137:A2 | SC | 0V | WHT | 20 | 18.D6 | KA0138:A2 | A PANEL | 18.D6
KA0138:11 | SC | FU0139 | WHT | 20 | 81.C5 | XT0136:5 | A PANEL | 81.C6
KA0138:24 | SC | KT0144B1 | WHT | 20 | 18.B5 | KT0144:B1 | A PANEL | 18.B6
KA0141:21 | SC | KT0146A1 | WHT | 20 | 18.B2 | KT0146:A1 | A PANEL | 18.B2
KA0141:24 | SC | FU0139 | WHT | 20 | 18.B2 | XT0136:2 | A PANEL | 18.A2
KT0140:15 | SC | FU0139 | WHT | 20 | 18.D1 | KT0142:15 | A PANEL | 18.D2
KT0140:15 | SC | FU0139 | WHT | 20 | 18.A2 | XT0136:2 | A PANEL | 18.A2
KT0140:16 | SC | KT014115 | WHT | 20 | 18.D1 | KT0141:15 | A PANEL | 18.D2
KT0140:18 | SC | KT0143A1 | WHT | 20 | 18.A2 | KT0143:A1 | A PANEL | 18.A6
KT0140:A1 | SC | KT0140A1 | WHT | 20 | 18.A6 | KT0143:16 | A PANEL | 18.A5
KT0140:A2 | SC | 0V | WHT | 20 | 18.A6 | KT0141:A2 | A PANEL | 18.A6
KT0140:A2 | SC | 0V | WHT | 20 | 18.A6 | XT0136:3 | A PANEL | 18.A2
KT0141:18 | SC | KA013222 | WHT | 20 | 18.D2 | KT0144:18 | A PANEL | 18.D2
KT0141:A1 | SC | KT0141A1 | WHT | 20 | 18.A6 | KT0143:15 | A PANEL | 18.A5
KT0141:A1 | SC | KT0141A1 | WHT | 20 | 18.A6 | KT0142:A1 | A PANEL | 18.A6
KT0141:A2 | SC | 0V | WHT | 20 | 18.A6 | KT0142:A2 | A PANEL | 18.A6
KT0142:15 | SC | FU0139 | WHT | 20 | 18.D2 | KT0144:A1 | A PANEL | 18.B6
KT0142:18 | SC | KA0137A1 | WHT | 20 | 18.D2 | KT0145:18 | A PANEL | 18.D2
KT0142:A2 | SC | 0V | WHT | 20 | 18.A6 | KT0143:A2 | A PANEL | 18.A6
KT0143:A2 | SC | 0V | WHT | 20 | 18.A6 | KT0144:A2 | A PANEL | 18.B6
KT0144:15 | SC | FU0139 | WHT | 20 | 18.D2 | KT0145:15 | A PANEL | 18.D2
KT0144:15 | SC | FU0139 | WHT | 20 | 18.D2 | KT0144:A1 | A PANEL | 18.B6
KT0144:A2 | SC | 0V | WHT | 20 | 18.B6 | KT0145:A2 | A PANEL | 18.B6
QS0011:LD-1 | SC | UJ0131P | WHT | 12 | 15.B2 | UJ0131:+ | A PANEL | 15.B4
QS0011:LD-3 | SC | UJ0131N | WHT | 12 | 15.B2 | UJ0131:- | A PANEL | 15.B4
QS0012:LD-3 | SC | QS0012LD3 | WHT | 12 | 15.C2 | XT0011:1 | A PANEL | 15.C3
RR0851: -3.01K OHM | SC | FU0137 | LEAD | --- | 15.C6 | XT0085:1 | A PANEL | 15.C6
RR0851: -3.01K OHM | SC | 009400 | LEAD | --- | 15.C6 | XT0085:2 | A PANEL | 15.C6
RR0852: -1.0K OHM | SC | 0V | LEAD | --- | 15.C6 | XT0085:3 | A PANEL | 15.C6
RR0852: -1.0K OHM | SC | 009400 | LEAD | --- | 15.C6 | XT0085:2 | A PANEL | 15.C6
UAI0836:1 | SC | TE61103 | WHT | 20 | 103.C6 | UAI0836:2 | A PANEL | 103.C6
UAI0840:1 | SC | TE32003 | WHT | 20 | 78.A6 | UAI0840:2 | A PANEL | 78.A6
UAI0841:1 | SC | TE31003 | WHT | 20 | 84.A6 | UAI0841:2 | A PANEL | 84.A6
UAI1231:1 | SC | TE42403 | WHT | 20 | 73.A6 | UAI1231:2 | A PANEL | 73.A6
UAI1235:1 | SC | TE42103 | WHT | 20 | 71.A6 | UAI1235:2 | A PANEL | 71.A6
UAI1236:1 | SC | TE42133 | WHT | 20 | 71.C6 | UAI1236:2 | A PANEL | 71.C6
UAI1237:1 | SC | TE42163 | WHT | 20 | 72.A6 | UAI1237:2 | A PANEL | 72.A6
UAI1840:1 | SC | UAI18402 | WHT | 20 | 37.A6 | UAI1840:2 | A PANEL | 37.A6
UAI1841:1 | SC | UAI18412 | WHT | 20 | 37.A6 | UAI1841:2 | A PANEL | 37.A6
UAI4230:1 | SC | TE42303 | WHT | 20 | 73.B6 | UAI4230:2 | A PANEL | 73.B6
UJ0131:G | SC | UJ0131G | GRN/YEL | 12 | 15.B4 | FRAME | A PANEL | 15.B4
UJ0131:OUT(-) | SC | 0V | WHT | 10 | 15.B4 | XT0134:1 | A PANEL | 16.B3
UV0600:(-) | SC | 0V | WHT | 14 | 6.B2 | XT0135:1 | A PANEL | 16.B4
XT0085:1 | SC | FU0137 | WHT | 20 | 15.C6 | XT0139:3 | A PANEL | 16.B4
XT0085:3 | SC | 0V | WHT | 14 | 15.C6 | XT0135:3 | A PANEL | 16.B4
XT0090:1 | SC | 0V | WHT | 14 | 7.B1 | XT0135:2 | A PANEL | 16.B4
XT0135:1 | SC | 0V | WHT | 14 | 16.B4 | XT0134:1 | A PANEL | 16.B3
XT0135:1 | SC | 0V | WHT | 14 | 16.B4 | XT0136:3 | A PANEL | 18.A2
XT0135:2 | SC | 0V | WHT | 14 | 16.B4 | XT0080:1 | A PANEL | 7.D1
XT0136:1 | SC | FU0139 | WHT | 20 | 18.A2 | XT0136:5 | A PANEL | 81.C6
XT0136:6 | SC | 0V | WHT | 20 | 81.C6 | XT0136:3 | A PANEL | 18.A2
XT0235:1 | SC | 0V | WHT | 14 | 16.D4 | XT0134:4 | A PANEL | 16.B3
XT0235:2 | SC | 0V | WHT | 16 | 16.D4 | XT0235:4 | A PANEL | 20.D5
AP0602:L2 | WC0001 | AP0602L2 | ENET | CABLE | 2.A1 | AP0603:L1 | A PANEL | 2.A2
AP0603:L2 | WC0003 | AP0603L2 | ENET | CABLE | 2.A2 | AU0090:L1 | A PANEL | 2.A3
AU0080:L1 | WC0009 | AU0090L2 | ENET | CABLE | 2.A4 | AU0090:L2 | A PANEL | 2.A3
UAI0500:5 | WC1242 | UA42011 | RED | 20 | 75.A6 | XT9014IS:21 | A PANEL | 75.A5
UAI0500:6 | WC1242 | UA42012 | WHT | 20 | 75.A6 | XT9014IS:22 | A PANEL | 75.A5
UAI0500:4 | WC1242 | UA42013 | BLK | 20 | 75.A6 | XT9014IS:23 | A PANEL | 75.A5
UAI0500:IE | WC1242 | UA4201S | SH | 20 | 75.A6 | XT9014IS:24 | A PANEL | 75.A5
UAI5102:5 | WC1243 | UA42311 | RED | 20 | 75.B6 | XT9014IS:25 | A PANEL | 75.B5
UAI5102:6 | WC1243 | UA42312 | WHT | 20 | 75.B6 | XT9014IS:26 | A PANEL | 75.B5
UAI5102:4 | WC1243 | UA42313 | BLK | 20 | 75.B6 | XT9014IS:27 | A PANEL | 75.B5
UAI5102:IE | WC1243 | UA4231S | SH | 20 | 75.B6 | XT9014IS:28 | A PANEL | 75.B5
UAI5103:5 | WC1244 | UA42301 | RED | 20 | 75.B6 | XT9014IS:29 | A PANEL | 75.B5
UAI5103:6 | WC1244 | UA42302 | WHT | 20 | 75.B6 | XT9014IS:30 | A PANEL | 75.B5
UAI5103:4 | WC1244 | UA42303 | BLK | 20 | 75.B6 | XT9014IS:31 | A PANEL | 75.B5
UAI5103:IE | WC1244 | UA4230S | SH | 20 | 75.B6 | XT9014IS:32 | A PANEL | 75.B5
UAI5100:5 | WC1245 | UA42411 | RED | 20 | 75.B6 | XT9014IS:33 | A PANEL | 75.B5
UAI5100:6 | WC1245 | UA42412 | WHT | 20 | 75.B6 | XT9014IS:34 | A PANEL | 75.B5
UAI5100:4 | WC1245 | UA42413 | BLK | 20 | 75.B6 | XT9014IS:35 | A PANEL | 75.B5
UAI5100:IE | WC1245 | UA4241S | SH | 20 | 75.B6 | XT9014IS:36 | A PANEL | 75.B5
UAI5101:5 | WC1246 | UA42401 | RED | 20 | 75.C6 | XT9014IS:37 | A PANEL | 75.C5
UAI5101:6 | WC1246 | UA42402 | WHT | 20 | 75.C6 | XT9014IS:38 | A PANEL | 75.C5
UAI5101:4 | WC1246 | UA42403 | BLK | 20 | 75.C6 | XT9014IS:39 | A PANEL | 75.C5
UAI5101:IE | WC1246 | UA4240S | SH | 20 | 75.C6 | XT9014IS:40 | A PANEL | 75.C5
UAI4500:5 | WC1247 | VE47651 | RED | 20 | 76.D6 | XT9014IS:41 | A PANEL | 76.D5
UAI4500:6 | WC1247 | VE47652 | WHT | 20 | 76.D6 | XT9014IS:42 | A PANEL | 76.D5
UAI4500:4 | WC1247 | VE47653 | BLK | 20 | 76.D6 | XT9014IS:43 | A PANEL | 76.D5
UAI4500:IE | WC1247 | VE4765S | SH | 20 | 76.D6 | XT9014IS:44 | A PANEL | 76.D5
UAI0400:5 | WC1328 | UA12631 | RED | 20 | 70.A6 | XT9012IS:1 | A PANEL | 70.A5
UAI0400:6 | WC1328 | UA12632 | WHT | 20 | 70.A6 | XT9012IS:2 | A PANEL | 70.A5
UAI0400:4 | WC1328 | UA12633 | BLK | 20 | 70.A6 | XT9012IS:3 | A PANEL | 70.A5
UAI0400:IE | WC1328 | UA1263S | SH | 20 | 70.A6 | XT9012IS:4 | A PANEL | 70.A5
UAI0410:5 | WC1329 | UA12111 | RED | 20 | 70.B6 | XT9012IS:5 | A PANEL | 70.B5
UAI0410:6 | WC1329 | UA12112 | WHT | 20 | 70.B6 | XT9012IS:6 | A PANEL | 70.B5
UAI0410:4 | WC1329 | UA12113 | BLK | 20 | 70.B6 | XT9012IS:7 | A PANEL | 70.B5
UAI0410:IE | WC1329 | UA1211S | SH | 20 | 70.B6 | XT9012IS:8 | A PANEL | 70.B5
UAI0411:5 | WC1330 | UA12101 | RED | 20 | 70.B6 | XT9012IS:9 | A PANEL | 70.B5
UAI0411:6 | WC1330 | UA12102 | WHT | 20 | 70.B6 | XT9012IS:10 | A PANEL | 70.B5
UAI0411:4 | WC1330 | UA12103 | BLK | 20 | 70.B6 | XT9012IS:11 | A PANEL | 70.B5
UAI0411:IE | WC1330 | UA1210S | SH | 20 | 70.B6 | XT9012IS:12 | A PANEL | 70.B5
UAI0412:5 | WC1331 | UA12211 | RED | 20 | 70.C6 | XT9012IS:13 | A PANEL | 70.C5
UAI0412:6 | WC1331 | UA12212 | WHT | 20 | 70.C6 | XT9012IS:14 | A PANEL | 70.C5
UAI0412:4 | WC1331 | UA12213 | BLK | 20 | 70.C6 | XT9012IS:15 | A PANEL | 70.C5
UAI0412:IE | WC1331 | UA1221S | SH | 20 | 70.C6 | XT9012IS:16 | A PANEL | 70.C5
UAI0413:5 | WC1332 | UA12201 | RED | 20 | 70.C6 | XT9012IS:17 | A PANEL | 70.C5
UAI0413:6 | WC1332 | UA12202 | WHT | 20 | 70.C6 | XT9012IS:18 | A PANEL | 70.C5
UAI0413:4 | WC1332 | UA12203 | BLK | 20 | 70.C6 | XT9012IS:19 | A PANEL | 70.C5
UAI0413:IE | WC1332 | UA1220S | SH | 20 | 70.C6 | XT9012IS:20 | A PANEL | 70.C5
UAI0420:5 | WC1333 | UA12311 | RED | 20 | 70.C6 | XT9012IS:21 | A PANEL | 70.C5
UAI0420:6 | WC1333 | UA12312 | WHT | 20 | 70.C6 | XT9012IS:22 | A PANEL | 70.C5
UAI0420:4 | WC1333 | UA12313 | BLK | 20 | 70.C6 | XT9012IS:23 | A PANEL | 70.C5
UAI0420:IE | WC1333 | UA1231S | SH | 20 | 70.C6 | XT9012IS:24 | A PANEL | 70.D5
UAI0421:5 | WC1334 | UA12301 | RED | 20 | 70.D6 | XT9012IS:25 | A PANEL | 70.D5
UAI0421:6 | WC1334 | UA12302 | WHT | 20 | 70.D6 | XT9012IS:26 | A PANEL | 70.D5
UAI0421:4 | WC1334 | UA12303 | BLK | 20 | 70.D6 | XT9012IS:27 | A PANEL | 70.D5
UAI0421:IE | WC1334 | UA1230S | SH | 20 | 70.D6 | XT9012IS:28 | A PANEL | 70.D5
UAI0452:5 | WC1335 | UA12621 | RED | 20 | 70.D6 | XT9012IS:29 | A PANEL | 70.D5
UAI0452:6 | WC1335 | UA12622 | WHT | 20 | 70.D6 | XT9012IS:30 | A PANEL | 70.D5
UAI0452:4 | WC1335 | UA12623 | BLK | 20 | 70.D6 | XT9012IS:31 | A PANEL | 70.D5
UAI0452:IE | WC1335 | UA1262S | SH | 20 | 70.D6 | XT9012IS:32 | A PANEL | 70.D5
UAI0840:4 | WC2126 | TE32001 | RED | 20 | 78.A6 | XT9012IS:36 | A PANEL | 78.A5
UAI0840:3 | WC2126 | TE32002 | WHT | 20 | 78.A6 | XT9012IS:37 | A PANEL | 78.A5
UAI0840:2 | WC2126 | TE32003 | BLK | 20 | 78.A6 | XT9012IS:38 | A PANEL | 78.A5
UAI0840:IE | WC2126 | TE3200S | SH | 20 | 78.A6 | XT9012IS:39 | A PANEL | 78.A5
UAI0841:4 | WC2127 | TE31001 | RED | 20 | 84.A6 | XT9012IS:40 | A PANEL | 84.A5
UAI0841:3 | WC2127 | TE31002 | WHT | 20 | 84.A6 | XT9012IS:41 | A PANEL | 84.B5
UAI0841:2 | WC2127 | TE31003 | BLK | 20 | 84.A6 | XT9012IS:42 | A PANEL | 84.B5
UAI0841:IE | WC2127 | TE3100S | SH | 20 | 84.A6 | XT9012IS:43 | A PANEL | 84.B5
UAI0836:4 | WC2162 | TE61101 | RED | 20 | 103.C6 | XT9012IS:44 | A PANEL | 103.C5
UAI0836:3 | WC2162 | TE61102 | WHT | 20 | 103.C6 | XT9012IS:45 | A PANEL | 103.C5
UAI0836:2 | WC2162 | TE61103 | BLK | 20 | 103.C6 | XT9012IS:46 | A PANEL | 103.C5
UAI0836:IE | WC2162 | TE6110S | SH | 20 | 103.C6 | XT9012IS:47 | A PANEL | 103.C5
UAI1235:4 | WC2170 | TE42101 | RED | 20 | 71.A6 | XT9014IS:1 | A PANEL | 71.A5
UAI1235:3 | WC2170 | TE42102 | WHT | 20 | 71.A6 | XT9014IS:2 | A PANEL | 71.A5
UAI1235:2 | WC2170 | TE42103 | BLK | 20 | 71.A6 | XT9014IS:3 | A PANEL | 71.A5
UAI1235:IE | WC2170 | TE4210S | SH | 20 | 71.A6 | XT9014IS:4 | A PANEL | 71.A5
UAI1236:4 | WC2171 | TE42131 | RED | 20 | 71.C6 | XT9014IS:5 | A PANEL | 71.C5
UAI1236:3 | WC2171 | TE42132 | WHT | 20 | 71.C6 | XT9014IS:6 | A PANEL | 71.C5
UAI1236:2 | WC2171 | TE42133 | BLK | 20 | 71.C6 | XT9014IS:7 | A PANEL | 71.C5
UAI1236:IE | WC2171 | TE4213S | SH | 20 | 71.C6 | XT9014IS:8 | A PANEL | 71.C5
UAI1237:4 | WC2172 | TE42161 | RED | 20 | 72.A6 | XT9014IS:9 | A PANEL | 72.A5
UAI1237:3 | WC2172 | TE42162 | WHT | 20 | 72.A6 | XT9014IS:10 | A PANEL | 72.A5
UAI1237:2 | WC2172 | TE42163 | BLK | 20 | 72.A6 | XT9014IS:11 | A PANEL | 72.A5
UAI1237:IE | WC2172 | TE4216S | SH | 20 | 72.A6 | XT9014IS:12 | A PANEL | 72.A5
UAI1231:4 | WC2173 | TE42401 | RED | 20 | 73.A6 | XT9014IS:13 | A PANEL | 73.A5
UAI1231:3 | WC2173 | TE42402 | WHT | 20 | 73.A6 | XT9014IS:14 | A PANEL | 73.A5
UAI1231:2 | WC2173 | TE42403 | BLK | 20 | 73.A6 | XT9014IS:15 | A PANEL | 73.A5
UAI1231:IE | WC2173 | TE4240S | SH | 20 | 73.A6 | XT9014IS:16 | A PANEL | 73.A5
UAI4230:4 | WC2174 | TE42301 | RED | 20 | 73.B6 | XT9014IS:17 | A PANEL | 73.B5
UAI4230:3 | WC2174 | TE42302 | WHT | 20 | 73.B6 | XT9014IS:18 | A PANEL | 73.B5
UAI4230:2 | WC2174 | TE42303 | BLK | 20 | 73.B6 | XT9014IS:19 | A PANEL | 73.B5
UAI4230:IE | WC2174 | TE4230S | SH | 20 | 73.B6 | XT9014IS:20 | A PANEL | 73.C5
AF0084:17 | WC2226 | UAI08407 | RED | 20 | 78.A7 | UAI0840:-7 | A PANEL | 78.A6
AF0084:01 | WC2226 | UAI08405 | WHT | 20 | 78.A7 | UAI0840:-5 | A PANEL | 78.A6
AF0084:00 | WC2226 | UAI08406 | BLK | 20 | 78.A7 | UAI0840:+6 | A PANEL | 78.A6
AF0084:48 | WC2226 | UAI0840S | SH | 20 | 78.A7 | FLOATING | A PANEL | 78.A6
AF0084:19 | WC2227 | UAI08417 | RED | 20 | 84.A7 | UAI0841:-7 | A PANEL | 84.A6
AF0084:03 | WC2227 | UAI08415 | WHT | 20 | 84.A7 | UAI0841:-5 | A PANEL | 84.A6
AF0084:02 | WC2227 | UAI08416 | BLK | 20 | 84.A7 | UAI0841:+6 | A PANEL | 84.A6
AF0084:50 | WC2227 | UAI0841S | SH | 20 | 84.A7 | FLOATING | A PANEL | 84.B6
AF0083:29 | WC2262 | UAI08367 | RED | 20 | 103.C7 | UAI0836:-7 | A PANEL | 103.C6
AF0083:13 | WC2262 | UAI08365 | WHT | 20 | 103.C7 | UAI0836:-5 | A PANEL | 103.C6
AF0083:12 | WC2262 | UAI08366 | BLK | 20 | 103.C7 | UAI0836:+6 | A PANEL | 103.C6
AF0083:60 | WC2262 | UAI0836S | SH | 20 | 103.C7 | FLOATING | A PANEL | 103.C6
UAI0851:1+ | WC4560 | LT31001 | RED | 20 | 83.A6 | XT9012IS:33 | A PANEL | 83.A5
UAI0851:3- | WC4560 | LT31002 | BLK | 20 | 83.A6 | XT9012IS:34 | A PANEL | 83.A5
UAI0851:IE | WC4560 | LT3100S | SH | 20 | 83.A6 | XT9012IS:35 | A PANEL | 83.A5
AF0085:02 | WC4660 | UAI08518 | RED | 20 | 83.A7 | UAI0851:+8 | A PANEL | 83.A6
AF0085:18 | WC4660 | UAI08517 | BLK | 20 | 83.A7 | UAI0851:-7 | A PANEL | 83.A6
AF0085:50 | WC4660 | UAI0851S | SH | 20 | 83.A7 | FLOATING | A PANEL | 83.A6
AF0081:05 | SC | TCP18B2 | WHT | 20 | 13.D6 | SB0400:22 | ASSEMBLY^CONTROL PANEL | 13.D5
AF0081:37 | SC | TCP18B1 | WHT | 20 | 13.D6 | SB0400:21 | ASSEMBLY^CONTROL PANEL | 13.D5
AF0081:00 | SC | UA1200J21 | WHT | 20 | 19.A7 | KA0241:11 | B PANEL | 19.A5
AF0081:01 | SC | KA024314 | WHT | 20 | 19.B7 | KA0243:14 | B PANEL | 19.B6
AF0081:02 | SC | KA024524 | WHT | 20 | 19.B7 | KA0245:24 | B PANEL | 19.B6
AF0081:04 | SC | SB047222 | WHT | 20 | 33.B7 | XT9016:6 | B PANEL | 33.B5
AF0081:08 | SC | KA024214 | WHT | 20 | 19.C7 | KA0242:14 | B PANEL | 19.C6
AF0081:09 | SC | KA023924 | WHT | 20 | 19.A7 | KA0239:24 | B PANEL | 19.B6
AF0081:10 | SC | ZS222012 | WHT | 20 | 61.A7 | XT9101:2 | B PANEL | 61.A5
AF0081:19 | SC | UA1200J27 | WHT | 20 | 20.C7 | XT9004:30 | B PANEL | 20.C5
AF0081:33 | SC | KA024311 | WHT | 20 | 19.B7 | KA0243:11 | B PANEL | 19.B6
AF0081:34 | SC | KA024521 | WHT | 20 | 19.B7 | KA0245:21 | B PANEL | 19.B6
AF0081:36 | SC | SB047221 | WHT | 20 | 33.B7 | XT9016:5 | B PANEL | 33.B5
AF0081:41 | SC | KA023921 | WHT | 20 | 19.A7 | KA0239:21 | B PANEL | 19.B6
AF0081:42 | SC | ZS222011 | WHT | 20 | 61.A7 | XT9101:1 | B PANEL | 61.A5
AF0082:11 | SC | SA047524 | WHT | 20 | 33.A7 | XT9016:4 | B PANEL | 33.B5
AF0082:13 | SC | PDS62102 | WHT | 20 | 104.A7 | XT9024:2 | B PANEL | 104.A5
AF0082:43 | SC | SA047523 | WHT | 20 | 33.A7 | XT9016:3 | B PANEL | 33.A5
AF0082:45 | SC | PDS62101 | WHT | 20 | 104.A7 | XT9024:1 | B PANEL | 104.A5
AF0086:SH | SC | IEG02302 | GRN | 14 | 7.D5 | IEG0230:2 | B PANEL | 7.D6
AF0087:00 | SC | SA047514 | WHT | 20 | 33.A7 | XT9016:2 | B PANEL | 33.A5
AF0087:05 | SC | SB620024 | WHT | 20 | 34.D7 | XT9016:10 | B PANEL | 34.D5
AF0087:32 | SC | SA047513 | WHT | 20 | 33.A7 | XT9016:1 | B PANEL | 33.A5
AF0087:37 | SC | SB620023 | WHT | 20 | 34.D7 | XT9016:9 | B PANEL | 34.D5
AF0091:03 | SC | PDS63113 | WHT | 20 | 109.B7 | XT9024:36 | B PANEL | 109.B5
AF0091:35 | SC | PDS63112 | WHT | 20 | 109.B7 | XT9024:34 | B PANEL | 109.B5
AF0093:15 | SC | HL62001 | WHT | 20 | 34.D7 | XT9016:11 | B PANEL | 34.D5
AF0093:31 | SC | HL62002 | WHT | 20 | 34.D7 | XT9016:12 | B PANEL | 34.D5
AF0094:SH | SC | IEG023011 | GRN | 14 | 7.B4 | IEG0230:11 | B PANEL | 7.B5
AF0095:02 | SC | 009502 | WHT | 20 | 53.A7 | KA0221:14 | B PANEL | 53.A6
AF0095:06 | SC | SV26461 | WHT | 20 | 66.B7 | XT9004:4 | B PANEL | 66.B5
AF0095:18 | SC | SV21202 | WHT | 20 | 53.A7 | XT9100:39 | B PANEL | 53.A5
AF0095:22 | SC | SV26462 | WHT | 20 | 66.B7 | XT9004:5 | B PANEL | 66.B5
AR0600:IE2 | SC | IEG02301 | GRN | 12 | 6.A1 | IEG0230:1 | B PANEL | 6.B6
FU0012:LD | SC | FU0012 | WHT | 14 | 15.C3 | XT9004:22 | B PANEL | 51.D5
FU0082:LD | SC | FU0082 | WHT | 14 | 7.D1 | XT9024:3 | B PANEL | 104.A5
FU0211:LD | SC | FU0211 | WHT | 14 | 16.B4 | KA1020:14 | B PANEL | 40.A6
FU0212:LD | SC | FU0212 | WHT | 16 | 16.C5 | KA0248:21 | B PANEL | 20.B6
GR0133: | SC | IEG02303 | GRN | 14 | 3.A4 | IEG0230:3 | B PANEL | 3.A4
KA0130:A2 | SC | UA1200J26 | WHT | 20 | 20.C5 | XT9004:29 | B PANEL | 20.C5
KA0134:A1 | SC | KA0134A1 | WHT | 20 | 18.C6 | AF0067:12 | B PANEL | 81.D7
KA0141:21 | SC | KT0146A1 | WHT | 20 | 18.B2 | KA0241:21 | B PANEL | 18.B2
KA0141:24 | SC | FU0139 | WHT | 20 | 18.B2 | KA0241:24 | B PANEL | 18.B2
KA0144:21 | SC | KA014421 | WHT | 20 | 105.C6 | KA0232:22 | B PANEL | 105.C6
KA0144:22 | SC | KA014422 | WHT | 20 | 105.C6 | KA0249:12 | B PANEL | 105.C6
KA6211:A1 | SC | KA6211A1 | WHT | 20 | 105.B6 | KA0246:14 | B PANEL | 105.B5
KA6212:A1 | SC | KA6212A1 | WHT | 20 | 107.B6 | KA0247:14 | B PANEL | 107.B5
KA6221:A1 | SC | KA6221A1 | WHT | 20 | 106.A6 | KA0244:24 | B PANEL | 106.A5
KA6222:A1 | SC | KA6222A1 | WHT | 20 | 108.A6 | KA0247:24 | B PANEL | 108.A5
KT0145:A1 | SC | KA024412 | WHT | 20 | 18.B6 | KA0244:12 | B PANEL | 19.D4
KT0146:15 | SC | KT014615 | WHT | 20 | 19.C6 | AF0076:10 | B PANEL | 19.C7
KT0146:18 | SC | KA024214 | WHT | 20 | 19.C6 | KA0231:14 | B PANEL | 19.C6
KT0146:A2 | SC | KT0146A2 | WHT | 20 | 18.B2 | AF0076:29 | B PANEL | 18.B2
KT0146:B1 | SC | KT0146B1 | WHT | 20 | 18.B2 | AF0076:13 | B PANEL | 18.B2
XT0011:1 | SC | QS0012LD3 | WHT | 14 | 15.C3 | XT9004:23 | B PANEL | 51.D5
XT0080:3 | SC | 0V | WHT | 14 | 7.D1 | XT9024:4 | B PANEL | 104.B5
XT0135:1 | SC | 0V | WHT | 14 | 16.B4 | KA1020:24 | B PANEL | 40.A6
XT0136:1 | SC | FU0139 | WHT | 20 | 18.A2 | XT0240:12 | B PANEL | 19.C4
XT0136:3 | SC | 0V | WHT | 20 | 18.A2 | XT0240:10 | B PANEL | 19.D3
XT0136:4 | SC | KA0231A1 | WHT | 20 | 18.B5 | KA0242:11 | B PANEL | 19.C6
XT0233:1 | SC | FU0210 | WHT | 14 | 16.C4 | FU0060:LI | B PANEL | 8.C1
XT0233:2 | SC | FU0210 | WHT | 14 | 16.C4 | FU0070:LI | B PANEL | 8.B1
XT0233:2 | SC | FU0210 | WHT | 14 | 16.C4 | FU0050:LI | B PANEL | 9.B1
XT0233:3 | SC | FU0210 | WHT | 16 | 16.C4 | XT9008:1 | B PANEL | 55.C5
XT0233:4 | SC | FU0212 | WHT | 16 | 20.C5 | XT9004:32 | B PANEL | 20.C5
XT0235:1 | SC | 0V | WHT | 14 | 16.D4 | XT0070:1 | B PANEL | 8.B1
XT0235:1 | SC | 0V | WHT | 14 | 16.D4 | XT0060:1 | B PANEL | 8.C1
XT0235:1 | SC | 0V | WHT | 20 | 16.D4 | XT0050:1 | B PANEL | 9.B1
XT0235:3 | SC | 0V | WHT | 16 | 16.D4 | XT9008:3 | B PANEL | 55.C5
XT0235:4 | SC | 0V | WHT | 16 | 20.D5 | XT9004:33 | B PANEL | 20.D5
AU0080:L2 | WC0008 | AU0080L2 | ENET | CABLE | 2.A4 | AU0070:L1 | B PANEL | 2.A5
AF0086:12 | WC4661 | FT21081 | RED | 20 | 55.C7 | XT9008:2 | B PANEL | 55.C5
AF0086:28 | WC4661 | 0V | BLK | 20 | 55.C7 | XT9008:3 | B PANEL | 55.C5
AF0086:60 | WC4661 | FT2108S | SH | 20 | 55.C7 | XT9008:4 | B PANEL | 55.C5
AF0086:38 | WC4714 | PDT61801 | RED | 20 | 102.A7 | XT9015:1 | B PANEL | 102.A5
AF0086:06 | WC4714 | PDT61802 | BLK | 20 | 102.A7 | XT9015:2 | B PANEL | 102.A5
AF0086:54 | WC4714 | PDT6180S | SH | 20 | 102.A7 | XT9015:3 | B PANEL | 102.A5
AF0086:32 | WC4715 | PDT61811 | RED | 20 | 102.A7 | XT9015:4 | B PANEL | 102.A5
AF0086:00 | WC4715 | PDT61812 | BLK | 20 | 102.A7 | XT9015:5 | B PANEL | 102.B5
AF0086:48 | WC4715 | PDT6181S | SH | 20 | 102.A7 | XT9015:6 | B PANEL | 102.B5
AF0085:42 | WC4720 | PDT11101 | RED | 20 | 48.C7 | XT9100:7 | B PANEL | 48.C5
AF0085:10 | WC4720 | PDT11102 | BLK | 20 | 48.C7 | XT9100:8 | B PANEL | 48.C5
AF0085:58 | WC4720 | PDT1110S | SH | 20 | 48.C7 | XT9100:9 | B PANEL | 48.C5
AF0093:04 | SC | 009304 | WHT | 20 | 105.A7 | XT0171:2 | FIRE SYSTEM^CONTROLLER PANEL | 105.B6
AF0093:05 | SC | 009305 | WHT | 20 | 106.A7 | XT0171:4 | FIRE SYSTEM^CONTROLLER PANEL | 106.A6
AF0093:08 | SC | 009308 | WHT | 20 | 108.A7 | XT0171:8 | FIRE SYSTEM^CONTROLLER PANEL | 108.A6
AF0093:13 | SC | 009313 | WHT | 20 | 107.A7 | XT0171:6 | FIRE SYSTEM^CONTROLLER PANEL | 107.A6
VD6221:--1N4005/1 | SC | KA017621 | WHT | 20 | 106.A5 | XT0171:3 | FIRE SYSTEM^CONTROLLER PANEL | 106.A5
VD6221:+-1N4005/1 | SC | 009305 | WHT | 20 | 106.A5 | XT0171:4 | FIRE SYSTEM^CONTROLLER PANEL | 106.A6
XT0138:2 | SC | FU0136 | WHT | 12 | 16.A3 | FU0170:LI | FIRE SYSTEM^CONTROLLER PANEL | 10.A2
AF0082:00 | SC | PS31502 | WHT | 20 | 80.B7 | XT9002:7 | GENERATOR DECS250^PANEL | 80.B5
AF0082:02 | SC | PS31702 | WHT | 20 | 80.A7 | XT9002:5 | GENERATOR DECS250^PANEL | 80.A5
AF0082:32 | SC | PS31501 | WHT | 20 | 80.B7 | XT9002:6 | GENERATOR DECS250^PANEL | 80.B5
AF0082:34 | SC | PS31701 | WHT | 20 | 80.A7 | XT9002:4 | GENERATOR DECS250^PANEL | 80.A5
AF0091:06 | SC | VS32202 | WHT | 20 | 82.A7 | XT9002:22 | GENERATOR DECS250^PANEL | 82.A5
AF0091:38 | SC | VS32201 | WHT | 20 | 82.A7 | XT9002:21 | GENERATOR DECS250^PANEL | 82.A5
KA0135:11 | SC | KM3150EN | RED | 16 | 79.A6 | XT9000AC:4 | GENERATOR DECS250^PANEL | 79.A5
KA0135:12 | SC | KM3150EP | RED | 16 | 79.A6 | XT9000AC:3 | GENERATOR DECS250^PANEL | 79.A5
KA0136:A1 | SC | PS32002 | WHT | 20 | 18.D6 | XT9002:17 | GENERATOR DECS250^PANEL | 78.D5
KA0138:14 | SC | KM3170EP | WHT | 20 | 81.C5 | XT9002:8 | GENERATOR DECS250^PANEL | 81.C5
KA2200:11 | SC | KM2220EN | RED | 16 | 58.A6 | XT9000AC:2 | GENERATOR DECS250^PANEL | 58.A6
KA2200:14 | SC | KM2220EP | RED | 16 | 58.A6 | XT9000AC:1 | GENERATOR DECS250^PANEL | 58.A6
KA3220:11 | SC | KM3220EN | RED | 16 | 82.B6 | XT9000AC:16 | GENERATOR DECS250^PANEL | 82.B5
KA3220:14 | SC | KM3220EP | RED | 16 | 82.B6 | XT9000AC:15 | GENERATOR DECS250^PANEL | 82.B5
KA6211:11 | SC | KM6211EN | RED | 16 | 105.A6 | XT9000AC:6 | GENERATOR DECS250^PANEL | 105.A5
KA6211:14 | SC | KM6211EP | RED | 16 | 105.A6 | XT9000AC:5 | GENERATOR DECS250^PANEL | 105.A5
KA6212:11 | SC | KM6212EN | RED | 16 | 107.A6 | XT9000AC:10 | GENERATOR DECS250^PANEL | 107.A5
KA6212:14 | SC | KM6212EP | RED | 16 | 107.A6 | XT9000AC:9 | GENERATOR DECS250^PANEL | 107.A5
KA6221:11 | SC | KM6221EN | RED | 16 | 106.A6 | XT9000AC:8 | GENERATOR DECS250^PANEL | 106.A5
KA6221:14 | SC | KM6221EP | RED | 16 | 106.A6 | XT9000AC:7 | GENERATOR DECS250^PANEL | 106.A5
KA6222:11 | SC | KM6222EN | RED | 16 | 108.A6 | XT9000AC:12 | GENERATOR DECS250^PANEL | 108.A5
KA6222:14 | SC | KM6222EP | RED | 16 | 108.A6 | XT9000AC:11 | GENERATOR DECS250^PANEL | 108.A5
PEG0130:5 | SC | PEG0140G | GRN/YEL | 8 | 3.B2 | PEG0140:0 | GENERATOR DECS250^PANEL | 3.B2
XT0134:3 | SC | 0V | WHT | 14 | 16.B3 | XT0334:1 | GENERATOR DECS250^PANEL | 25.C2
XT0136:1 | SC | FU0139 | WHT | 20 | 18.A2 | XT9002:16 | GENERATOR DECS250^PANEL | 78.D5
XT0136:4 | SC | KA0231A1 | WHT | 20 | 18.B5 | XT0334:2 | GENERATOR DECS250^PANEL | 25.C2
XT0136:6 | SC | 0V | WHT | 20 | 81.C6 | XT9002:9 | GENERATOR DECS250^PANEL | 81.C5
XT0138:3 | SC | FU0136 | WHT | 12 | 16.A3 | XT0332:1 | GENERATOR DECS250^PANEL | 25.B2
UAI1235:-7 | WC2270 | UAI12357 | RED | 20 | 71.A6 | AF0123:27 | GENERATOR DECS250^PANEL | 71.A7
UAI1235:-5 | WC2270 | UAI12355 | WHT | 20 | 71.A6 | AF0123:11 | GENERATOR DECS250^PANEL | 71.A7
UAI1235:+6 | WC2270 | UAI12356 | BLK | 20 | 71.A6 | AF0123:10 | GENERATOR DECS250^PANEL | 71.A7
FLOATING | WC2270 | UAI1235S | SH | 20 | 71.A6 | AF0123:58 | GENERATOR DECS250^PANEL | 71.A7
UAI1236:-7 | WC2271 | UAI12367 | RED | 20 | 71.C6 | AF0123:29 | GENERATOR DECS250^PANEL | 71.C7
UAI1236:-5 | WC2271 | UAI12365 | WHT | 20 | 71.C6 | AF0123:13 | GENERATOR DECS250^PANEL | 71.C7
UAI1236:+6 | WC2271 | UAI12366 | BLK | 20 | 71.C6 | AF0123:12 | GENERATOR DECS250^PANEL | 71.C7
FLOATING | WC2271 | UAI1236S | SH | 20 | 71.C6 | AF0123:60 | GENERATOR DECS250^PANEL | 71.C7
UAI1237:-7 | WC2272 | UAI12377 | RED | 20 | 72.A6 | AF0123:31 | GENERATOR DECS250^PANEL | 72.A7
UAI1237:-5 | WC2272 | UAI12375 | WHT | 20 | 72.A6 | AF0123:15 | GENERATOR DECS250^PANEL | 72.A7
UAI1237:+6 | WC2272 | UAI12376 | BLK | 20 | 72.A6 | AF0123:14 | GENERATOR DECS250^PANEL | 72.A7
FLOATING | WC2272 | UAI1237S | SH | 20 | 72.A6 | AF0123:62 | GENERATOR DECS250^PANEL | 72.A7
UAI1231:-7 | WC2273 | UAI12317 | RED | 20 | 73.A6 | AF0123:21 | GENERATOR DECS250^PANEL | 73.A7
UAI1231:-5 | WC2273 | UAI12315 | WHT | 20 | 73.A6 | AF0123:05 | GENERATOR DECS250^PANEL | 73.A7
UAI1231:+6 | WC2273 | UAI12316 | BLK | 20 | 73.A6 | AF0123:04 | GENERATOR DECS250^PANEL | 73.A7
FLOATING | WC2273 | UAI1231S | SH | 20 | 73.A6 | AF0123:52 | GENERATOR DECS250^PANEL | 73.A7
UAI4230:-7 | WC2274 | UAI42307 | RED | 20 | 73.B6 | AF0123:19 | GENERATOR DECS250^PANEL | 73.B7
UAI4230:-5 | WC2274 | UAI42305 | WHT | 20 | 73.B6 | AF0123:03 | GENERATOR DECS250^PANEL | 73.B7
UAI4230:+6 | WC2274 | UAI42306 | BLK | 20 | 73.B6 | AF0123:02 | GENERATOR DECS250^PANEL | 73.B7
FLOATING | WC2274 | UAI4230S | SH | 20 | 73.C6 | AF0123:50 | GENERATOR DECS250^PANEL | 73.B7
AF0085:38 | WC4112 | PT32001 | RED | 20 | 78.C7 | XT9002:1 | GENERATOR DECS250^PANEL | 78.C5
AF0085:06 | WC4112 | PT32002 | BLK | 20 | 78.C7 | XT9002:2 | GENERATOR DECS250^PANEL | 78.C5
AF0085:54 | WC4112 | PT3200S | SH | 20 | 78.C7 | XT9002:3 | GENERATOR DECS250^PANEL | 78.C5
AF0085:40 | WC4619 | PDT31001 | RED | 20 | 85.A7 | XT9002:10 | GENERATOR DECS250^PANEL | 85.A5
AF0085:08 | WC4619 | PDT31002 | BLK | 20 | 85.A7 | XT9002:11 | GENERATOR DECS250^PANEL | 85.B5
AF0085:56 | WC4619 | PDT3100S | SH | 20 | 85.A7 | XT9002:12 | GENERATOR DECS250^PANEL | 85.B5
AF0085:32 | WC4623 | PDT32401 | RED | 20 | 78.B7 | XT9002:13 | GENERATOR DECS250^PANEL | 78.B5
AF0085:00 | WC4623 | PDT32402 | BLK | 20 | 78.B7 | XT9002:14 | GENERATOR DECS250^PANEL | 78.B5
AF0085:48 | WC4623 | PDT3240S | SH | 20 | 78.B7 | XT9002:15 | GENERATOR DECS250^PANEL | 78.B5
AF0093:12 | SC | 009312 | WHT | 20 | 34.B7 | PC0470:INP_A | PWR,DISTRIBUTION RAIL^LEFT DOOR | 34.B5
AF0093:28 | SC | 009328 | WHT | 20 | 34.B7 | PC0470:-PWR | PWR,DISTRIBUTION RAIL^LEFT DOOR | 34.B5
AF0093:44 | SC | 009344 | WHT | 20 | 34.B7 | PC0470:+PWR | PWR,DISTRIBUTION RAIL^LEFT DOOR | 34.B5
XT0134:2 | SC | 0V | WHT | 14 | 16.B3 | XT0560:2 | PWR,DISTRIBUTION RAIL^LEFT DOOR | 11.B2
XT0138:2 | SC | FU0136 | WHT | 12 | 16.A3 | XT0560:1 | PWR,DISTRIBUTION RAIL^LEFT DOOR | 11.A2
XT0233:3 | SC | FU0210 | WHT | 14 | 16.C4 | FU0680:LI | PWR,DISTRIBUTION RAIL^LEFT DOOR | 4.D2
XT0235:3 | SC | 0V | WHT | 14 | 16.D4 | XT0680:2 | PWR,DISTRIBUTION RAIL^LEFT DOOR | 4.D3
AP0609:L1 | WC0680 | AP0609L1 | ENET | CABLE | 4.A1 | AT0680:LAN1 | PWR,DISTRIBUTION RAIL^LEFT DOOR | 4.A2
AF0092:12 | SC | 009212 | WHT | 20 | 10.D3 | KA0875:A1 | VIBRATION | 10.D2
AF0092:28 | SC | 009228 | WHT | 20 | 10.D3 | KA0875:A2 | VIBRATION | 10.D2
AF0093:36 | SC | 009336 | WHT | 20 | 105.A7 | KA0176:14 | VIBRATION | 105.A6
AF0093:37 | SC | 009337 | WHT | 20 | 106.A7 | KA0176:24 | VIBRATION | 106.A6
AF0093:40 | SC | 009340 | WHT | 20 | 108.A7 | KA0177:24 | VIBRATION | 108.A6
AF0093:45 | SC | 009345 | WHT | 20 | 107.A7 | KA0177:14 | VIBRATION | 107.A6
GR0134: | SC | IEG013010 | GRN | 14 | 3.A4 | IEG0130:10 | VIBRATION | 3.A4
KA0144:22 | SC | KA014422 | WHT | 20 | 105.C6 | KA0176:A1 | VIBRATION | 105.C5
UV0273:8+ | SC | UV027211 | WHT | 14 | 17.B2 | UV0272:11+ | VIBRATION | 17.A2
UV0273:9- | SC | UV027212 | WHT | 14 | 17.B2 | UV0272:12- | VIBRATION | 17.A2
UV0273:IE | SC | IEG01302 | GRN | 14 | 17.B2 | IEG0130:2 | VIBRATION | 17.B1
XT0134:2 | SC | 0V | WHT | 14 | 16.B3 | XT0170:3 | VIBRATION | 10.A2
XT0134:4 | SC | 0V | WHT | 14 | 16.B3 | XT0110:2 | VIBRATION | 24.A5
XT0135:3 | SC | 0V | WHT | 16 | 16.B4 | UV0271:9- | VIBRATION | 17.A2
XT0138:4 | SC | FU0136 | WHT | 14 | 16.B3 | XT0110:1 | VIBRATION | 24.A5
XT0139:3 | SC | FU0137 | WHT | 14 | 16.B4 | FU0272:LI | VIBRATION | 17.A3
AF0084:21 | WC0942 | UAI08427 | RED | 20 | 38.B7 | UAI0842:-7 | VIBRATION | 38.B6
AF0084:05 | WC0942 | UAI08425 | WHT | 20 | 38.B7 | UAI0842:-5 | VIBRATION | 38.B6
AF0084:04 | WC0942 | UAI08426 | BLK | 20 | 38.B7 | UAI0842:+6 | VIBRATION | 38.B6
AF0084:52 | WC0942 | UAI0842S2 | SH | 20 | 38.B7 | FLOATING | VIBRATION | 38.B6
AF0084:23 | WC0943 | UAI08437 | RED | 20 | 38.C7 | UAI0843:-7 | VIBRATION | 38.C6
AF0084:07 | WC0943 | UAI08435 | WHT | 20 | 38.C7 | UAI0843:-5 | VIBRATION | 38.C6
AF0084:06 | WC0943 | UAI08436 | BLK | 20 | 38.C7 | UAI0843:+6 | VIBRATION | 38.C6
AF0084:54 | WC0943 | UAI0843S2 | SH | 20 | 38.C7 | FLOATING | VIBRATION | 38.C6
UAI0500:7 | WC1342 | UAI05007 | RED | 20 | 75.A6 | AF0500:02 | VIBRATION | 75.A6
UAI0500:8 | WC1342 | UAI05008 | BLK | 20 | 75.A6 | AF0500:03 | VIBRATION | 75.A6
FLOATING | WC1342 | UAI0500S | SH | 20 | 75.A6 | AF0500:07 | VIBRATION | 75.A6
UAI5102:7 | WC1343 | UAI51027 | RED | 20 | 75.B6 | AF0510:10 | VIBRATION | 75.B6
UAI5102:8 | WC1343 | UAI51028 | BLK | 20 | 75.B6 | AF0510:12 | VIBRATION | 75.B6
FLOATING | WC1343 | UAI5102S | SH | 20 | 75.B6 | AF0510:27 | VIBRATION | 75.B6
UAI5103:7 | WC1344 | UAI51037 | RED | 20 | 75.B6 | AF0510:14 | VIBRATION | 75.B6
UAI5103:8 | WC1344 | UAI51038 | BLK | 20 | 75.B6 | AF0510:16 | VIBRATION | 75.B6
FLOATING | WC1344 | UAI5103S | SH | 20 | 75.B6 | AF0510:31 | VIBRATION | 75.B6
UAI5100:7 | WC1345 | UAI51007 | RED | 20 | 75.B6 | AF0510:02 | VIBRATION | 75.B6
UAI5100:8 | WC1345 | UAI51008 | BLK | 20 | 75.B6 | AF0510:04 | VIBRATION | 75.B6
FLOATING | WC1345 | UAI5100S | SH | 20 | 75.B6 | AF0510:19 | VIBRATION | 75.B6
UAI5101:7 | WC1346 | UAI51017 | RED | 20 | 75.C6 | AF0510:06 | VIBRATION | 75.C6
UAI5101:8 | WC1346 | UAI51018 | BLK | 20 | 75.C6 | AF0510:08 | VIBRATION | 75.C6
FLOATING | WC1346 | UAI5101S | SH | 20 | 75.C6 | AF0510:23 | VIBRATION | 75.C6
UAI4500:7 | WC1347 | UAI45007 | RED | 20 | 76.D6 | AF0450:02 | VIBRATION | 76.D6
UAI4500:8 | WC1347 | UAI45008 | BLK | 20 | 76.D6 | AF0450:04 | VIBRATION | 76.D6
FW141:1 | WC1347 | UAI4500S | SH | 20 | 76.D6 | AF0450:19 | VIBRATION | 76.D6
UAI0400:7 | WC1428 | UAI04007 | RED | 20 | 70.A6 | AF0400:02 | VIBRATION | 70.A6
UAI0400:8 | WC1428 | UAI04008 | BLK | 20 | 70.A6 | AF0400:03 | VIBRATION | 70.A6
FLOATING | WC1428 | UAI0400S | SH | 20 | 70.A6 | AF0400:07 | VIBRATION | 70.A6
UAI0410:7 | WC1429 | UAI04107 | RED | 20 | 70.B6 | AF0410:02 | VIBRATION | 70.B6
UAI0410:8 | WC1429 | UAI04108 | BLK | 20 | 70.B6 | AF0410:04 | VIBRATION | 70.B6
FLOATING | WC1429 | UAI0410S | SH | 20 | 70.B6 | AF0410:19 | VIBRATION | 70.B6
UAI0411:7 | WC1430 | UAI04117 | RED | 20 | 70.B6 | AF0410:06 | VIBRATION | 70.B6
UAI0411:8 | WC1430 | UAI04118 | BLK | 20 | 70.B6 | AF0410:08 | VIBRATION | 70.B6
FLOATING | WC1430 | UAI0411S | SH | 20 | 70.B6 | AF0410:23 | VIBRATION | 70.B6
UAI0412:7 | WC1431 | UAI04127 | RED | 20 | 70.C6 | AF0410:10 | VIBRATION | 70.C6
UAI0412:8 | WC1431 | UAI04128 | BLK | 20 | 70.C6 | AF0410:12 | VIBRATION | 70.C6
FLOATING | WC1431 | UAI0412S | SH | 20 | 70.C6 | AF0410:27 | VIBRATION | 70.C6
UAI0413:7 | WC1432 | UAI04137 | RED | 20 | 70.C6 | AF0410:14 | VIBRATION | 70.C6
UAI0413:8 | WC1432 | UAI04138 | BLK | 20 | 70.C6 | AF0410:16 | VIBRATION | 70.C6
FLOATING | WC1432 | UAI0413S | SH | 20 | 70.C6 | AF0410:31 | VIBRATION | 70.C6
UAI0420:7 | WC1433 | UAI04207 | RED | 20 | 70.C6 | AF0420:02 | VIBRATION | 70.C6
UAI0420:8 | WC1433 | UAI04208 | BLK | 20 | 70.C6 | AF0420:04 | VIBRATION | 70.C6
FLOATING | WC1433 | UAI0420S | SH | 20 | 70.D6 | AF0420:19 | VIBRATION | 70.C6
UAI0421:7 | WC1434 | UAI04217 | RED | 20 | 70.D6 | AF0420:06 | VIBRATION | 70.D6
UAI0421:8 | WC1434 | UAI04218 | BLK | 20 | 70.D6 | AF0420:08 | VIBRATION | 70.D6
FLOATING | WC1434 | UAI0421S | SH | 20 | 70.D6 | AF0420:23 | VIBRATION | 70.D6
UAI0452:7 | WC1435 | UAI04527 | RED | 20 | 70.D6 | AF0450:10 | VIBRATION | 70.D6
UAI0452:8 | WC1435 | UAI04528 | BLK | 20 | 70.D6 | AF0450:12 | VIBRATION | 70.D6
FLOATING | WC1435 | UAI0452S | SH | 20 | 70.D6 | AF0450:27 | VIBRATION | 70.D6
UAI1840:4 | WC1840 | UAI18404 | RED | 20 | 37.A6 | XT9019IS:1 | VIBRATION | 37.A5
UAI1840:3 | WC1840 | UAI18403 | WHT | 20 | 37.A6 | XT9019IS:2 | VIBRATION | 37.A5
UAI1840:2 | WC1840 | UAI18402 | BLK | 20 | 37.A6 | XT9019IS:3 | VIBRATION | 37.A5
UAI1840:IE | WC1840 | UAI1840S1 | SH | 20 | 37.A6 | XT9019IS:4 | VIBRATION | 37.A5
UAI1841:4 | WC1841 | UAI18414 | RED | 20 | 37.A6 | XT9019IS:5 | VIBRATION | 37.A5
UAI1841:3 | WC1841 | UAI18413 | WHT | 20 | 37.A6 | XT9019IS:6 | VIBRATION | 37.B5
UAI1841:2 | WC1841 | UAI18412 | BLK | 20 | 37.A6 | XT9019IS:7 | VIBRATION | 37.B5
UAI1841:IE | WC1841 | UAI1841S1 | SH | 20 | 37.A6 | XT9019IS:8 | VIBRATION | 37.B5
UAI1840:-7 | WC1940 | UAI18407 | RED | 20 | 37.A6 | AF0184:17 | VIBRATION | 37.A7
UAI1840:-5 | WC1940 | UAI18405 | WHT | 20 | 37.A6 | AF0184:01 | VIBRATION | 37.A7
UAI1840:+6 | WC1940 | UAI18406 | BLK | 20 | 37.A6 | AF0184:00 | VIBRATION | 37.A7
FLOATING | WC1940 | UAI1840S2 | SH | 20 | 37.A6 | AF0184:48 | VIBRATION | 37.A7
UAI1841:-7 | WC1941 | UAI18417 | RED | 20 | 37.A6 | AF0184:19 | VIBRATION | 37.A7
UAI1841:-5 | WC1941 | UAI18415 | WHT | 20 | 37.A6 | AF0184:03 | VIBRATION | 37.A7
UAI1841:+6 | WC1941 | UAI18416 | BLK | 20 | 37.A6 | AF0184:02 | VIBRATION | 37.A7
FLOATING | WC1941 | UAI1841S2 | SH | 20 | 37.B6 | AF0184:50 | VIBRATION | 37.A7
AF0083:23 | WC2228 | UAI08337 | RED | 20 | 77.A7 | UAI0833:-7 | VIBRATION | 77.A6
AF0083:07 | WC2228 | UAI08335 | WHT | 20 | 77.A7 | UAI0833:-5 | VIBRATION | 77.A6
AF0083:06 | WC2228 | UAI08336 | BLK | 20 | 77.A7 | UAI0833:+6 | VIBRATION | 77.A6
AF0083:54 | WC2228 | UAI0833S | SH | 20 | 77.A7 | FLOATING | VIBRATION | 77.B6
AF0083:21 | WC2237 | UAI08327 | RED | 20 | 66.C7 | UAI0832:-7 | VIBRATION | 66.C6
AF0083:05 | WC2237 | UAI08325 | WHT | 20 | 66.C7 | UAI0832:-5 | VIBRATION | 66.C6
AF0083:04 | WC2237 | UAI08326 | BLK | 20 | 66.C7 | UAI0832:+6 | VIBRATION | 66.C6
AF0083:52 | WC2237 | UAI0832S | SH | 20 | 66.C7 | FW0221:1 | VIBRATION | 66.C6
AF0083:27 | WC2280 | 008327 | RED | 20 | 43.A7 | UAI0835:-7 | VIBRATION | 43.A6
AF0083:11 | WC2280 | 008311 | WHT | 20 | 43.A7 | UAI0835:-5 | VIBRATION | 43.A6
AF0083:10 | WC2280 | 008310 | BLK | 20 | 43.A7 | UAI0835:+6 | VIBRATION | 43.A6
AF0083:58 | WC2280 | 008358 | SH | 20 | 43.A7 | FLOATING | VIBRATION | 43.A6
AF0083:19 | WC2454 | UAI12607 | RED | 20 | 69.B7 | UAI1260:-7 | VIBRATION | 69.B6
AF0083:03 | WC2454 | UAI12605 | WHT | 20 | 69.B7 | UAI1260:-5 | VIBRATION | 69.B6
AF0083:02 | WC2454 | UAI12606 | BLK | 20 | 69.B7 | UAI1260:+6 | VIBRATION | 69.B6
AF0083:50 | WC2454 | UAI1260S | SH | 20 | 69.B7 | FLOATING | VIBRATION | 69.B6
SolarTools ver. 24.0.84.24712 (Jul 31, 2025)
Report date: 4/30/2026 1:23 PM

## ASSEMBLY CONSOLE
ASSEMBLY CONSOLE
Project # | J1630
Project Name | PTTEP ARTHIT T70 CONTROLS RETROFIT
Revision | A.5
Controls DE | H.VOUNG
Phone:
Controls ME | P. Llamedo
Phone:
From | [5 empty] | To
Device ID | Cable (W) Conductor (SC) Jumper Clip (JC) | Wire No. | Wire ID | Gauge/Size | Page/Zone | Device ID | Location | Page/Zone
EL0273:+ | SC | ZS0273 | WHT | 14 | 11.B4 | ZS0273:2 | ASSEMBLY CONSOLE | 11.B4
HA0273:(-) | SC | HA0273N | WHT | 18 | 14.A1 | AF0202:55 | ASSEMBLY^CONTROL PANEL | 14.A3
HA0273:(+) | SC | HA0273P | WHT | 18 | 14.A1 | AF0202:23 | ASSEMBLY^CONTROL PANEL | 14.A3
EL0273:- | SC | 0V1 | WHT | 14 | 11.B4 | XT0562:1 | PWR,DISTRIBUTION RAIL^LEFT DOOR | 11.B2
ZS0273:1 | SC | FU0273 | WHT | 14 | 11.B4 | FU0273:LD | PWR,DISTRIBUTION RAIL^LEFT DOOR | 11.B3
SolarTools ver. 24.0.84.24712 (Jul 31, 2025)
Report date: 4/30/2026 1:23 PM

## ASSEMBLY^CONTROL PANEL
ASSEMBLY^CONTROL PANEL
Project # | J1630
Project Name | PTTEP ARTHIT T70 CONTROLS RETROFIT
Revision | A.5
Controls DE | H.VOUNG
Phone:
Controls ME | P. Llamedo
Phone:
From | [5 empty] | To
Device ID | Cable (W) Conductor (SC) Jumper Clip (JC) | Wire No. | Wire ID | Gauge/Size | Page/Zone | Device ID | Location | Page/Zone
AF0201:00 | SC | TCP13NO | WHT | 20 | 13.A3 | SH0400:NO | ASSEMBLY^CONTROL PANEL | 13.A1
AF0201:01 | SC | TCP14NO | WHT | 20 | 13.A3 | SH0401:NO | ASSEMBLY^CONTROL PANEL | 13.A1
AF0201:02 | SC | TCP15NO | WHT | 20 | 13.B3 | SH0409:NO | ASSEMBLY^CONTROL PANEL | 13.B1
AF0201:03 | SC | TCP16NO | WHT | 20 | 13.B3 | SH0410:NO | ASSEMBLY^CONTROL PANEL | 13.B1
AF0201:04 | SC | TCP17C2 | WHT | 20 | 13.C3 | SA0400:B-A3 | ASSEMBLY^CONTROL PANEL | 13.C1
AF0201:05 | SC | TCP17B2 | WHT | 20 | 13.C3 | SA0400:W-B1 | ASSEMBLY^CONTROL PANEL | 13.C1
AF0201:06 | SC | TCP17A2 | WHT | 20 | 13.C3 | SA0400:B-B1 | ASSEMBLY^CONTROL PANEL | 13.C1
AF0201:08 | SC | TCP23NC | WHT | 20 | 13.D3 | SB0401:NC | ASSEMBLY^CONTROL PANEL | 13.D1
AF0201:09 | SC | TCP24NO | WHT | 20 | 13.D3 | SB0402:NO | ASSEMBLY^CONTROL PANEL | 13.D1
AF0201:10 | SC | TCP25NO | WHT | 20 | 13.A7 | SB0403:NO | ASSEMBLY^CONTROL PANEL | 13.A5
AF0201:11 | SC | TCP26NO | WHT | 20 | 13.A7 | SB0404:NO | ASSEMBLY^CONTROL PANEL | 13.A5
AF0201:12 | SC | TCP29NO | WHT | 20 | 14.D3 | SB0405:NO | ASSEMBLY^CONTROL PANEL | 14.D1
AF0201:13 | SC | TCP28NC | WHT | 20 | 14.C3 | SB0406:NC | ASSEMBLY^CONTROL PANEL | 14.C1
AF0201:14 | SC | TCP31NO | WHT | 20 | 14.A6 | SB0407:NO | ASSEMBLY^CONTROL PANEL | 14.A5
AF0201:15 | SC | TCP32NO | WHT | 20 | 14.A6 | SB0408:NO | ASSEMBLY^CONTROL PANEL | 14.A5
AF0201:16 | SC | TCP30NO | WHT | 20 | 14.D3 | SH0408:NO | ASSEMBLY^CONTROL PANEL | 14.D1
AF0201:17 | SC | TCP19NO | WHT | 20 | 14.A3 | SH0404:NO | ASSEMBLY^CONTROL PANEL | 14.A1
AF0201:18 | SC | TCP20NO | WHT | 20 | 14.B3 | SH0405:NO | ASSEMBLY^CONTROL PANEL | 14.B1
AF0201:19 | SC | TCP21NO | WHT | 20 | 14.B3 | SH0411:NO | ASSEMBLY^CONTROL PANEL | 14.B1
AF0201:20 | SC | TCP22NO | WHT | 20 | 14.C3 | SH0412:NO | ASSEMBLY^CONTROL PANEL | 14.C1
AF0201:32 | SC | TCP13C | WHT | 20 | 13.A3 | SH0400:C | ASSEMBLY^CONTROL PANEL | 13.A1
AF0201:33 | SC | TCP14C | WHT | 20 | 13.A3 | SH0401:C | ASSEMBLY^CONTROL PANEL | 13.A1
AF0201:34 | SC | TCP15C | WHT | 20 | 13.B3 | SH0409:C | ASSEMBLY^CONTROL PANEL | 13.B1
AF0201:35 | SC | TCP16C | WHT | 20 | 13.B3 | SH0410:C | ASSEMBLY^CONTROL PANEL | 13.B1
AF0201:36 | SC | TCP17C1 | WHT | 20 | 13.C3 | SA0400:B-A4 | ASSEMBLY^CONTROL PANEL | 13.C1
AF0201:37 | SC | TCP17B1 | WHT | 20 | 13.C3 | SA0400:W-B2 | ASSEMBLY^CONTROL PANEL | 13.C1
AF0201:38 | SC | TCP17A1 | WHT | 20 | 13.C3 | SA0400:B-B2 | ASSEMBLY^CONTROL PANEL | 13.C1
AF0201:40 | SC | TCP23C | WHT | 20 | 13.D3 | SB0401:C | ASSEMBLY^CONTROL PANEL | 13.D1
AF0201:41 | SC | TCP24C | WHT | 20 | 13.D3 | SB0402:C | ASSEMBLY^CONTROL PANEL | 13.D1
AF0201:42 | SC | TCP25C | WHT | 20 | 13.A7 | SB0403:C | ASSEMBLY^CONTROL PANEL | 13.A5
AF0201:43 | SC | TCP26C | WHT | 20 | 13.A7 | SB0404:C | ASSEMBLY^CONTROL PANEL | 13.A5
AF0201:44 | SC | TCP29C | WHT | 20 | 14.D3 | SB0405:C | ASSEMBLY^CONTROL PANEL | 14.D1
AF0201:45 | SC | TCP28C | WHT | 20 | 14.C3 | SB0406:C | ASSEMBLY^CONTROL PANEL | 14.C1
AF0201:46 | SC | TCP31C | WHT | 20 | 14.A6 | SB0407:C | ASSEMBLY^CONTROL PANEL | 14.A5
AF0201:47 | SC | TCP32C | WHT | 20 | 14.A6 | SB0408:C | ASSEMBLY^CONTROL PANEL | 14.A5
AF0201:48 | SC | TCP30C | WHT | 20 | 14.D3 | SH0408:C | ASSEMBLY^CONTROL PANEL | 14.D1
AF0201:49 | SC | TCP19C | WHT | 20 | 14.A3 | SH0404:C | ASSEMBLY^CONTROL PANEL | 14.A1
AF0201:50 | SC | TCP20C | WHT | 20 | 14.B3 | SH0405:C | ASSEMBLY^CONTROL PANEL | 14.B1
AF0201:51 | SC | TCP21C | WHT | 20 | 14.B3 | SH0411:C | ASSEMBLY^CONTROL PANEL | 14.B1
AF0201:52 | SC | TCP22C | WHT | 20 | 14.C3 | SH0412:C | ASSEMBLY^CONTROL PANEL | 14.C1
AF0201:COM | SC | AU0200N | WHT | 16 | 11.A4 | AU0200:COM | ASSEMBLY^CONTROL PANEL | 11.A3
AF0201:P | SC | * |  |  | 11.A4 | AU0200:J | ASSEMBLY^CONTROL PANEL | 11.A3
AF0201:SHLD | SC | AF0201V+L | WHT | 14 | 11.B5 | AF0201:V+L | ASSEMBLY^CONTROL PANEL | 11.B5
AF0201:V+ | SC | AU0200P | WHT | 16 | 11.A4 | AU0200:V+ | ASSEMBLY^CONTROL PANEL | 11.A3
AF0202:00 | SC | TCP01AP | WHT | 20 | 12.A3 | HL0400:A+ | ASSEMBLY^CONTROL PANEL | 12.A1
AF0202:01 | SC | TCP02AP | WHT | 20 | 12.A3 | HL0401:A+ | ASSEMBLY^CONTROL PANEL | 12.A1
AF0202:02 | SC | TCP03AP | WHT | 20 | 12.B3 | HL0402:A+ | ASSEMBLY^CONTROL PANEL | 12.B1
AF0202:03 | SC | TCP04AP | WHT | 20 | 12.B3 | HL0403:A+ | ASSEMBLY^CONTROL PANEL | 12.B1
AF0202:04 | SC | TCP05AP | WHT | 20 | 12.C3 | HL0404:A+ | ASSEMBLY^CONTROL PANEL | 12.C1
AF0202:05 | SC | TCP06AP | WHT | 20 | 12.C3 | HL0405:A+ | ASSEMBLY^CONTROL PANEL | 12.C1
AF0202:06 | SC | TCP06BP | WHT | 20 | 12.D3 | HL0405:B+ | ASSEMBLY^CONTROL PANEL | 12.D1
AF0202:08 | SC | TCP07AP | WHT | 20 | 12.D3 | HL0406:A+ | ASSEMBLY^CONTROL PANEL | 12.D1
AF0202:09 | SC | TCP08AP | WHT | 20 | 12.A7 | HL0407:A+ | ASSEMBLY^CONTROL PANEL | 12.A5
AF0202:10 | SC | TCP09AP | WHT | 20 | 12.A7 | HL0408:A+ | ASSEMBLY^CONTROL PANEL | 12.A5
AF0202:11 | SC | TCP10AP | WHT | 20 | 12.B7 | HL0409:A+ | ASSEMBLY^CONTROL PANEL | 12.B5
AF0202:12 | SC | TCP11AP | WHT | 20 | 12.B7 | HL0411:A+ | ASSEMBLY^CONTROL PANEL | 12.B5
AF0202:13 | SC | TCP15AP | WHT | 20 | 12.C7 | SH0409:A+ | ASSEMBLY^CONTROL PANEL | 12.C5
AF0202:14 | SC | TCP15BP | WHT | 20 | 12.C7 | SH0409:B+ | ASSEMBLY^CONTROL PANEL | 12.C5
AF0202:15 | SC | TCP16AP | WHT | 20 | 12.D7 | SH0410:A+ | ASSEMBLY^CONTROL PANEL | 12.D5
AF0202:16 | SC | TCP16BP | WHT | 20 | 12.D7 | SH0410:B+ | ASSEMBLY^CONTROL PANEL | 12.D5
AF0202:17 | SC | TCP19AP | WHT | 20 | 14.B6 | SH0404:A+ | ASSEMBLY^CONTROL PANEL | 14.B5
AF0202:18 | SC | TCP20AP | WHT | 20 | 14.B6 | SH0405:A+ | ASSEMBLY^CONTROL PANEL | 14.B5
AF0202:19 | SC | TCP21AP | WHT | 20 | 14.C6 | SH0411:A+ | ASSEMBLY^CONTROL PANEL | 14.C5
AF0202:20 | SC | TCP22AP | WHT | 20 | 14.C6 | SH0412:A+ | ASSEMBLY^CONTROL PANEL | 14.C5
AF0202:21 | SC | TCP30AP | WHT | 20 | 14.D6 | SH0408:A+ | ASSEMBLY^CONTROL PANEL | 14.D5
AF0202:22 | SC | TCP30BP | WHT | 20 | 14.D6 | SH0408:B+ | ASSEMBLY^CONTROL PANEL | 14.D5
AF0202:32 | SC | TCP01A | WHT | 20 | 12.A3 | HL0400:A | ASSEMBLY^CONTROL PANEL | 12.A1
AF0202:33 | SC | TCP02A | WHT | 20 | 12.A3 | HL0401:A | ASSEMBLY^CONTROL PANEL | 12.A1
AF0202:34 | SC | TCP03A | WHT | 20 | 12.B3 | HL0402:A | ASSEMBLY^CONTROL PANEL | 12.B1
AF0202:35 | SC | TCP04A | WHT | 20 | 12.B3 | HL0403:A | ASSEMBLY^CONTROL PANEL | 12.B1
AF0202:36 | SC | TCP05A | WHT | 20 | 12.C3 | HL0404:A | ASSEMBLY^CONTROL PANEL | 12.C1
AF0202:37 | SC | TCP06A | WHT | 20 | 12.C3 | HL0405:A | ASSEMBLY^CONTROL PANEL | 12.C1
AF0202:38 | SC | TCP06B | WHT | 20 | 12.D3 | HL0405:B | ASSEMBLY^CONTROL PANEL | 12.D1
AF0202:40 | SC | TCP07A | WHT | 20 | 12.D3 | HL0406:A | ASSEMBLY^CONTROL PANEL | 12.D1
AF0202:41 | SC | TCP08A | WHT | 20 | 12.A7 | HL0407:A | ASSEMBLY^CONTROL PANEL | 12.A5
AF0202:42 | SC | TCP09A | WHT | 20 | 12.A7 | HL0408:A | ASSEMBLY^CONTROL PANEL | 12.A5
AF0202:43 | SC | TCP10A | WHT | 20 | 12.B7 | HL0409:A | ASSEMBLY^CONTROL PANEL | 12.B5
AF0202:44 | SC | TCP11A | WHT | 20 | 12.B7 | HL0411:A | ASSEMBLY^CONTROL PANEL | 12.B5
AF0202:45 | SC | TCP15A | WHT | 20 | 12.C7 | SH0409:A | ASSEMBLY^CONTROL PANEL | 12.C5
AF0202:46 | SC | TCP15B | WHT | 20 | 12.C7 | SH0409:B | ASSEMBLY^CONTROL PANEL | 12.C5
AF0202:47 | SC | TCP16A | WHT | 20 | 12.D7 | SH0410:A | ASSEMBLY^CONTROL PANEL | 12.D5
AF0202:48 | SC | TCP16B | WHT | 20 | 12.D7 | SH0410:B | ASSEMBLY^CONTROL PANEL | 12.D5
AF0202:49 | SC | TCP19A | WHT | 20 | 14.B6 | SH0404:A | ASSEMBLY^CONTROL PANEL | 14.B5
AF0202:50 | SC | TCP20A | WHT | 20 | 14.B6 | SH0405:A | ASSEMBLY^CONTROL PANEL | 14.B5
AF0202:51 | SC | TCP21A | WHT | 20 | 14.C6 | SH0411:A | ASSEMBLY^CONTROL PANEL | 14.C5
AF0202:52 | SC | TCP22A | WHT | 20 | 14.C6 | SH0412:A | ASSEMBLY^CONTROL PANEL | 14.C5
AF0202:53 | SC | TCP30A | WHT | 20 | 14.D6 | SH0408:A | ASSEMBLY^CONTROL PANEL | 14.D5
AF0202:54 | SC | TCP30B | WHT | 20 | 14.D6 | SH0408:B | ASSEMBLY^CONTROL PANEL | 14.D5
AF0202:COML | SC | AF0202COM-L | WHT | 14 | 11.B6 | AF0202:SHLD | ASSEMBLY^CONTROL PANEL | 11.B6
HL0400:A | SC | TCP01A | WHT | 20 | 12.A1 | HL0400:B | ASSEMBLY^CONTROL PANEL | 12.A1
HL0400:A+ | SC | TCP01AP | WHT | 20 | 12.A1 | HL0400:B+ | ASSEMBLY^CONTROL PANEL | 12.A1
HL0401:A | SC | TCP02A | WHT | 20 | 12.A1 | HL0401:B | ASSEMBLY^CONTROL PANEL | 12.A1
HL0401:A+ | SC | TCP02AP | WHT | 20 | 12.A1 | HL0401:B+ | ASSEMBLY^CONTROL PANEL | 12.A1
HL0402:A | SC | TCP03A | WHT | 20 | 12.B1 | HL0402:B | ASSEMBLY^CONTROL PANEL | 12.B1
HL0402:A+ | SC | TCP03AP | WHT | 20 | 12.B1 | HL0402:B+ | ASSEMBLY^CONTROL PANEL | 12.B1
HL0403:A | SC | TCP04A | WHT | 20 | 12.B1 | HL0403:B | ASSEMBLY^CONTROL PANEL | 12.B1
HL0403:A+ | SC | TCP04AP | WHT | 20 | 12.B1 | HL0403:B+ | ASSEMBLY^CONTROL PANEL | 12.B1
HL0404:A | SC | TCP05A | WHT | 20 | 12.C1 | HL0404:B | ASSEMBLY^CONTROL PANEL | 12.C1
HL0404:A+ | SC | TCP05AP | WHT | 20 | 12.C1 | HL0404:B+ | ASSEMBLY^CONTROL PANEL | 12.C1
HL0406:A | SC | TCP07A | WHT | 20 | 12.D1 | HL0406:B | ASSEMBLY^CONTROL PANEL | 12.D1
HL0406:A+ | SC | TCP07AP | WHT | 20 | 12.D1 | HL0406:B+ | ASSEMBLY^CONTROL PANEL | 12.D1
HL0407:A | SC | TCP08A | WHT | 20 | 12.A5 | HL0407:B | ASSEMBLY^CONTROL PANEL | 12.A5
HL0407:A+ | SC | TCP08AP | WHT | 20 | 12.A5 | HL0407:B+ | ASSEMBLY^CONTROL PANEL | 12.A5
HL0408:A | SC | TCP09A | WHT | 20 | 12.A5 | HL0408:B | ASSEMBLY^CONTROL PANEL | 12.A5
HL0408:A+ | SC | TCP09AP | WHT | 20 | 12.A5 | HL0408:B+ | ASSEMBLY^CONTROL PANEL | 12.A5
HL0409:A | SC | TCP10A | WHT | 20 | 12.B5 | HL0409:B | ASSEMBLY^CONTROL PANEL | 12.B5
HL0409:A+ | SC | TCP10AP | WHT | 20 | 12.B5 | HL0409:B+ | ASSEMBLY^CONTROL PANEL | 12.B5
HL0410:A | SC | 0V | WHT | 20 | 13.B5 | HL0410:B | ASSEMBLY^CONTROL PANEL | 13.B5
HL0410:A+ | SC | TCP12AP | WHT | 20 | 13.B5 | XT0564:1 B1 | ASSEMBLY^CONTROL PANEL | 13.B5
HL0410:A+ | SC | TCP12AP | WHT | 20 | 13.B5 | HL0410:B+ | ASSEMBLY^CONTROL PANEL | 13.B5
HL0411:A | SC | TCP11A | WHT | 20 | 12.B5 | HL0411:B | ASSEMBLY^CONTROL PANEL | 12.B5
HL0411:A+ | SC | TCP11AP | WHT | 20 | 12.B5 | HL0411:B+ | ASSEMBLY^CONTROL PANEL | 12.B5
SB0404:NO | SC | TCP26NO | WHT | 20 | 13.A5 | XT0564:1 T1 | ASSEMBLY^CONTROL PANEL | 13.B5
SH0400:A | SC | 0V1 | WHT | 20 | 13.B5 | SH0401:A | ASSEMBLY^CONTROL PANEL | 13.C5
SH0400:A | SC | 0V1 | WHT | 20 | 13.B5 | SH0400:B | ASSEMBLY^CONTROL PANEL | 13.B5
SH0400:A+ | SC | TCP13AP | WHT | 20 | 13.B5 | XT0564:2 B1 | ASSEMBLY^CONTROL PANEL | 13.B5
SH0400:B+ | SC | TCP13BP | WHT | 20 | 13.B5 | XT0564:3 B1 | ASSEMBLY^CONTROL PANEL | 13.B5
SH0401:A | SC | 0V1 | WHT | 20 | 13.C5 | SH0401:B | ASSEMBLY^CONTROL PANEL | 13.C5
SH0401:A+ | SC | TCP14AP | WHT | 20 | 13.C5 | XT0564:5 B1 | ASSEMBLY^CONTROL PANEL | 13.C5
SH0401:B+ | SC | TCP14BP | WHT | 20 | 13.C5 | XT0564:4 B1 | ASSEMBLY^CONTROL PANEL | 13.C5
SH0404:A | SC | TCP19A | WHT | 20 | 14.B5 | SH0404:B | ASSEMBLY^CONTROL PANEL | 14.B5
SH0404:A+ | SC | TCP19AP | WHT | 20 | 14.B5 | SH0404:B+ | ASSEMBLY^CONTROL PANEL | 14.B5
SH0405:A | SC | TCP20A | WHT | 20 | 14.B5 | SH0405:B | ASSEMBLY^CONTROL PANEL | 14.B5
SH0405:A+ | SC | TCP20AP | WHT | 20 | 14.B5 | SH0405:B+ | ASSEMBLY^CONTROL PANEL | 14.B5
SH0411:A | SC | TCP21A | WHT | 20 | 14.C5 | SH0411:B | ASSEMBLY^CONTROL PANEL | 14.C5
SH0411:A+ | SC | TCP21AP | WHT | 20 | 14.C5 | SH0411:B+ | ASSEMBLY^CONTROL PANEL | 14.C5
SH0412:A | SC | TCP22A | WHT | 20 | 14.C5 | SH0412:B | ASSEMBLY^CONTROL PANEL | 14.C5
SH0412:A+ | SC | TCP22AP | WHT | 20 | 14.C5 | SH0412:B+ | ASSEMBLY^CONTROL PANEL | 14.C5
XT0564:1 T2 | SC | TCP26NO | WHT | 20 | 13.B5 | XT0564:2 T2 | ASSEMBLY^CONTROL PANEL | 13.B5
XT0564:2 T1 | SC | TCP26NO | WHT | 20 | 13.B5 | XT0564:3 T1 | ASSEMBLY^CONTROL PANEL | 13.B5
XT0564:3 T2 | SC | TCP26NO | WHT | 20 | 13.B5 | XT0564:4 T2 | ASSEMBLY^CONTROL PANEL | 13.C5
XT0564:4 T1 | SC | TCP26NO | WHT | 20 | 13.C5 | XT0564:5 T1 | ASSEMBLY^CONTROL PANEL | 13.C5
SB0400:21 | SC | TCP18B1 | WHT | 20 | 13.D5 | AF0081:37 | A PANEL | 13.D6
SB0400:22 | SC | TCP18B2 | WHT | 20 | 13.D5 | AF0081:05 | A PANEL | 13.D6
AF0202:23 | SC | HA0273P | WHT | 18 | 14.A3 | HA0273:(+) | ASSEMBLY CONSOLE | 14.A1
AF0202:55 | SC | HA0273N | WHT | 18 | 14.A3 | HA0273:(-) | ASSEMBLY CONSOLE | 14.A1
AU0200:GND | SC | AU0200G | GRN | 14 | 11.A3 | IEG0230:13 | B PANEL | 11.B6
GR0200: | SC | IEG02308 | GRN | 14 | 3.B5 | IEG0230:8 | B PANEL | 3.B4
AU0200:L2 | WC0020 | AU0200L2 | ENET | CABLE | 2.C1 | AT0170:L1 | FIRE SYSTEM^CONTROLLER PANEL | 2.C2
AF0202:COM | SC | 0V1 | WHT | 14 | 11.A5 | XT0562:1 | PWR,DISTRIBUTION RAIL^LEFT DOOR | 11.B2
AF0202:V+ | SC | FU0201 | WHT | 14 | 11.A5 | FU0201:LD | PWR,DISTRIBUTION RAIL^LEFT DOOR | 11.B3
AU0200:COM | SC | 0V1 | WHT | 14 | 11.A3 | XT0562:1 | PWR,DISTRIBUTION RAIL^LEFT DOOR | 11.B2
AU0200:V+ | SC | FU0200 | WHT | 14 | 11.A3 | FU0200:LD | PWR,DISTRIBUTION RAIL^LEFT DOOR | 11.A3
HL0410:A | SC | 0V | WHT | 20 | 13.B5 | XT0563:4 | PWR,DISTRIBUTION RAIL^LEFT DOOR | 13.B6
SA0401:1 | SC | KA0241A1 | WHT | 20 | 13.C5 | XT0563:5 | PWR,DISTRIBUTION RAIL^LEFT DOOR | 13.C6
SA0401:2 | SC | FU0139 | WHT | 20 | 13.C5 | XT0563:6 | PWR,DISTRIBUTION RAIL^LEFT DOOR | 13.C6
SB0400:11 | SC | ESTOPB | WHT | 20 | 13.D5 | XT0563:1 | PWR,DISTRIBUTION RAIL^LEFT DOOR | 13.D6
SB0400:12 | SC | ESTOPA | WHT | 20 | 13.D5 | XT0563:2 | PWR,DISTRIBUTION RAIL^LEFT DOOR | 13.D6
SH0400:B | SC | 0V1 | WHT | 20 | 13.B5 | XT0562:3 | PWR,DISTRIBUTION RAIL^LEFT DOOR | 11.B2
XT0564:1 B2 | SC | KA023612 | WHT | 20 | 13.B5 | XT0563:3 | PWR,DISTRIBUTION RAIL^LEFT DOOR | 13.B6
AU0200:L1 | WC0018 | AU0180L2 | ENET | CABLE | 2.C1 | AU0180:L2 | VIBRATION | 2.B3
Report date: 4/30/2026 1:23 PM |  |  |  |  | SolarTools ver. 24.0.84.24712 (Jul 31, 2025)

## B PANEL
B PANEL
CONTROL CONSOLE
Project # | J1630
Project Name | PTTEP ARTHIT T70 CONTROLS RETROFIT
Revision | A.5
Controls DE | H.VOUNG
Phone:
Controls ME | P. Llamedo
Phone:
From | [5 empty] | To
Device ID | Cable (W) Conductor (SC) Jumper Clip (JC) | Wire No. | Wire ID | Gauge/Size | Page/Zone | Device ID | Location | Page/Zone
XT0050:1 | JC | 0V | CLIP | --- | 9.B1 | XT0050:2 | B PANEL | 9.B1
XT0050:2 | JC | 0V | CLIP | --- | 9.B1 | XT0050:3 | B PANEL | 9.B1
XT0060:1 | JC | 0V | CLIP | --- | 8.C1 | XT0060:2 | B PANEL | 8.C1
XT0070:1 | JC | 0V | CLIP | --- | 8.B1 | XT0070:2 | B PANEL | 8.B1
XT0240:11 | JC | FU0139 | CLIP | --- | 19.C4 | XT0240:12 | B PANEL | 19.C4
XT0240:9 | JC | 0V | CLIP | --- | 19.D3 | XT0240:10 | B PANEL | 19.D3
AF0051:04 | SC | SV26451 | WHT | 20 | 66.A7 | XT9004:34 | B PANEL | 66.B5
AF0051:08 | SC | SV26471 | WHT | 20 | 66.B7 | XT9004:6 | B PANEL | 66.C5
AF0051:20 | SC | SV26452 | WHT | 20 | 66.A7 | XT9004:35 | B PANEL | 66.B5
AF0051:24 | SC | SV26472 | WHT | 20 | 66.B7 | XT9004:7 | B PANEL | 66.C5
AF0051:COM | SC | 0V | WHT | 14 | 9.B2 | XT0050:2 | B PANEL | 9.B1
AF0051:P | SC | * |  |  | 9.B2 | AU0050:J | B PANEL | 9.A2
AF0051:V+ | SC | FU0051 | WHT | 14 | 9.B2 | FU0051:LD | B PANEL | 9.B1
AF0052:04 | SC | 005204 | WHT | 20 | 62.B7 | KA2222:11 | B PANEL | 62.B6
AF0052:08 | SC | SV22501 | WHT | 20 | 63.C7 | XT9101:22 | B PANEL | 63.C5
AF0052:20 | SC | SV22222 | WHT | 20 | 62.B7 | XT9101:6 | B PANEL | 62.B5
AF0052:24 | SC | SV22502 | WHT | 20 | 63.C7 | XT9101:23 | B PANEL | 63.C5
AF0052:COM | SC | 0V | WHT | 14 | 9.B3 | XT0050:2 | B PANEL | 9.B1
AF0052:V+ | SC | FU0052 | WHT | 14 | 9.B3 | FU0052:LD | B PANEL | 9.B1
AF0053:00 | SC | SV64201 | WHT | 20 | 63.B7 | XT9101:20 | B PANEL | 63.B5
AF0053:02 | SC | SV64301 | WHT | 20 | 65.B7 | XT9101:24 | B PANEL | 65.B5
AF0053:04 | SC | SV22241 | WHT | 20 | 67.D7 | XT9008:15 | B PANEL | 67.D5
AF0053:08 | SC | SV22601 | WHT | 20 | 61.C7 | XT9101:29 | B PANEL | 61.C5
AF0053:16 | SC | SV64202 | WHT | 20 | 63.B7 | XT9101:21 | B PANEL | 63.B5
AF0053:18 | SC | SV64302 | WHT | 20 | 65.B7 | XT9101:25 | B PANEL | 65.B5
AF0053:20 | SC | SV22242 | WHT | 20 | 67.D7 | XT9008:17 | B PANEL | 67.D5
AF0053:24 | SC | SV22602 | WHT | 20 | 61.C7 | XT9101:30 | B PANEL | 61.C5
AF0053:COM | SC | 0V | WHT | 14 | 9.B3 | XT0050:3 | B PANEL | 9.B1
AF0053:V+ | SC | FU0053 | WHT | 14 | 9.B3 | FU0053:LD | B PANEL | 9.B1
AF0054:11 | SC | PS21062 | WHT | 20 | 56.A7 | XT9200:12 | B PANEL | 56.A5
AF0054:43 | SC | PS21061 | WHT | 20 | 56.A7 | XT9200:11 | B PANEL | 56.A5
AF0054:COM | SC | AF0054N | WHT | 20 | 9.B4 | AF0055:COM | B PANEL | 9.B5
AF0054:COM | SC | AU0050N | WHT | 20 | 9.B4 | AU0050:COM | B PANEL | 9.A2
AF0054:V+ | SC | AF0054P | WHT | 20 | 9.B4 | AF0055:V+ | B PANEL | 9.B5
AF0054:V+ | SC | AU0050P | WHT | 20 | 9.B4 | AU0050:V+ | B PANEL | 9.A2
AF0055:COM | SC | AF0055N | WHT | 20 | 9.B5 | AF0056:COM | B PANEL | 9.B5
AF0055:SH | SC | AF0055G | GRN | 14 | 9.B5 | AF0056:SH | B PANEL | 9.B5
AF0055:SH | SC | AU0050G | GRN | 14 | 9.B5 | AU0050:GND | B PANEL | 9.A2
AF0055:V+ | SC | AF0055P | WHT | 20 | 9.B5 | AF0056:V+ | B PANEL | 9.B5
AF0061:04 | SC | FCE21309 | WHT | 20 | 51.C7 | XT9004:16 | B PANEL | 51.C5
AF0061:20 | SC | FCE213010 | WHT | 20 | 51.C7 | XT9004:17 | B PANEL | 51.C5
AF0061:COM | SC | 0V | WHT | 14 | 8.C2 | XT0060:2 | B PANEL | 8.C1
AF0061:P | SC | * |  |  | 8.C2 | AU0060:J | B PANEL | 8.B2
AF0061:V+ | SC | FU0061 | WHT | 14 | 8.C2 | FU0061:LD | B PANEL | 8.C1
AF0062:00 | SC | 006200 | WHT | 20 | 53.B7 | KA0222:14 | B PANEL | 53.B6
AF0062:04 | SC | 006204 | WHT | 20 | 41.A7 | KA0233:14 | B PANEL | 41.A5
AF0062:06 | SC | 006206 | WHT | 20 | 41.A7 | XT0237:3 B2 | B PANEL | 41.A5
AF0062:16 | SC | SV21242 | WHT | 20 | 53.B7 | XT9100:37 | B PANEL | 53.C5
AF0062:20 | SC | SV1420B2 | WHT | 20 | 41.A7 | XT9100:43 | B PANEL | 41.A5
AF0062:22 | SC | SV1420A2 | WHT | 20 | 41.A7 | XT9100:41 | B PANEL | 41.A5
AF0062:38 | SC | 006238 | WHT | 20 | 41.A7 | KA0233:22 | B PANEL | 41.A6
AF0062:COM | SC | 0V | WHT | 14 | 8.C3 | XT0060:2 | B PANEL | 8.C1
AF0062:V+ | SC | FU0062 | WHT | 14 | 8.C3 | FU0062:LD | B PANEL | 8.C1
AF0063:02 | SC | FCE213014 | WHT | 20 | 51.D7 | XT9004:21 | B PANEL | 51.D5
AF0063:03 | SC | FCE213012 | WHT | 20 | 51.C7 | XT9004:19 | B PANEL | 51.C5
AF0063:08 | SC | PDS62202 | WHT | 20 | 104.B7 | XT9024:6 | B PANEL | 104.B5
AF0063:15 | SC | PDS63103 | WHT | 20 | 109.A7 | XT9024:35 | B PANEL | 109.A5
AF0063:34 | SC | FCE213013 | WHT | 20 | 51.D7 | XT9004:20 | B PANEL | 51.D5
AF0063:35 | SC | FCE213011 | WHT | 20 | 51.C7 | XT9004:18 | B PANEL | 51.C5
AF0063:40 | SC | PDS62201 | WHT | 20 | 104.B7 | XT9024:5 | B PANEL | 104.B5
AF0063:47 | SC | PDS63102 | WHT | 20 | 109.A7 | XT9024:33 | B PANEL | 109.A5
AF0063:COM | SC | AF0063N | WHT | 20 | 8.C3 | AF0064:COM | B PANEL | 8.B4
AF0063:COM | SC | AU0060N | WHT | 20 | 8.C3 | AU0060:COM | B PANEL | 8.B2
AF0063:V+ | SC | AF0063P | WHT | 20 | 8.C3 | AF0064:V+ | B PANEL | 8.B4
AF0063:V+ | SC | AU0060P | WHT | 20 | 8.C3 | AU0060:V+ | B PANEL | 8.B2
AF0064:COM | SC | AF0064N | WHT | 20 | 8.B4 | AF0065:COM | B PANEL | 8.B5
AF0064:SH | SC | AF0064G | GRN | 14 | 8.B4 | AF0065:SH | B PANEL | 8.B5
AF0064:SH | SC | AU0060G | GRN | 14 | 8.B4 | AU0060:GND | B PANEL | 8.B2
AF0064:V+ | SC | AF0064P | WHT | 20 | 8.B4 | AF0065:V+ | B PANEL | 8.B5
AF0065:COM | SC | AF0065N | WHT | 20 | 8.B5 | AF0066:COM | B PANEL | 8.C5
AF0065:SH | SC | AF0065G | GRN | 14 | 8.B5 | AF0066:SH | B PANEL | 8.C5
AF0065:V+ | SC | AF0065P | WHT | 20 | 8.B5 | AF0066:V+ | B PANEL | 8.C5
AF0066:COM | SC | AF0066N | WHT | 20 | 8.C5 | AF0068:COM | B PANEL | 8.C6
AF0066:SH | SC | AF0066G | WHT | 14 | 8.C5 | AF0068:SH | B PANEL | 8.C6
AF0066:V+ | SC | AF0066P | WHT | 20 | 8.C5 | AF0068:V+ | B PANEL | 8.C6
AF0067:00 | SC | SV21501 | WHT | 20 | 53.D7 | XT9100:29 | B PANEL | 53.D5
AF0067:04 | SC | SV21211 | WHT | 20 | 53.C7 | XT9100:31 | B PANEL | 53.C5
AF0067:06 | SC | 006706 | WHT | 20 | 61.B7 | KA2220:11 | B PANEL | 61.B6
AF0067:08 | SC | SV17201 | WHT | 20 | 49.C7 | XT9100:13 | B PANEL | 49.C5
AF0067:10 | SC | SV17101 | WHT | 20 | 49.C7 | XT9100:15 | B PANEL | 49.C5
AF0067:16 | SC | SV21502 | WHT | 20 | 53.D7 | XT9100:30 | B PANEL | 53.D5
AF0067:20 | SC | SV21212 | WHT | 20 | 53.C7 | XT9100:32 | B PANEL | 53.C5
AF0067:22 | SC | SV22202 | WHT | 20 | 61.B7 | XT9101:4 | B PANEL | 61.B5
AF0067:24 | SC | SV17202 | WHT | 20 | 49.C7 | XT9100:14 | B PANEL | 49.C5
AF0067:26 | SC | SV17102 | WHT | 20 | 49.C7 | XT9100:16 | B PANEL | 49.C5
AF0067:COM | SC | 0V | WHT | 14 | 8.C6 | XT0060:2 | B PANEL | 8.C1
AF0067:V+ | SC | FU0063 | WHT | 14 | 8.C6 | FU0063:LD | B PANEL | 8.C1
AF0068:SH | SC | IEG02304 | GRN | 14 | 8.C6 | IEG0230:4 | B PANEL | 8.C7
AF0071:COM | SC | AF0071N | WHT | 20 | 8.B2 | AF0072:COM | B PANEL | 8.A3
AF0071:COM | SC | AU0070N | WHT | 20 | 8.B2 | AU0070:COM | B PANEL | 8.A2
AF0071:P | SC | * |  |  | 8.B2 | AU0070:J | B PANEL | 8.A2
AF0071:SH | SC | AF0071G | GRN | 14 | 8.B2 | AF0072:SH | B PANEL | 8.A3
AF0071:SH | SC | AU0070G | GRN | 14 | 8.B2 | AU0070:GND | B PANEL | 8.A2
AF0071:V+ | SC | AF0071P | WHT | 20 | 8.B2 | AF0072:V+ | B PANEL | 8.A3
AF0071:V+ | SC | AU0070P | WHT | 20 | 8.B2 | AU0070:V+ | B PANEL | 8.A2
AF0072:COM | SC | AF0072N | WHT | 20 | 8.A3 | AF0073:COM | B PANEL | 8.B3
AF0072:SH | SC | AF0072G | GRN | 14 | 8.A3 | AF0073:SH | B PANEL | 8.B3
AF0072:V+ | SC | AF0072P | WHT | 20 | 8.A3 | AF0073:V+ | B PANEL | 8.B3
AF0073:COM | SC | AF0073N | WHT | 20 | 8.B3 | AF0074:COM | B PANEL | 8.B4
AF0073:SH | SC | AF0073G | GRN | 14 | 8.B3 | AF0074:SH | B PANEL | 8.B4
AF0073:V+ | SC | AF0073P | WHT | 20 | 8.B3 | AF0074:V+ | B PANEL | 8.B4
AF0074:COM | SC | AF0074N | WHT | 20 | 8.B4 | AF0075:COM | B PANEL | 8.A5
AF0074:SH | SC | AF0074G | GRN | 14 | 8.B4 | AF0075:SH | B PANEL | 8.A5
AF0074:V+ | SC | AF0074P | WHT | 20 | 8.B4 | AF0075:V+ | B PANEL | 8.A5
AF0075:COM | SC | AF0075N | WHT | 20 | 8.A5 | AF0077:COM | B PANEL | 8.B6
AF0075:SH | SC | AF0075G | GRN | 20 | 8.A5 | AF0077:SH | B PANEL | 8.B6
AF0075:V+ | SC | AF0075P | WHT | 20 | 8.A5 | AF0077:V+ | B PANEL | 8.B6
AF0076:00 | SC | 007600 | WHT | 20 | 51.B7 | KA0237:14 | B PANEL | 51.B6
AF0076:02 | SC | 007602 | WHT | 20 | 53.A7 | KA0221:A1 | B PANEL | 53.A6
AF0076:03 | SC | 007603 | WHT | 20 | 59.C7 | KA0220:A1 | B PANEL | 59.C6
AF0076:04 | SC | 007604 | WHT | 20 | 53.B7 | KA0222:A1 | B PANEL | 53.B6
AF0076:05 | SC | 007605 | WHT | 20 | 61.B7 | KA2220:A1 | B PANEL | 61.B6
AF0076:06 | SC | 007606 | WHT | 20 | 62.B7 | KA2222:A1 | B PANEL | 62.B6
AF0076:07 | SC | 007607 | WHT | 20 | 34.A7 | KA1020:A1 | B PANEL | 34.A5
AF0076:11 | SC | UA1200J14 | WHT | 20 | 20.B7 | XT9004:27 | B PANEL | 20.B5
AF0076:12 | SC | 007612 | WHT | 20 | 20.C7 | XT0237:1 B2 | B PANEL | 20.C5
AF0076:16 | SC | FCE21308 | WHT | 20 | 51.B7 | XT9004:15 | B PANEL | 51.B5
AF0076:18 | SC | 007618 | WHT | 20 | 53.A7 | KA0221:A2 | B PANEL | 53.A6
AF0076:19 | SC | 007619 | WHT | 20 | 59.C7 | KA0220:A2 | B PANEL | 59.C6
AF0076:20 | SC | 007620 | WHT | 20 | 53.B7 | KA0222:A2 | B PANEL | 53.B6
AF0076:21 | SC | 007621 | WHT | 20 | 61.B7 | KA2220:A2 | B PANEL | 61.B6
AF0076:22 | SC | 007622 | WHT | 20 | 62.B7 | KA2222:A2 | B PANEL | 62.B6
AF0076:23 | SC | 007623 | WHT | 20 | 34.A7 | KA1020:A2 | B PANEL | 34.A5
AF0076:26 | SC | KA0231A2 | WHT | 20 | 19.C7 | KA0231:A2 | B PANEL | 19.C6
AF0076:COM | SC | 0V | WHT | 14 | 8.A5 | XT0070:2 | B PANEL | 8.B1
AF0076:V+ | SC | FU0071 | WHT | 14 | 8.A5 | FU0071:LD | B PANEL | 8.B1
AF0077:SH | SC | IEG02305 | GRN | 14 | 8.B6 | IEG0230:5 | B PANEL | 8.B7
AU0050:COM | SC | 0V | WHT | 20 | 9.A2 | XT0050:1 | B PANEL | 9.B1
AU0050:V+ | SC | FU0050 | WHT | 14 | 9.A2 | FU0050:LD | B PANEL | 9.B1
AU0060:COM | SC | 0V | WHT | 14 | 8.B2 | XT0060:1 | B PANEL | 8.C1
AU0060:V+ | SC | FU0060 | WHT | 14 | 8.B2 | FU0060:LD | B PANEL | 8.C1
AU0070:COM | SC | 0V | WHT | 14 | 8.A2 | XT0070:1 | B PANEL | 8.B1
AU0070:V+ | SC | FU0070 | WHT | 14 | 8.A2 | FU0070:LD | B PANEL | 8.B1
XT9016:29 | SC | JW1 | CLIP | CLIP | 35.D5 | XT9016:28 | B PANEL | 35.D5
FU0050:LI | SC | FU0210 | WHT | 14 | 9.B1 | FU0051:LI | B PANEL | 9.B1
FU0051:LI | SC | FU0210 | WHT | 14 | 9.B1 | FU0052:LI | B PANEL | 9.B1
FU0052:LI | SC | FU0210 | WHT | 14 | 9.B1 | FU0053:LI | B PANEL | 9.B1
FU0053:LI | SC | FU0210 | WHT | 14 | 9.B1 | FU0054:LI | B PANEL | 9.B1
FU0054:LD | SC | FU0054 | WHT | 14 | 9.B1 | XT0050:4 | B PANEL | 59.C7
FU0054:LI | SC | FU0210 | WHT | 14 | 9.B1 | FU0055:LI | B PANEL | 9.C1
FU0055:LD | SC | FU0055 | WHT | 16 | 9.C1 | XT9200:13 | B PANEL | 57.C5
FU0060:LI | SC | FU0210 | WHT | 14 | 8.C1 | FU0061:LI | B PANEL | 8.C1
FU0061:LI | SC | FU0210 | WHT | 14 | 8.C1 | FU0062:LI | B PANEL | 8.C1
FU0062:LI | SC | FU0210 | WHT | 14 | 8.C1 | FU0063:LI | B PANEL | 8.C1
FU0070:LI | SC | FU0210 | WHT | 14 | 8.B1 | FU0071:LI | B PANEL | 8.B1
GR0231: | SC | IEG02306 | GRN | 14 | 3.B4 | IEG0230:6 | B PANEL | 3.B3
GR0232: | SC | IEG023014 | GRN | 14 | 3.B4 | IEG0230:14 | B PANEL | 3.B3
GR0233: | SC | IEG02309 | GRN | 14 | 3.B5 | IEG0230:9 | B PANEL | 3.B4
GR9100: | SC | GR9100 | GRN/YEL | 14 | 3.B4 | FRAME | B PANEL | 3.B4
GR91001: | SC | GR91001 | GRN/YEL | 14 | 3.B5 | FRAME | B PANEL | 3.B5
KA0220:11 | SC | FCE22257 | WHT | 14 | 59.C5 | XT9101:16 | B PANEL | 59.C5
KA0220:14 | SC | KA022014 | WHT | 14 | 59.C5 | KA0248:11 | B PANEL | 59.C6
KA0221:11 | SC | KA022111 | WHT | 20 | 53.A6 | KA0235:24 | B PANEL | 53.A5
KA0222:11 | SC | KA022211 | WHT | 20 | 53.B6 | KA0236:24 | B PANEL | 53.B5
KA0231:11 | SC | KA0231A1 | WHT | 20 | 19.C6 | KA0242:11 | B PANEL | 19.C6
KA0231:11 | SC | KA0231A1 | WHT | 20 | 19.C6 | KA0231:A1 | B PANEL | 19.C6
KA0231:14 | SC | KA024214 | WHT | 20 | 19.C6 | KA0242:14 | B PANEL | 19.C6
KA0231:21 | SC | KA023121 | WHT | 20 | 19.A4 | KA0245:14 | B PANEL | 19.A4
KA0231:A1 | SC | KA0231A1 | WHT | 20 | 19.C6 | KA0232:A1 | B PANEL | 19.D6
KA0231:A2 | SC | KA0231A2 | WHT | 20 | 19.C6 | KA0232:A2 | B PANEL | 19.D6
KA0232:22 | SC | KA014421 | WHT | 20 | 105.C6 | KA0249:11 | B PANEL | 105.C6
KA0232:A1 | SC | KA0231A1 | WHT | 20 | 19.D6 | KA0233:A1 | B PANEL | 19.D6
KA0232:A2 | SC | KA0231A2 | WHT | 20 | 19.D6 | KA0233:A2 | B PANEL | 19.D6
KA0233:11 | SC | SV1420B1 | WHT | 20 | 41.A5 | XT9100:42 | B PANEL | 41.A5
KA0233:21 | SC | KA023321 | WHT | 20 | 41.A6 | XT0237:3 T2 | B PANEL | 41.A5
KA0233:A1 | SC | KA0231A1 | WHT | 20 | 19.D6 | KA0234:A1 | B PANEL | 19.D6
KA0233:A2 | SC | KA0231A2 | WHT | 20 | 19.D6 | KA0234:A2 | B PANEL | 19.D6
KA0235:11 | SC | UA1200J21 | WHT | 20 | 19.A5 | XT0060:3 | B PANEL | 20.C5
KA0235:11 | SC | UA1200J21 | WHT | 20 | 19.A5 | KA0241:11 | B PANEL | 19.A5
KA0235:14 | SC | KA024114 | WHT | 20 | 19.A5 | KA0241:14 | B PANEL | 19.A5
KA0235:21 | SC | SV21201 | WHT | 20 | 53.A5 | XT9100:38 | B PANEL | 53.A5
KA0235:A1 | SC | ESTOP | WHT | 20 | 19.A2 | KA0236:A1 | B PANEL | 19.B2
KA0235:A1 | SC | ESTOP | WHT | 20 | 19.A2 | XT0240:4 | B PANEL | 19.A3
KA0236:11 | SC | FU0139 | WHT | 20 | 19.D4 | KA0244:11 | B PANEL | 19.D4
KA0236:11 | SC | FU0139 | WHT | 20 | 19.D4 | XT0240:12 | B PANEL | 19.C4
KA0236:12 | SC | KA023612 | WHT | 20 | 19.D4 | XT0240:13 | B PANEL | 19.D4
KA0236:21 | SC | SV21241 | WHT | 16 | 53.B5 | XT9100:36 | B PANEL | 53.B5
KA0236:A1 | SC | ESTOP | WHT | 20 | 19.B2 | KA0237:A1 | B PANEL | 19.B2
KA0236:A2 | SC | 0V | WHT | 20 | 19.B2 | KA0235:A2 | B PANEL | 19.A2
KA0236:A2 | SC | 0V | WHT | 20 | 19.B2 | KA0237:A2 | B PANEL | 19.B2
KA0237:11 | SC | FCE21307 | WHT | 20 | 51.B6 | XT9004:14 | B PANEL | 51.B5
KA0237:A1 | SC | ESTOP | WHT | 20 | 19.B2 | KA0238:A1 | B PANEL | 19.B2
KA0237:A2 | SC | 0V | WHT | 20 | 19.B2 | KA0238:A2 | B PANEL | 19.B2
KA0238:11 | SC | SV22221 | WHT | 20 | 62.B5 | XT9101:5 | B PANEL | 62.B5
KA0238:14 | SC | KA222214 | WHT | 20 | 62.B5 | KA2222:14 | B PANEL | 62.B6
KA0238:A1 | SC | ESTOP | WHT | 20 | 19.B2 | KA0239:A1 | B PANEL | 19.B2
KA0238:A2 | SC | 0V | WHT | 20 | 19.B2 | KA0239:A2 | B PANEL | 19.B2
KA0239:A1 | SC | ESTOP | WHT | 20 | 19.B2 | KA0240:A1 | B PANEL | 19.B2
KA0239:A2 | SC | 0V | WHT | 20 | 19.B2 | KA0240:A2 | B PANEL | 19.B2
KA0240:21 | SC | KA222014 | WHT | 20 | 61.B5 | KA2220:14 | B PANEL | 61.B6
KA0240:24 | SC | SV22201 | WHT | 20 | 61.B5 | XT9101:3 | B PANEL | 61.B5
KA0240:A1 | SC | ESTOP | WHT | 20 | 19.B2 | KA0248:A1 | B PANEL | 19.C2
KA0240:A2 | SC | 0V | WHT | 20 | 19.B2 | KA0248:A2 | B PANEL | 19.C2
KA0241:14 | SC | KA024114 | WHT | 20 | 19.A5 | KA0231:24 | B PANEL | 19.A4
KA0241:A1 | SC | KA0241A1 | WHT | 20 | 19.C2 | KA0242:A1 | B PANEL | 19.C2
KA0241:A1 | SC | KA0241A1 | WHT | 20 | 19.C2 | XT0240:6 | B PANEL | 19.C3
KA0241:A2 | SC | 0V | WHT | 20 | 19.C2 | KA0242:A2 | B PANEL | 19.C2
KA0241:A2 | SC | 0V | WHT | 20 | 19.C2 | KA0250:A2 | B PANEL | 19.C2
KA0242:21 | SC | KA024221 | WHT | 20 | 20.C6 | XT0237:1 T2 | B PANEL | 20.C5
KA0242:24 | SC | KA024822 | WHT | 20 | 20.C6 | KA0248:22 | B PANEL | 20.B6
KA0242:A2 | SC | 0V | WHT | 20 | 19.C2 | KA0243:A2 | B PANEL | 19.C2
KA0243:21 | SC | ESTOPC | WHT | 20 | 19.A3 | XT0240:1 | B PANEL | 19.A3
KA0243:24 | SC | KA024511 | WHT | 20 | 19.A3 | KA0245:11 | B PANEL | 19.A4
KA0243:A1 | SC | KA0243A1 | WHT | 20 | 19.C2 | KA0244:A1 | B PANEL | 19.D2
KA0243:A1 | SC | KA0243A1 | WHT | 20 | 19.C2 | XT0240:7 | B PANEL | 19.C3
KA0243:A2 | SC | 0V | WHT | 20 | 19.C2 | KA0244:A2 | B PANEL | 19.D2
KA0244:A1 | SC | KA0243A1 | WHT | 20 | 19.D2 | KA0246:A1 | B PANEL | 19.D2
KA0244:A2 | SC | 0V | WHT | 20 | 19.D2 | KA0246:A2 | B PANEL | 19.D2
KA0245:A1 | SC | KA0245A1 | WHT | 20 | 19.D2 | KA0249:A1 | B PANEL | 19.D2
KA0245:A1 | SC | KA0245A1 | WHT | 20 | 19.D2 | XT0240:8 | B PANEL | 19.D3
KA0245:A2 | SC | 0V | WHT | 20 | 19.D2 | KA0249:A2 | B PANEL | 19.D2
KA0245:A2 | SC | 0V | WHT | 20 | 19.D2 | KA0247:A2 | B PANEL | 19.D2
KA0246:A1 | SC | KA0243A1 | WHT | 20 | 19.D2 | KA0247:A1 | B PANEL | 19.D2
KA0246:A2 | SC | 0V | WHT | 20 | 19.D2 | KA0247:A2 | B PANEL | 19.D2
KA0248:14 | SC | FU0054 | WHT | 20 | 59.C6 | XT0050:4 | B PANEL | 59.C7
KA0248:A1 | SC | ESTOP | WHT | 20 | 19.C2 | KA0250:A1 | B PANEL | 19.C2
KA0248:A2 | SC | 0V | WHT | 20 | 19.C2 | KA0250:A2 | B PANEL | 19.C2
KA0249:A2 | SC | 0V | WHT | 20 | 19.D2 | XT0240:10 | B PANEL | 19.D3
KA1020:11 | SC | LZ1020B | WHT | 14 | 40.A6 | XT9017:1 | B PANEL | 40.A5
KA1020:21 | SC | LZ1020A | WHT | 14 | 40.A6 | XT9017:2 | B PANEL | 40.A5
RR01781:-3.01K OHM | SC | ZS66111 | WHT | 20 | 97.B5 | XT9008:21 | B PANEL | 97.B5
RR01782:-3.01K OHM | SC | ZS66121 | WHT | 20 | 97.B5 | XT9008:23 | B PANEL | 97.B5
RR01783:-3.01K OHM | SC | ZS66211 | WHT | 20 | 97.D5 | XT9008:28 | B PANEL | 97.D5
RR01784:-3.01K OHM | SC | ZS66221 | WHT | 20 | 97.D5 | XT9008:32 | B PANEL | 97.D5
XT0050:5 | SC | 0V | WHT | 14 | 59.C7 | XT0050:3 | B PANEL | 9.B1
XT0240:1 | SC | ESTOPC | WHT | 20 | 19.A3 | XT9016:29 | B PANEL | 35.D5
XT0240:2 | SC | ESTOPB | WHT | 20 | 19.A3 | XT9016:28 | B PANEL | 35.D5
XT0240:3 | SC | ESTOPA | WHT | 20 | 19.A3 | XT9016:7 | B PANEL | 33.B5
XT0240:4 | SC | ESTOP | WHT | 20 | 19.A3 | XT9016:8 | B PANEL | 33.C5
XT9004:28 | SC | UA1200J15 | WHT | 20 | 20.C5 | XT0237:1 B1 | B PANEL | 20.C5
XT9004:31 | SC | UA1200J21 | WHT | 20 | 20.C5 | XT0060:3 | B PANEL | 20.C5
XT9100:40 | SC | SV1420A1 | WHT | 20 | 41.A5 | XT0237:3 B1 | B PANEL | 41.A5
XT9101:17 | SC | 0V | WHT | 14 | 59.C5 | XT9101:19 | B PANEL | 59.C5
XT9101:18 | SC | FU0054 | WHT | 14 | 59.C5 | XT0050:4 | B PANEL | 59.C7
XT9101:19 | SC | 0V | WHT | 14 | 59.C5 | XT0050:5 | B PANEL | 59.C7
XT9200:15 | SC | 0V | WHT | 16 | 57.C5 | XT0050:2 | B PANEL | 9.B1
AU0050:L1 | WC0006 | AU0060L2 | ENET | CABLE | 2.A1 | AU0060:L2 | B PANEL | 2.A6
AU0060:L1 | WC0007 | AU0070L2 | ENET | CABLE | 2.A6 | AU0070:L2 | B PANEL | 2.A5
AF0056:36 | WC4007 | PT26451 | RED | 20 | 66.A7 | XT9200:1 | B PANEL | 66.A5
AF0056:04 | WC4007 | PT26452 | BLK | 20 | 66.A7 | XT9200:2 | B PANEL | 66.A5
AF0056:52 | WC4007 | PT2645S | SH | 20 | 66.A7 | XT9200:3 | B PANEL | 66.A5
AF0066:04 | WC4081 | FCE21301 | RED | 20 | 51.A7 | XT9004:8 | B PANEL | 51.A5
AF0066:20 | WC4081 | FCE21302 | BLK | 20 | 51.A7 | XT9004:9 | B PANEL | 51.A5
AF0066:52 | WC4081 | FCE2130S1 | SH | 20 | 51.A7 | XT9004:10 | B PANEL | 51.A5
AF0074:00 | WC4082 | FCE21305 | RED | 20 | 51.B7 | XT9004:11 | B PANEL | 51.B5
AF0074:16 | WC4082 | FCE21306 | BLK | 20 | 51.B7 | XT9004:12 | B PANEL | 51.B5
AF0074:48 | WC4082 | FCE2130S2 | SH | 20 | 51.B7 | XT9004:13 | B PANEL | 51.B5
AF0075:44 | WC4101 | PDT15001 | RED | 20 | 47.C7 | XT9100:4 | B PANEL | 47.C5
AF0075:12 | WC4101 | PDT15002 | BLK | 20 | 47.C7 | XT9100:5 | B PANEL | 47.D5
AF0075:60 | WC4101 | PDT1500S | SH | 20 | 47.C7 | XT9100:6 | B PANEL | 47.D5
AF0056:34 | WC4110 | PT22301 | RED | 20 | 67.A7 | XT9101:26 | B PANEL | 67.A5
AF0056:02 | WC4110 | PT22302 | BLK | 20 | 67.A7 | XT9101:27 | B PANEL | 67.A5
AF0056:50 | WC4110 | PT2230S | SH | 20 | 67.A7 | XT9101:28 | B PANEL | 67.A5
AF0064:36 | WC4122 | PT21301 | RED | 20 | 52.C7 | XT9100:23 | B PANEL | 52.C5
AF0064:04 | WC4122 | PT21302 | BLK | 20 | 52.C7 | XT9100:24 | B PANEL | 52.C5
AF0064:52 | WC4122 | PT2130S | SH | 20 | 52.C7 | XT9100:25 | B PANEL | 52.C5
AF0075:36 | WC4123 | PT21311 | RED | 20 | 52.C7 | XT9100:26 | B PANEL | 52.C5
AF0075:04 | WC4123 | PT21312 | BLK | 20 | 52.C7 | XT9100:27 | B PANEL | 52.C5
AF0075:52 | WC4123 | PT2131S | SH | 20 | 52.C7 | XT9100:28 | B PANEL | 52.D5
AF0055:44 | WC4155 | PT22251 | RED | 20 | 59.A7 | XT9101:7 | B PANEL | 59.A5
AF0055:12 | WC4155 | PT22252 | BLK | 20 | 59.A7 | XT9101:8 | B PANEL | 59.A5
AF0055:60 | WC4155 | PT2225S | SH | 20 | 59.A7 | XT9101:9 | B PANEL | 59.A5
AF0065:32 | WC4220 | PT11201 | RED | 20 | 47.A7 | XT9100:1 | B PANEL | 47.A5
AF0065:00 | WC4220 | PT11202 | BLK | 20 | 47.A7 | XT9100:2 | B PANEL | 47.A5
AF0065:48 | WC4220 | PT1120S | SH | 20 | 47.A7 | XT9100:3 | B PANEL | 47.A5
AF0075:40 | WC4226 | PT21261 | RED | 20 | 52.B7 | XT9100:20 | B PANEL | 52.B5
AF0075:08 | WC4226 | PT21262 | BLK | 20 | 52.B7 | XT9100:21 | B PANEL | 52.B5
AF0075:56 | WC4226 | PT2126S | SH | 20 | 52.B7 | XT9100:22 | B PANEL | 52.B5
AF0071:04 | WC4256 | SE12601 | RED | 20 | 68.A7 | XT9004:1 | B PANEL | 68.A5
AF0071:20 | WC4256 | SE12602 | BLK | 20 | 68.A7 | XT9004:2 | B PANEL | 68.A5
AF0071:52 | WC4256 | SE1260S | SH | 20 | 68.A7 | XT9004:3 | B PANEL | 68.A5
AF0066:02 | WC4273 | FCE22253 | RED | 20 | 59.B7 | XT9101:10 | B PANEL | 59.B5
AF0066:18 | WC4273 | FCE22254 | BLK | 20 | 59.B7 | XT9101:11 | B PANEL | 59.B5
AF0066:50 | WC4273 | FCE2225S1 | SH | 20 | 59.B7 | XT9101:12 | B PANEL | 59.B5
AF0074:06 | WC4274 | FCE22255 | RED | 20 | 59.B7 | XT9101:13 | B PANEL | 59.B5
AF0074:22 | WC4274 | FCE22256 | BLK | 20 | 59.B7 | XT9101:14 | B PANEL | 59.B5
AF0074:54 | WC4274 | FCE2225S2 | SH | 20 | 59.B7 | XT9101:15 | B PANEL | 59.B5
KA0234:11 | WC4293 | FCE14401 | RED | 20 | 42.A5 | XT9100:44 | B PANEL | 42.A5
KA0234:21 | WC4293 | FCE14402 | BLK | 20 | 42.A5 | XT9100:45 | B PANEL | 42.A5
XT9100:46 | WC4293 | FCE1440S | SH | 20 | 42.A5 | XT0236:1 | B PANEL | 42.A5
AF0056:32 | WC4309 | PT22201 | RED | 20 | 60.A7 | XT9200:17 | B PANEL | 60.A5
AF0056:00 | WC4309 | PT22202 | BLK | 20 | 60.A7 | XT9200:18 | B PANEL | 60.A5
AF0056:48 | WC4309 | PT2220S | SH | 20 | 60.A7 | XT9200:19 | B PANEL | 60.A5
AF0072:40 | WC4317 | PT21201 | RED | 20 | 54.A7 | XT9100:10 | B PANEL | 54.A5
AF0072:08 | WC4317 | PT21202 | BLK | 20 | 54.A7 | XT9100:11 | B PANEL | 54.A5
AF0072:56 | WC4317 | PT2120S | SH | 20 | 54.A7 | XT9100:12 | B PANEL | 54.A5
AF0072:44 | WC4319 | PT64001 | RED | 20 | 64.A7 | XT9100:17 | B PANEL | 64.A5
AF0072:12 | WC4319 | PT64002 | BLK | 20 | 64.A7 | XT9100:18 | B PANEL | 64.A5
AF0072:60 | WC4319 | PT6400S | SH | 20 | 64.A7 | XT9100:19 | B PANEL | 64.A5
AF0064:32 | WC4321 | PT21211 | RED | 20 | 52.A7 | XT9100:33 | B PANEL | 52.A5
AF0064:00 | WC4321 | PT21212 | BLK | 20 | 52.A7 | XT9100:34 | B PANEL | 52.A5
AF0064:48 | WC4321 | PT2121S | SH | 20 | 52.A7 | XT9100:35 | B PANEL | 52.A5
AF0066:10 | WC4393 | 006610 | RED | 20 | 42.A7 | KA0234:14 | B PANEL | 42.A5
AF0066:26 | WC4393 | 006626 | BLK | 20 | 42.A7 | KA0234:24 | B PANEL | 42.A5
AF0066:58 | WC4393 | FCE1440S | SH | 20 | 42.A7 | XT0236:1 | B PANEL | 42.A5
AF0055:04 | WC4600 | FT22202 | RED | 20 | 57.C7 | XT9200:14 | B PANEL | 57.C5
AF0055:20 | WC4600 | 0V | BLK | 20 | 57.C7 | XT9200:15 | B PANEL | 57.C5
AF0055:52 | WC4600 | FT2220S | SH | 20 | 57.C7 | XT9200:16 | B PANEL | 57.C5
AF0065:12 | WC4724 | UA1200J13 | RED | 20 | 20.B7 | XT9004:24 | B PANEL | 20.B5
AF0065:28 | WC4724 | UA1200J11 | BLK | 20 | 20.B7 | XT9004:25 | B PANEL | 20.B5
AF0065:60 | WC4724 | UA1200S | SH | 20 | 20.B7 | XT9004:26 | B PANEL | 20.B5
AF0072:32 | WC4800 | IT6211P | RED | 20 | 105.B6 | XT9024:7 | B PANEL | 105.B5
AF0072:00 | WC4800 | IT6211N | BLK | 20 | 105.B6 | XT9024:8 | B PANEL | 105.B5
AF0072:48 | WC4800 | IT6211S | SH | 20 | 105.B6 | XT9024:9 | B PANEL | 105.B5
AF0072:36 | WC4801 | IT6221P | RED | 20 | 106.B7 | XT9024:10 | B PANEL | 106.B5
AF0072:04 | WC4801 | IT6221N | BLK | 20 | 106.B7 | XT9024:11 | B PANEL | 106.B5
AF0072:52 | WC4801 | IT6221S | SH | 20 | 106.B7 | XT9024:12 | B PANEL | 106.B5
AF0065:36 | WC4802 | IT6212P | RED | 20 | 107.B6 | XT9024:13 | B PANEL | 107.B5
AF0065:04 | WC4802 | IT6212N | BLK | 20 | 107.B6 | XT9024:14 | B PANEL | 107.B5
AF0065:52 | WC4802 | IT6212S | SH | 20 | 107.B6 | XT9024:15 | B PANEL | 107.B5
AF0065:40 | WC4803 | IT6222P | RED | 20 | 108.B6 | XT9024:16 | B PANEL | 108.B5
AF0065:08 | WC4803 | IT6222N | BLK | 20 | 108.B6 | XT9024:17 | B PANEL | 108.B5
AF0065:56 | WC4803 | IT6222S | SH | 20 | 108.B6 | XT9024:18 | B PANEL | 108.B5
AF0067:12 | SC | KA0134A1 | WHT | 20 | 81.D7 | KA0134:A1 | A PANEL | 18.C6
AF0076:10 | SC | KT014615 | WHT | 20 | 19.C7 | KT0146:15 | A PANEL | 19.C6
AF0076:13 | SC | KT0146B1 | WHT | 20 | 18.B2 | KT0146:B1 | A PANEL | 18.B2
AF0076:29 | SC | KT0146A2 | WHT | 20 | 18.B2 | KT0146:A2 | A PANEL | 18.B2
FU0050:LI | SC | FU0210 | WHT | 14 | 9.B1 | XT0233:2 | A PANEL | 16.C4
FU0060:LI | SC | FU0210 | WHT | 14 | 8.C1 | XT0233:1 | A PANEL | 16.C4
FU0070:LI | SC | FU0210 | WHT | 14 | 8.B1 | XT0233:2 | A PANEL | 16.C4
IEG0230:1 | SC | IEG02301 | GRN | 12 | 6.B6 | AR0600:IE2 | A PANEL | 6.A1
IEG0230:11 | SC | IEG023011 | GRN | 14 | 7.B5 | AF0094:SH | A PANEL | 7.B4
IEG0230:2 | SC | IEG02302 | GRN | 14 | 7.D6 | AF0086:SH | A PANEL | 7.D5
IEG0230:3 | SC | IEG02303 | GRN | 14 | 3.A4 | GR0133: | A PANEL | 3.A4
KA0221:14 | SC | 009502 | WHT | 20 | 53.A6 | AF0095:02 | A PANEL | 53.A7
KA0231:14 | SC | KA024214 | WHT | 20 | 19.C6 | KT0146:18 | A PANEL | 19.C6
KA0232:22 | SC | KA014421 | WHT | 20 | 105.C6 | KA0144:21 | A PANEL | 105.C6
KA0239:21 | SC | KA023921 | WHT | 20 | 19.B6 | AF0081:41 | A PANEL | 19.A7
KA0239:24 | SC | KA023924 | WHT | 20 | 19.B6 | AF0081:09 | A PANEL | 19.A7
KA0241:11 | SC | UA1200J21 | WHT | 20 | 19.A5 | AF0081:00 | A PANEL | 19.A7
KA0241:21 | SC | KT0146A1 | WHT | 20 | 18.B2 | KA0141:21 | A PANEL | 18.B2
KA0241:24 | SC | FU0139 | WHT | 20 | 18.B2 | KA0141:24 | A PANEL | 18.B2
KA0242:11 | SC | KA0231A1 | WHT | 20 | 19.C6 | XT0136:4 | A PANEL | 18.B5
KA0242:14 | SC | KA024214 | WHT | 20 | 19.C6 | AF0081:08 | A PANEL | 19.C7
KA0243:11 | SC | KA024311 | WHT | 20 | 19.B6 | AF0081:33 | A PANEL | 19.B7
KA0243:14 | SC | KA024314 | WHT | 20 | 19.B6 | AF0081:01 | A PANEL | 19.B7
KA0244:12 | SC | KA024412 | WHT | 20 | 19.D4 | KT0145:A1 | A PANEL | 18.B6
KA0244:24 | SC | KA6221A1 | WHT | 20 | 106.A5 | KA6221:A1 | A PANEL | 106.A6
KA0245:21 | SC | KA024521 | WHT | 20 | 19.B6 | AF0081:34 | A PANEL | 19.B7
KA0245:24 | SC | KA024524 | WHT | 20 | 19.B6 | AF0081:02 | A PANEL | 19.B7
KA0246:14 | SC | KA6211A1 | WHT | 20 | 105.B5 | KA6211:A1 | A PANEL | 105.B6
KA0247:14 | SC | KA6212A1 | WHT | 20 | 107.B5 | KA6212:A1 | A PANEL | 107.B6
KA0247:24 | SC | KA6222A1 | WHT | 20 | 108.A5 | KA6222:A1 | A PANEL | 108.A6
KA0248:21 | SC | FU0212 | WHT | 16 | 20.B6 | FU0212:LD | A PANEL | 16.C5
KA0249:12 | SC | KA014422 | WHT | 20 | 105.C6 | KA0144:22 | A PANEL | 105.C6
KA1020:14 | SC | FU0211 | WHT | 14 | 40.A6 | FU0211:LD | A PANEL | 16.B4
KA1020:24 | SC | 0V | WHT | 14 | 40.A6 | XT0135:1 | A PANEL | 16.B4
XT0050:1 | SC | 0V | WHT | 20 | 9.B1 | XT0235:1 | A PANEL | 16.D4
XT0060:1 | SC | 0V | WHT | 14 | 8.C1 | XT0235:1 | A PANEL | 16.D4
XT0070:1 | SC | 0V | WHT | 14 | 8.B1 | XT0235:1 | A PANEL | 16.D4
XT0240:10 | SC | 0V | WHT | 20 | 19.D3 | XT0136:3 | A PANEL | 18.A2
XT0240:12 | SC | FU0139 | WHT | 20 | 19.C4 | XT0136:1 | A PANEL | 18.A2
XT9004:22 | SC | FU0012 | WHT | 14 | 51.D5 | FU0012:LD | A PANEL | 15.C3
XT9004:23 | SC | QS0012LD3 | WHT | 14 | 51.D5 | XT0011:1 | A PANEL | 15.C3
XT9004:29 | SC | UA1200J26 | WHT | 20 | 20.C5 | KA0130:A2 | A PANEL | 20.C5
XT9004:30 | SC | UA1200J27 | WHT | 20 | 20.C5 | AF0081:19 | A PANEL | 20.C7
XT9004:32 | SC | FU0212 | WHT | 16 | 20.C5 | XT0233:4 | A PANEL | 20.C5
XT9004:33 | SC | 0V | WHT | 16 | 20.D5 | XT0235:4 | A PANEL | 20.D5
XT9004:4 | SC | SV26461 | WHT | 20 | 66.B5 | AF0095:06 | A PANEL | 66.B7
XT9004:5 | SC | SV26462 | WHT | 20 | 66.B5 | AF0095:22 | A PANEL | 66.B7
XT9008:1 | SC | FU0210 | WHT | 16 | 55.C5 | XT0233:3 | A PANEL | 16.C4
XT9008:3 | SC | 0V | WHT | 16 | 55.C5 | XT0235:3 | A PANEL | 16.D4
XT9016:1 | SC | SA047513 | WHT | 20 | 33.A5 | AF0087:32 | A PANEL | 33.A7
XT9016:10 | SC | SB620024 | WHT | 20 | 34.D5 | AF0087:05 | A PANEL | 34.D7
XT9016:11 | SC | HL62001 | WHT | 20 | 34.D5 | AF0093:15 | A PANEL | 34.D7
XT9016:12 | SC | HL62002 | WHT | 20 | 34.D5 | AF0093:31 | A PANEL | 34.D7
XT9016:2 | SC | SA047514 | WHT | 20 | 33.A5 | AF0087:00 | A PANEL | 33.A7
XT9016:3 | SC | SA047523 | WHT | 20 | 33.A5 | AF0082:43 | A PANEL | 33.A7
XT9016:4 | SC | SA047524 | WHT | 20 | 33.B5 | AF0082:11 | A PANEL | 33.A7
XT9016:5 | SC | SB047221 | WHT | 20 | 33.B5 | AF0081:36 | A PANEL | 33.B7
XT9016:6 | SC | SB047222 | WHT | 20 | 33.B5 | AF0081:04 | A PANEL | 33.B7
XT9016:9 | SC | SB620023 | WHT | 20 | 34.D5 | AF0087:37 | A PANEL | 34.D7
XT9024:1 | SC | PDS62101 | WHT | 20 | 104.A5 | AF0082:45 | A PANEL | 104.A7
XT9024:2 | SC | PDS62102 | WHT | 20 | 104.A5 | AF0082:13 | A PANEL | 104.A7
XT9024:3 | SC | FU0082 | WHT | 14 | 104.A5 | FU0082:LD | A PANEL | 7.D1
XT9024:34 | SC | PDS63112 | WHT | 20 | 109.B5 | AF0091:35 | A PANEL | 109.B7
XT9024:36 | SC | PDS63113 | WHT | 20 | 109.B5 | AF0091:03 | A PANEL | 109.B7
XT9024:4 | SC | 0V | WHT | 14 | 104.B5 | XT0080:3 | A PANEL | 7.D1
XT9100:39 | SC | SV21202 | WHT | 20 | 53.A5 | AF0095:18 | A PANEL | 53.A7
XT9101:1 | SC | ZS222011 | WHT | 20 | 61.A5 | AF0081:42 | A PANEL | 61.A7
XT9101:2 | SC | ZS222012 | WHT | 20 | 61.A5 | AF0081:10 | A PANEL | 61.A7
AU0070:L1 | WC0008 | AU0080L2 | ENET | CABLE | 2.A5 | AU0080:L2 | A PANEL | 2.A4
XT9008:2 | WC4661 | FT21081 | RED | 20 | 55.C5 | AF0086:12 | A PANEL | 55.C7
XT9008:3 | WC4661 | 0V | BLK | 20 | 55.C5 | AF0086:28 | A PANEL | 55.C7
XT9008:4 | WC4661 | FT2108S | SH | 20 | 55.C5 | AF0086:60 | A PANEL | 55.C7
XT9015:1 | WC4714 | PDT61801 | RED | 20 | 102.A5 | AF0086:38 | A PANEL | 102.A7
XT9015:2 | WC4714 | PDT61802 | BLK | 20 | 102.A5 | AF0086:06 | A PANEL | 102.A7
XT9015:3 | WC4714 | PDT6180S | SH | 20 | 102.A5 | AF0086:54 | A PANEL | 102.A7
XT9015:4 | WC4715 | PDT61811 | RED | 20 | 102.A5 | AF0086:32 | A PANEL | 102.A7
XT9015:5 | WC4715 | PDT61812 | BLK | 20 | 102.B5 | AF0086:00 | A PANEL | 102.A7
XT9015:6 | WC4715 | PDT6181S | SH | 20 | 102.B5 | AF0086:48 | A PANEL | 102.A7
XT9100:7 | WC4720 | PDT11101 | RED | 20 | 48.C5 | AF0085:42 | A PANEL | 48.C7
XT9100:8 | WC4720 | PDT11102 | BLK | 20 | 48.C5 | AF0085:10 | A PANEL | 48.C7
XT9100:9 | WC4720 | PDT1110S | SH | 20 | 48.C5 | AF0085:58 | A PANEL | 48.C7
IEG0230:13 | SC | AU0200G | GRN | 14 | 11.B6 | AU0200:GND | ASSEMBLY^CONTROL PANEL | 11.A3
IEG0230:8 | SC | IEG02308 | GRN | 14 | 3.B4 | GR0200: | ASSEMBLY^CONTROL PANEL | 3.B5
AF0053:12 | SC | 005312 | WHT | 20 | 34.B7 | PC0471:INP_A | FIRE SYSTEM^CONTROLLER PANEL | 34.B5
AF0053:14 | SC | 005314 | WHT | 20 | 34.C7 | PC0471:INP_B | FIRE SYSTEM^CONTROLLER PANEL | 34.B5
AF0053:30 | SC | 005330 | WHT | 20 | 34.C7 | PC0471:-PWR | FIRE SYSTEM^CONTROLLER PANEL | 34.B5
AF0053:44 | SC | 005344 | WHT | 20 | 34.B7 | PC0471:+PWR | FIRE SYSTEM^CONTROLLER PANEL | 34.B5
KA0244:21 | SC | KA017621 | WHT | 20 | 106.A5 | XT0171:3 | FIRE SYSTEM^CONTROLLER PANEL | 106.A5
KA0246:11 | SC | KA017611 | WHT | 20 | 105.B5 | XT0171:1 | FIRE SYSTEM^CONTROLLER PANEL | 105.B5
KA0247:11 | SC | KA024711 | WHT | 20 | 107.B5 | XT0171:5 | FIRE SYSTEM^CONTROLLER PANEL | 107.A5
KA0247:21 | SC | KA024721 | WHT | 20 | 108.A5 | XT0171:7 | FIRE SYSTEM^CONTROLLER PANEL | 108.A5
XT0240:12 | SC | FU0139 | WHT | 20 | 19.C4 | AT0170:30 | FIRE SYSTEM^CONTROLLER PANEL | 10.D3
XT0240:12 | SC | FU0139 | WHT | 20 | 19.C4 | AT0170:24 | FIRE SYSTEM^CONTROLLER PANEL | 10.C3
XT0240:7 | SC | KA0243A1 | WHT | 20 | 19.C3 | AT0170:26 | FIRE SYSTEM^CONTROLLER PANEL | 10.C3
XT0240:8 | SC | KA0245A1 | WHT | 20 | 19.D3 | AT0170:32 | FIRE SYSTEM^CONTROLLER PANEL | 10.D3
XT9008:36 | SC | LON0P | WHT | 14 | 95.A5 | UV0170:13(+) | FIRE SYSTEM^CONTROLLER PANEL | 95.B7
XT9008:37 | SC | LON0N | WHT | 14 | 95.A5 | UV0170:14(-) | FIRE SYSTEM^CONTROLLER PANEL | 95.B7
XT9008:38 | SC | DTF5P | WHT | 14 | 95.C5 | UV0170:15(+) | FIRE SYSTEM^CONTROLLER PANEL | 95.B7
XT9008:39 | SC | DTF5N | WHT | 14 | 95.C5 | UV0170:16(-) | FIRE SYSTEM^CONTROLLER PANEL | 95.B7
XT9008:27 | WC5118 | LON2A | WHT | 20 | 95.D5 | AT0170:53 | FIRE SYSTEM^CONTROLLER PANEL | 95.D6
XT9008:29 | WC5118 | LON2B | BLK | 20 | 95.D5 | AT0170:52 | FIRE SYSTEM^CONTROLLER PANEL | 95.D6
XT9008:31 | WC5118 | LON2S1 | SH | 20 | 95.D5 | AT0170:51 | FIRE SYSTEM^CONTROLLER PANEL | 95.D6
XT9008:40 | SC | LON2P | WHT | 14 | 95.C5 | UV0171:13(+) | FIRE SYSTEM^PANEL | 95.C7
XT9008:41 | SC | LON2N | WHT | 14 | 95.D5 | UV0171:14(-) | FIRE SYSTEM^PANEL | 95.C7
XT9008:42 | SC | DTF7P | WHT | 14 | 95.D5 | UV0171:15(+) | FIRE SYSTEM^PANEL | 95.C7
XT9008:43 | SC | DTF7N | WHT | 14 | 95.D5 | UV0171:16(-) | FIRE SYSTEM^PANEL | 95.C7
IEG0230:12 | SC | IEG023012 | GRN | 14 | 3.B4 | GR0120: | GENERATOR DECS250^PANEL | 3.B4
KA0240:11 | SC | PS32004 | WHT | 20 | 78.D5 | XT9002:18 | GENERATOR DECS250^PANEL | 78.D5
KA0240:14 | SC | UF1300 | WHT | 20 | 78.D5 | XT9002:19 | GENERATOR DECS250^PANEL | 78.D6
XT0240:4 | SC | ESTOP | WHT | 20 | 19.A3 | XT0336:1 | GENERATOR DECS250^PANEL | 25.C4
XT0240:11 | SC | FU0139 | WHT | 20 | 19.C4 | XT0563:6 | PWR,DISTRIBUTION RAIL^LEFT DOOR | 13.C6
XT0240:13 | SC | KA023612 | WHT | 14 | 19.D4 | XT0563:3 | PWR,DISTRIBUTION RAIL^LEFT DOOR | 13.B6
XT0240:2 | SC | ESTOPB | WHT | 20 | 19.A3 | XT0563:1 | PWR,DISTRIBUTION RAIL^LEFT DOOR | 13.D6
XT0240:3 | SC | ESTOPA | WHT | 20 | 19.A3 | XT0563:2 | PWR,DISTRIBUTION RAIL^LEFT DOOR | 13.D6
XT0240:6 | SC | KA0241A1 | WHT | 20 | 19.C3 | XT0563:5 | PWR,DISTRIBUTION RAIL^LEFT DOOR | 13.C6
XT0240:9 | SC | 0V | WHT | 14 | 19.D3 | XT0563:4 | PWR,DISTRIBUTION RAIL^LEFT DOOR | 13.B6
AF0056:SH | SC | IEG01303 | GRN | 14 | 9.B5 | IEG0130:3 | VIBRATION | 9.B6
AF0076:14 | SC | 007614 | WHT | 20 | 110.D7 | KA0182:A1 | VIBRATION | 110.D5
AF0076:30 | SC | 007630 | WHT | 20 | 110.D7 | KA0182:A2 | VIBRATION | 110.D5
IEG0230:0 | SC | IEG0230G | GRN | 8 | 3.B2 | IEG0010:1 | VIBRATION | 3.B2
IEG0230:10 | SC | IEG023010 | GRN | 14 | 17.A1 | UV0271:IE | VIBRATION | 17.A2
KA0232:21 | SC | FU0170 | WHT | 20 | 105.C6 | XT0170:2 | VIBRATION | 10.A2
RR01781:-3.01K OHM | SC | 01782 | WHT | 20 | 97.B5 | AT0178:2 | VIBRATION | 97.B6
RR01782:-3.01K OHM | SC | 01785 | WHT | 20 | 97.B5 | AT0178:5 | VIBRATION | 97.B6
RR01783:-3.01K OHM | SC | 01788 | WHT | 20 | 97.D5 | AT0178:8 | VIBRATION | 97.D6
RR01784:-3.01K OHM | SC | 017811 | WHT | 20 | 97.D5 | AT0178:11 | VIBRATION | 97.D6
XT9008:10 | SC | HL67102 | WHT | 16 | 91.B5 | AT0176:6 | VIBRATION | 91.B6
XT9008:11 | SC | PS66101 | WHT | 20 | 98.C5 | AT0175:8 | VIBRATION | 98.C6
XT9008:12 | SC | PS66102 | WHT | 20 | 98.C5 | AT0175:9 | VIBRATION | 98.C6
XT9008:13 | SC | SV66111 | WHT | 20 | 96.A5 | KA6510:11 | VIBRATION | 96.A6
XT9008:14 | SC | SV66112 | WHT | 20 | 96.A5 | AT0175:12 | VIBRATION | 96.A6
XT9008:16 | SC | SV66211 | WHT | 20 | 96.A5 | KA6511:11 | VIBRATION | 96.A6
XT9008:18 | SC | SV66122 | WHT | 20 | 96.B5 | AT0175:15 | VIBRATION | 96.A6
XT9008:19 | SC | PS66111 | WHT | 20 | 97.A5 | AT0178:14 | VIBRATION | 97.A6
XT9008:20 | SC | PS66112 | WHT | 20 | 97.A5 | AT0178:15 | VIBRATION | 97.A6
XT9008:22 | SC | ZS66112 | WHT | 20 | 97.B5 | AT0178:3 | VIBRATION | 97.B6
XT9008:24 | SC | ZS66122 | WHT | 20 | 97.B5 | AT0178:6 | VIBRATION | 97.B6
XT9008:25 | SC | PS66211 | WHT | 20 | 97.C5 | AT0178:17 | VIBRATION | 97.C6
XT9008:26 | SC | PS66212 | WHT | 20 | 97.C5 | AT0178:18 | VIBRATION | 97.C6
XT9008:30 | SC | ZS66212 | WHT | 20 | 97.D5 | AT0178:9 | VIBRATION | 97.D6
XT9008:33 | SC | ZS66222 | WHT | 20 | 97.D5 | AT0178:12 | VIBRATION | 97.D6
XT9008:34 | SC | TS65401 | WHT | 16 | 94.A5 | AT0175:5 | VIBRATION | 94.A6
XT9008:35 | SC | TS65402 | WHT | 16 | 94.A5 | AT0175:6 | VIBRATION | 94.A6
XT9008:44 | SC | LS66111 | WHT | 20 | 99.A5 | AF0182:32 | VIBRATION | 99.A7
XT9008:45 | SC | LS66112 | WHT | 20 | 99.A5 | AF0182:00 | VIBRATION | 99.A7
XT9008:46 | SC | LS66121 | WHT | 20 | 99.B5 | AF0182:33 | VIBRATION | 99.B7
XT9008:47 | SC | LS66122 | WHT | 20 | 99.B5 | AF0182:01 | VIBRATION | 99.B7
XT9008:48 | SC | LS66131 | WHT | 20 | 99.B5 | AF0182:34 | VIBRATION | 99.B7
XT9008:49 | SC | LS66132 | WHT | 20 | 99.B5 | AF0182:02 | VIBRATION | 99.B7
XT9008:5 | SC | HAL67301 | WHT | 16 | 91.A5 | AT0176:23 | VIBRATION | 91.A6
XT9008:50 | SC | LS66211 | WHT | 20 | 99.C5 | AF0182:35 | VIBRATION | 99.C7
XT9008:51 | SC | LS66212 | WHT | 20 | 99.C5 | AF0182:03 | VIBRATION | 99.C7
XT9008:52 | SC | LS66221 | WHT | 20 | 99.C5 | AF0182:36 | VIBRATION | 99.C7
XT9008:53 | SC | LS6622 | WHT | 20 | 99.D5 | AF0182:04 | VIBRATION | 99.C7
XT9008:54 | SC | LS66231 | WHT | 20 | 99.D5 | AF0182:37 | VIBRATION | 99.D7
XT9008:55 | SC | LS66232 | WHT | 20 | 99.D5 | AF0182:05 | VIBRATION | 99.D7
XT9008:6 | SC | HAL67302 | WHT | 16 | 91.A5 | AT0176:24 | VIBRATION | 91.A6
XT9008:7 | SC | HAL67303 | WHT | 16 | 91.A5 | AT0176:2 | VIBRATION | 91.A6
XT9008:8 | SC | HAL67304 | WHT | 16 | 91.B5 | AT0176:3 | VIBRATION | 91.A6
XT9008:9 | SC | HL67101 | WHT | 16 | 91.B5 | AT0176:5 | VIBRATION | 91.B6
XT9016:13 | SC | CC90001 | WHT | 20 | 36.A5 | KA9000:11 | VIBRATION | 36.A6
XT9016:14 | SC | CC90002 | WHT | 20 | 36.A5 | KA9000:14 | VIBRATION | 36.A6
XT9016:15 | SC | CC90021 | WHT | 20 | 36.B5 | KA9002:11 | VIBRATION | 36.B6
XT9016:16 | SC | CC90022 | WHT | 20 | 36.B5 | KA9002:14 | VIBRATION | 36.B6
XT9016:17 | SC | KA22211 | WHT | 20 | 36.B5 | KA2092:11 | VIBRATION | 36.B6
XT9016:18 | SC | KA22212 | WHT | 20 | 36.B5 | KA2092:14 | VIBRATION | 36.B6
XT9024:19 | SC | KA71701 | WHT | 20 | 110.A5 | AF0182:39 | VIBRATION | 110.A7
XT9024:20 | SC | KA71702 | WHT | 20 | 110.A5 | AF0182:07 | VIBRATION | 110.A7
XT9024:21 | SC | KA71711 | WHT | 20 | 110.A5 | AF0183:33 | VIBRATION | 110.A7
XT9024:22 | SC | KA71712 | WHT | 20 | 110.A5 | AF0183:01 | VIBRATION | 110.A7
XT9024:23 | SC | KA71721 | WHT | 20 | 110.B5 | AF0182:47 | VIBRATION | 110.B7
XT9024:24 | SC | KA71722 | WHT | 20 | 110.B5 | AF0182:15 | VIBRATION | 110.B7
XT9024:25 | SC | KA71731 | WHT | 20 | 110.B5 | AF0183:32 | VIBRATION | 110.B7
XT9024:26 | SC | KA71732 | WHT | 20 | 110.B5 | AF0183:00 | VIBRATION | 110.B7
XT9024:27 | SC | CC71741 | WHT | 20 | 110.C5 | KA0181:11 | VIBRATION | 110.C5
XT9024:28 | SC | CC71742 | WHT | 20 | 110.C5 | KA0181:14 | VIBRATION | 110.C5
XT9024:29 | SC | CC71761 | WHT | 20 | 110.D5 | KA0183:21 | VIBRATION | 110.D5
XT9024:30 | SC | CC71762 | WHT | 20 | 110.D5 | KA0183:24 | VIBRATION | 110.D5
XT9024:31 | SC | CC71751 | WHT | 20 | 110.D5 | KA0182:21 | VIBRATION | 110.D5
XT9024:32 | SC | CC71752 | WHT | 20 | 110.D5 | KA0182:24 | VIBRATION | 110.D5
AU0050:L2 | WC0050 | AU0050L2 | ENET | CABLE | 2.A1 | AF0410:L1 | VIBRATION | 2.A2
AF0068:45 | WC2200 | UAI06867 | RED | 20 | 44.A7 | UAI0686:-7 | VIBRATION | 44.A6
AF0068:29 | WC2200 | UAI06865 | WHT | 20 | 44.A7 | UAI0686:-5 | VIBRATION | 44.A6
AF0068:28 | WC2200 | UAI06866 | BLK | 20 | 44.A7 | UAI0686:+6 | VIBRATION | 44.A6
AF0068:60 | WC2200 | UAI0686S | SH | 20 | 44.A7 | FLOATING | VIBRATION | 44.B6
AF0077:00 | WC2204 | UAI07707 | RED | 20 | 46.A7 | UAI0770:7+ | VIBRATION | 46.A5
AF0077:01 | WC2204 | UAI07708 | BLK | 20 | 46.A7 | UAI0770:8- | VIBRATION | 46.A5
AF0077:48 | WC2204 | UAI0770S | SH | 20 | 46.A7 | FLOATING | VIBRATION | 46.A6
AF0077:02 | WC2205 | UAI07717 | RED | 20 | 46.B7 | UAI0771:7+ | VIBRATION | 46.B5
AF0077:03 | WC2205 | UAI07718 | BLK | 20 | 46.B7 | UAI0771:8- | VIBRATION | 46.B5
AF0077:50 | WC2205 | UAI0771S | SH | 20 | 46.B7 | FLOATING | VIBRATION | 46.B6
AF0077:04 | WC2206 | UAI07727 | RED | 20 | 46.B7 | UAI0772:7+ | VIBRATION | 46.B5
AF0077:05 | WC2206 | UAI07728 | BLK | 20 | 46.B7 | UAI0772:8- | VIBRATION | 46.B5
AF0077:52 | WC2206 | UAI0772S | SH | 20 | 46.B7 | FLOATING | VIBRATION | 46.B6
AF0068:00 | WC2211 | UAI06807 | RED | 20 | 44.B7 | UAI0680:7+ | VIBRATION | 44.B6
AF0068:01 | WC2211 | UAI06808 | BLK | 20 | 44.B7 | UAI0680:8- | VIBRATION | 44.B6
AF0068:48 | WC2211 | UAI0680S | SH | 20 | 44.B7 | FLOATING | VIBRATION | 44.B6
AF0073:00 | WC2212 | UAI07307 | RED | 20 | 44.B7 | UAI0730:7+ | VIBRATION | 44.B6
AF0073:01 | WC2212 | UAI07308 | BLK | 20 | 44.B7 | UAI0730:8- | VIBRATION | 44.B6
AF0073:48 | WC2212 | UAI0730S | SH | 20 | 44.B7 | FLOATING | VIBRATION | 44.C6
AF0068:02 | WC2213 | UAI06817 | RED | 20 | 44.C7 | UAI0681:7+ | VIBRATION | 44.C6
AF0068:03 | WC2213 | UAI06818 | BLK | 20 | 44.C7 | UAI0681:8- | VIBRATION | 44.C6
AF0068:50 | WC2213 | UAI0681S | SH | 20 | 44.C7 | FLOATING | VIBRATION | 44.C6
AF0073:02 | WC2214 | UAI07317 | RED | 20 | 44.C7 | UAI0731:7+ | VIBRATION | 44.C6
AF0073:03 | WC2214 | UAI07318 | BLK | 20 | 44.C7 | UAI0731:8- | VIBRATION | 44.C6
AF0073:50 | WC2214 | UAI0731S | SH | 20 | 44.C7 | FLOATING | VIBRATION | 44.D6
AF0068:04 | WC2215 | UAI06827 | RED | 20 | 44.D7 | UAI0682:7+ | VIBRATION | 44.D6
AF0068:05 | WC2215 | UAI06828 | BLK | 20 | 44.D7 | UAI0682:8- | VIBRATION | 44.D6
AF0068:52 | WC2215 | UAI0682S | SH | 20 | 44.D7 | FLOATING | VIBRATION | 44.D6
AF0073:04 | WC2216 | UAI07327 | RED | 20 | 44.D7 | UAI0732:7+ | VIBRATION | 44.D6
AF0073:05 | WC2216 | UAI07328 | BLK | 20 | 44.D7 | UAI0732:8- | VIBRATION | 44.D6
AF0073:52 | WC2216 | UAI0732S | SH | 20 | 44.D7 | FLOATING | VIBRATION | 44.D6
AF0068:06 | WC2217 | UAI07477 | RED | 20 | 45.B7 | UAI0747:7+ | VIBRATION | 45.B5
AF0068:07 | WC2217 | UAI07478 | BLK | 20 | 45.B7 | UAI0747:8- | VIBRATION | 45.B5
AF0068:54 | WC2217 | UAI0747S | SH | 20 | 45.B7 | FLOATING | VIBRATION | 45.B6
AF0073:06 | WC2218 | UAI07507 | RED | 20 | 45.B7 | UAI0750:7+ | VIBRATION | 45.B5
AF0073:07 | WC2218 | UAI07508 | BLK | 20 | 45.B7 | UAI0750:8- | VIBRATION | 45.B5
AF0073:54 | WC2218 | UAI0750S | SH | 20 | 45.B7 | FLOATING | VIBRATION | 45.B6
AF0068:08 | WC2219 | UAI07517 | RED | 20 | 45.B7 | UAI0751:7+ | VIBRATION | 45.B5
AF0068:09 | WC2219 | UAI07518 | BLK | 20 | 45.B7 | UAI0751:8- | VIBRATION | 45.B5
AF0068:56 | WC2219 | UAI0751S | SH | 20 | 45.B7 | FLOATING | VIBRATION | 45.C6
AF0073:08 | WC2220 | UAI07527 | RED | 20 | 45.C7 | UAI0752:7+ | VIBRATION | 45.C5
AF0073:09 | WC2220 | UAI07528 | BLK | 20 | 45.C7 | UAI0752:8- | VIBRATION | 45.C5
AF0073:56 | WC2220 | UAI0752S | SH | 20 | 45.C7 | FLOATING | VIBRATION | 45.C6
AF0068:10 | WC2221 | UAI07537 | RED | 20 | 45.C7 | UAI0753:7+ | VIBRATION | 45.C5
AF0068:11 | WC2221 | UAI07538 | BLK | 20 | 45.C7 | UAI0753:8- | VIBRATION | 45.C5
AF0068:58 | WC2221 | UAI0753S | SH | 20 | 45.C7 | FLOATING | VIBRATION | 45.D6
AF0073:10 | WC2222 | UAI07547 | RED | 20 | 45.D7 | UAI0754:7+ | VIBRATION | 45.D5
AF0073:11 | WC2222 | UAI07548 | BLK | 20 | 45.D7 | UAI0754:8- | VIBRATION | 45.D5
AF0073:58 | WC2222 | UAI0754S | SH | 20 | 45.D7 | FLOATING | VIBRATION | 45.D6
AF0073:45 | WC2229 | UAI07367 | RED | 20 | 50.D7 | UAI0736:-7 | VIBRATION | 50.D6
AF0073:29 | WC2229 | UAI07365 | WHT | 20 | 50.D7 | UAI0736:-5 | VIBRATION | 50.D6
AF0073:28 | WC2229 | UAI07366 | BLK | 20 | 50.D7 | UAI0736:+6 | VIBRATION | 50.D6
AF0073:60 | WC2229 | UAI0736S | SH | 20 | 50.D7 | FLOATING | VIBRATION | 50.D6
XT9016:19 | WC9001 | CC90011 | RED | 20 | 36.C5 | AF0185:00 | VIBRATION | 36.C7
XT9016:20 | WC9001 | CC90012 | BLK | 20 | 36.C5 | AF0185:16 | VIBRATION | 36.C7
XT9016:21 | WC9001 | CC90013 | SH | 20 | 36.C5 | AF0185:48 | VIBRATION | 36.C7
XT9016:22 | WC9003 | CC90031 | RED | 20 | 36.C5 | AF0185:02 | VIBRATION | 36.C7
XT9016:23 | WC9003 | CC90032 | BLK | 20 | 36.D5 | AF0185:18 | VIBRATION | 36.C7
XT9016:24 | WC9003 | CC90033 | SH | 20 | 36.D5 | AF0185:50 | VIBRATION | 36.C7
XT9016:25 | WC9004 | CC90041 | RED | 20 | 36.D5 | AF0185:04 | VIBRATION | 36.D7
XT9016:26 | WC9004 | CC90042 | BLK | 20 | 36.D5 | AF0185:20 | VIBRATION | 36.D7
XT9016:27 | WC9004 | CC90043 | SH | 20 | 36.D5 | AF0185:52 | VIBRATION | 36.D7
SolarTools ver. 24.0.84.24712 (Jul 31, 2025)
Report date: 4/30/2026 1:23 PM

## CONSOLE DOOR^PANEL
CONSOLE DOOR^PANEL
Project # | J1630
Project Name | PTTEP ARTHIT T70 CONTROLS RETROFIT
Revision | A.5
Controls DE | H.VOUNG
Phone:
Controls ME | P. Llamedo
Phone:
From | [5 empty] | To
Device ID | Cable (W) Conductor (SC) Jumper Clip (JC) | Wire No. | Wire ID | Gauge/Size | Page/Zone | Device ID | Location | Page/Zone
AT0190:GND | SC | AT0190G | GRN/YEL | 14 | 11.B4 | FRAME | CONSOLE DOOR^PANEL | 11.C3
AT0190:USB1 | SC | AT0190K | CABLE | USB | 11.B4 | AT0190K:KI | CONSOLE DOOR^PANEL | 11.C5
TM0102:GND | SC | TM0102G | GRN/YEL | 14 | 23.B5 | FRAME | CONSOLE DOOR^PANEL | 23.C5
AT0190:NEG | SC | 0V1 | WHT | 14 | 11.B4 | XT0562:2 | PWR,DISTRIBUTION RAIL^LEFT DOOR | 11.B2
AT0190:POS | SC | FU0190 | WHT | 14 | 11.B4 | FU0190:LD | PWR,DISTRIBUTION RAIL^LEFT DOOR | 11.C3
AT0190:ETAP:L1 | WC0019 | AT0190E | ENET | CABLE | 11.B4 | AT0680:LAN2 | PWR,DISTRIBUTION RAIL^LEFT DOOR | 4.A2
TM0102:1 | SC | VGENA | RED | 16 | 23.B5 | SA0710:16 | SWITCH PANEL | 23.D5
TM0102:2 | SC | VGENB | RED | 16 | 23.B5 | SA0710:26 | SWITCH PANEL | 23.C5
TM0102:3 | SC | VGENC | RED | 16 | 23.B5 | SA0710:17 | SWITCH PANEL | 23.D5
TM0102:4 | SC | TM01024 | RED | 16 | 23.B5 | SA0770:13 | SWITCH PANEL | 23.B5
TM0102:5 | SC | TM01025 | RED | 16 | 23.B5 | SA0770:17 | SWITCH PANEL | 23.B5
TM0102:6 | SC | TM01026 | RED | 16 | 23.B5 | SA0770:27 | SWITCH PANEL | 23.B5
TM0102:7 | SC | TM01027 | RED | 16 | 23.B5 | SA0770:23 | SWITCH PANEL | 23.B5
SolarTools ver. 24.0.84.24712 (Jul 31, 2025)
Report date: 4/30/2026 1:23 PM

## FIRE SYSTEM^CONTROLLER PANEL
FIRE SYSTEM^CONTROLLER PANEL
Project # | J1630
Project Name | PTTEP ARTHIT T70 CONTROLS RETROFIT
Revision | A.5
Controls DE | H.VOUNG
Phone:
Controls ME | P. Llamedo
Phone:
From | [5 empty] | To
Device ID | Cable (W) Conductor (SC) Jumper Clip (JC) | Wire No. | Wire ID | Gauge/Size | Page/Zone | Device ID | Location | Page/Zone
AT0170:1 | SC | UV01705 | WHT | 14 | 10.A5 | UV0170:5(+) | FIRE SYSTEM^CONTROLLER PANEL | 10.A3
AT0170:2 | SC | UV01706 | WHT | 14 | 10.A5 | UV0170:6(-) | FIRE SYSTEM^CONTROLLER PANEL | 10.A3
AT0170:25 | SC | AT017025 | WHT | 20 | 10.C3 | KA0172:A1 | FIRE SYSTEM^CONTROLLER PANEL | 10.C2
AT0170:3 | SC | KA017114 | WHT | 14 | 10.A5 | KA0171:14 | FIRE SYSTEM^CONTROLLER PANEL | 10.A4
AT0170:31 | SC | AT017031 | WHT | 20 | 10.D3 | KA0174:A1 | FIRE SYSTEM^CONTROLLER PANEL | 10.D2
AT0170:4 | SC | UV01708 | WHT | 14 | 10.A5 | UV0170:8(-) | FIRE SYSTEM^CONTROLLER PANEL | 10.A3
AT0170:GND | SC | AT0170G | GRN/YEL | 14 | 10.A5 | FRAME | FIRE SYSTEM^CONTROLLER PANEL | 10.B6
GR0171: | SC | GR0171 | GRN/YEL | 14 | 3.B4 | FRAME | FIRE SYSTEM^CONTROLLER PANEL | 3.B3
KA0171:11 | SC | UV01707 | WHT | 14 | 10.A4 | UV0170:7(+) | FIRE SYSTEM^CONTROLLER PANEL | 10.A3
KA0172:A2 | SC | 0V | WHT | 20 | 10.C2 | KA0174:A2 | FIRE SYSTEM^CONTROLLER PANEL | 10.D2
UV0170:GND | SC | UV0170G | GRN/YEL | 14 | 10.A3 | FRAME | FIRE SYSTEM^CONTROLLER PANEL | 10.B4
VD6211:--1N4005/1 | SC | KA017611 | WHT | 20 | 105.B5 | XT0171:1 | FIRE SYSTEM^CONTROLLER PANEL | 105.B5
VD6211:+-1N4005/1 | SC | 009304 | WHT | 20 | 105.B5 | XT0171:2 | FIRE SYSTEM^CONTROLLER PANEL | 105.B6
VD6212:--1N4005/1 | SC | KA024711 | WHT | 20 | 107.A5 | XT0171:5 | FIRE SYSTEM^CONTROLLER PANEL | 107.A5
VD6212:+-1N4005/1 | SC | 009313 | WHT | 20 | 107.A5 | XT0171:6 | FIRE SYSTEM^CONTROLLER PANEL | 107.A6
VD6222:--1N4005/1 | SC | KA024721 | WHT | 20 | 108.A5 | XT0171:7 | FIRE SYSTEM^CONTROLLER PANEL | 108.A5
VD6222:+-1N4005/1 | SC | 009308 | WHT | 20 | 108.A5 | XT0171:8 | FIRE SYSTEM^CONTROLLER PANEL | 108.A6
FU0170:LI | SC | FU0136 | WHT | 12 | 10.A2 | XT0138:2 | A PANEL | 16.A3
XT0171:2 | SC | 009304 | WHT | 20 | 105.B6 | AF0093:04 | A PANEL | 105.A7
XT0171:3 | SC | KA017621 | WHT | 20 | 106.A5 | VD6221:--1N4005/1 | A PANEL | 106.A5
XT0171:4 | SC | 009305 | WHT | 20 | 106.A6 | AF0093:05 | A PANEL | 106.A7
XT0171:4 | SC | 009305 | WHT | 20 | 106.A6 | VD6221:+-1N4005/1 | A PANEL | 106.A5
XT0171:6 | SC | 009313 | WHT | 20 | 107.A6 | AF0093:13 | A PANEL | 107.A7
XT0171:8 | SC | 009308 | WHT | 20 | 108.A6 | AF0093:08 | A PANEL | 108.A7
AT0170:L1 | WC0020 | AU0200L2 | ENET | CABLE | 2.C2 | AU0200:L2 | ASSEMBLY^CONTROL PANEL | 2.C1
AT0170:24 | SC | FU0139 | WHT | 20 | 10.C3 | XT0240:12 | B PANEL | 19.C4
AT0170:26 | SC | KA0243A1 | WHT | 20 | 10.C3 | XT0240:7 | B PANEL | 19.C3
AT0170:30 | SC | FU0139 | WHT | 20 | 10.D3 | XT0240:12 | B PANEL | 19.C4
AT0170:32 | SC | KA0245A1 | WHT | 20 | 10.D3 | XT0240:8 | B PANEL | 19.D3
PC0471:+PWR | SC | 005344 | WHT | 20 | 34.B5 | AF0053:44 | B PANEL | 34.B7
PC0471:INP_A | SC | 005312 | WHT | 20 | 34.B5 | AF0053:12 | B PANEL | 34.B7
PC0471:INP_B | SC | 005314 | WHT | 20 | 34.B5 | AF0053:14 | B PANEL | 34.C7
PC0471:-PWR | SC | 005330 | WHT | 20 | 34.B5 | AF0053:30 | B PANEL | 34.C7
UV0170:13(+) | SC | LON0P | WHT | 14 | 95.B7 | XT9008:36 | B PANEL | 95.A5
UV0170:14(-) | SC | LON0N | WHT | 14 | 95.B7 | XT9008:37 | B PANEL | 95.A5
UV0170:15(+) | SC | DTF5P | WHT | 14 | 95.B7 | XT9008:38 | B PANEL | 95.C5
UV0170:16(-) | SC | DTF5N | WHT | 14 | 95.B7 | XT9008:39 | B PANEL | 95.C5
XT0171:1 | SC | KA017611 | WHT | 20 | 105.B5 | KA0246:11 | B PANEL | 105.B5
XT0171:3 | SC | KA017621 | WHT | 20 | 106.A5 | KA0244:21 | B PANEL | 106.A5
XT0171:5 | SC | KA024711 | WHT | 20 | 107.A5 | KA0247:11 | B PANEL | 107.B5
XT0171:7 | SC | KA024721 | WHT | 20 | 108.A5 | KA0247:21 | B PANEL | 108.A5
AT0170:53 | WC5118 | LON2A | WHT | 20 | 95.D6 | XT9008:27 | B PANEL | 95.D5
AT0170:52 | WC5118 | LON2B | BLK | 20 | 95.D6 | XT9008:29 | B PANEL | 95.D5
AT0170:51 | WC5118 | LON2S1 | SH | 20 | 95.D6 | XT9008:31 | B PANEL | 95.D5
KA0171:A1 | SC | UV01717 | WHT | 20 | 10.B4 | UV0171:7(+) | FIRE SYSTEM^PANEL | 10.B3
KA0171:A2 | SC | UV01718 | WHT | 20 | 10.B4 | UV0171:8(-) | FIRE SYSTEM^PANEL | 10.B3
AT0170:11 | SC | SA0170B113 | WHT | 20 | 32.A6 | XT0170:11 | VIBRATION | 32.A5
AT0170:12 | SC | SA0170B114 | WHT | 20 | 32.A6 | XT0170:12 | VIBRATION | 32.A5
AT0170:45 | SC | AT017045 | WHT | 20 | 91.C6 | XT0170:5 | VIBRATION | 91.C5
AT0170:46 | SC | AT017046 | WHT | 20 | 91.C6 | XT0170:6 | VIBRATION | 91.C5
FU0170:LD | SC | FU0170 | WHT | 14 | 10.A2 | XT0170:2 | VIBRATION | 10.A2
KA0172:11 | SC | KA017211 | WHT | 20 | 91.C6 | XT0170:7 | VIBRATION | 91.C5
KA0172:12 | SC | KA017212 | WHT | 20 | 91.C6 | XT0170:8 | VIBRATION | 91.C5
KA0172:A2 | SC | 0V | WHT | 20 | 10.C2 | XT0170:4 | VIBRATION | 10.A2
KA0174:11 | SC | KA017411 | WHT | 20 | 91.D6 | XT0170:9 | VIBRATION | 91.D5
KA0174:12 | SC | KA017412 | WHT | 20 | 91.D6 | XT0170:10 | VIBRATION | 91.D5
UV0170:1(+) | SC | FU0170 | WHT | 14 | 10.A3 | XT0170:2 | VIBRATION | 10.A2
UV0170:10(-) | SC | UV017010 | WHT | 14 | 10.A3 | AT0175:2P1 | VIBRATION | 10.B5
UV0170:11(+) | SC | UV017011 | WHT | 14 | 10.A3 | AT0176:1P1 | VIBRATION | 10.C5
UV0170:12(-) | SC | UV017012 | WHT | 14 | 10.A3 | AT0176:2P1 | VIBRATION | 10.C5
UV0170:2(-) | SC | 0V | WHT | 14 | 10.A3 | XT0170:3 | VIBRATION | 10.A2
UV0170:3(+) | SC | FU0170 | WHT | 14 | 10.A3 | XT0170:2 | VIBRATION | 10.A2
UV0170:4(-) | SC | 0V | WHT | 14 | 10.A3 | XT0170:3 | VIBRATION | 10.A2
UV0170:9(+) | SC | UV01709 | WHT | 14 | 10.A3 | AT0175:1P1 | VIBRATION | 10.B5
XT0171:1 | SC | KA017611 | WHT | 20 | 105.B5 | KA0176:11 | VIBRATION | 105.A6
XT0171:3 | SC | KA017621 | WHT | 20 | 106.A5 | KA0176:21 | VIBRATION | 106.A6
XT0171:5 | SC | KA024711 | WHT | 20 | 107.A5 | KA0177:11 | VIBRATION | 107.A6
XT0171:7 | SC | KA024721 | WHT | 20 | 108.A5 | KA0177:21 | VIBRATION | 108.A6
AT0170:50 | WC8069 | AT017050 | WHT | 16 | 10.A7 | AT0175:4P2 | VIBRATION | 10.A7
AT0170:49 | WC8069 | AT017049 | BLK | 16 | 10.A7 | AT0175:5P2 | VIBRATION | 10.A7
AT0170:48 | WC8069 | AT017048 | SH | 16 | 10.A7 | AT0175:6P2 | VIBRATION | 10.A7
SolarTools ver. 24.0.84.24712 (Jul 31, 2025)
Report date: 4/30/2026 1:23 PM

## FIRE SYSTEM^PANEL
FIRE SYSTEM^PANEL
Project # | J1630
Project Name | PTTEP ARTHIT T70 CONTROLS RETROFIT
Revision | A.5
Controls DE | H.VOUNG
Phone:
Controls ME | P. Llamedo
Phone:
From | [5 empty] | To
Device ID | Cable (W) Conductor (SC) Jumper Clip (JC) | Wire No. | Wire ID | Gauge/Size | Page/Zone | Device ID | Location | Page/Zone
UV0171:12(-) | SC | UV0171G | GRN/YEL | 14 | 10.B3 | FRAME | FIRE SYSTEM^PANEL | 10.C4
UV0171:13(+) | SC | LON2P | WHT | 14 | 95.C7 | XT9008:40 | B PANEL | 95.C5
UV0171:14(-) | SC | LON2N | WHT | 14 | 95.C7 | XT9008:41 | B PANEL | 95.D5
UV0171:15(+) | SC | DTF7P | WHT | 14 | 95.C7 | XT9008:42 | B PANEL | 95.D5
UV0171:16(-) | SC | DTF7N | WHT | 14 | 95.C7 | XT9008:43 | B PANEL | 95.D5
UV0171:7(+) | SC | UV01717 | WHT | 20 | 10.B3 | KA0171:A1 | FIRE SYSTEM^CONTROLLER PANEL | 10.B4
UV0171:8(-) | SC | UV01718 | WHT | 20 | 10.B3 | KA0171:A2 | FIRE SYSTEM^CONTROLLER PANEL | 10.B4
UV0171:1(+) | SC | FU0170 | WHT | 14 | 10.B3 | XT0170:1 | VIBRATION | 10.A2
UV0171:2(-) | SC | 0V | WHT | 14 | 10.B3 | XT0170:4 | VIBRATION | 10.A2
UV0171:3(+) | SC | FU0170 | WHT | 14 | 10.B3 | XT0170:1 | VIBRATION | 10.A2
UV0171:4(-) | SC | 0V | WHT | 14 | 10.B3 | XT0170:4 | VIBRATION | 10.A2
SolarTools ver. 24.0.84.24712 (Jul 31, 2025)
Report date: 4/30/2026 1:23 PM

## GENERATOR DECS250^PANEL
GENERATOR DECS250^PANEL
Project # | J1630
Project Name | PTTEP ARTHIT T70 CONTROLS RETROFIT
Revision | A.5
Controls DE | H.VOUNG
Phone:
Controls ME | P. Llamedo
Phone:
From | [5 empty] | To
Device ID | Cable (W) Conductor (SC) Jumper Clip (JC) | Wire No. | Wire ID | Gauge/Size | Page/Zone | Device ID | Location | Page/Zone
XT0120:1 | JC | 0V | CLIP | --- | 26.D1 | XT0120:2 | GENERATOR DECS250^PANEL | 26.D1
XT0336:2 | JC | 0V | CLIP | --- | 25.C4 | XT0336:3 | GENERATOR DECS250^PANEL | 25.C4
XT0336:3 | JC | 0V | CLIP | --- | 25.C4 | XT0336:4 | GENERATOR DECS250^PANEL | 25.D4
XT0336:4 | JC | 0V | CLIP | --- | 25.D4 | XT0336:5 | GENERATOR DECS250^PANEL | 25.D4
XT0341:4 | JC | VGENB | CLIP | --- | 23.D2 | XT0341:5 | GENERATOR DECS250^PANEL | 23.D2
XT0350:2 | JC | CCT1(+) | CLIP | --- | 87.C4 | XT0350:1 | GENERATOR DECS250^PANEL | 87.C4
XT0350:4 | JC | CCT1(-) | CLIP | --- | 87.B4 | XT0350:3 | GENERATOR DECS250^PANEL | 87.B4
XT0351:1 | JC | VBUSA | CLIP | --- | 86.B5 | XT0351:2 | GENERATOR DECS250^PANEL | 86.B5
XT0351:11 | JC | VGENB | CLIP | --- | 86.C5 | XT0351:12 | GENERATOR DECS250^PANEL | 86.D5
XT0351:13 | JC | VGENC | CLIP | --- | 86.D5 | XT0351:14 | GENERATOR DECS250^PANEL | 86.D5
XT0351:3 | JC | VBUSB | CLIP | --- | 86.B5 | XT0351:4 | GENERATOR DECS250^PANEL | 86.C5
XT0351:5 | JC | VBUSC | CLIP | --- | 86.C5 | XT0351:6 | GENERATOR DECS250^PANEL | 86.C5
XT0351:9 | JC | VGENA | CLIP | --- | 86.C5 | XT0351:10 | GENERATOR DECS250^PANEL | 86.C5
XT0352:4 | JC | MCTN | CLIP | --- | 87.D4 | XT0352:5 | GENERATOR DECS250^PANEL | 87.D4
XT0370:4 | JC | EXC2 | CLIP | --- | 88.C4 | XT0370:3 | GENERATOR DECS250^PANEL | 88.C5
XT0370:5 | JC | EXCS | CLIP | --- | 88.C4 | XT0370:6 | GENERATOR DECS250^PANEL | 88.C5
AF0121:01 | SC | 012101 | WHT | 20 | 28.A7 | KA0121:A1 | GENERATOR DECS250^PANEL | 28.A5
AF0121:03 | SC | 012103 | WHT | 20 | 28.A7 | KA0123:A1 | GENERATOR DECS250^PANEL | 28.B5
AF0121:08 | SC | 012108 | WHT | 20 | 28.B7 | KA0128:A1 | GENERATOR DECS250^PANEL | 28.B5
AF0121:14 | SC | KA033611 | WHT | 20 | 74.A6 | KA0336:11 | GENERATOR DECS250^PANEL | 74.A5
AF0121:17 | SC | 012117 | WHT | 20 | 28.A7 | KA0121:A2 | GENERATOR DECS250^PANEL | 28.A5
AF0121:19 | SC | 012119 | WHT | 20 | 28.A7 | KA0123:A2 | GENERATOR DECS250^PANEL | 28.B5
AF0121:24 | SC | 012124 | WHT | 20 | 28.B7 | KA0128:A2 | GENERATOR DECS250^PANEL | 28.B5
AF0121:30 | SC | KA4100A2 | WHT | 20 | 74.A6 | KA4100:A2 | GENERATOR DECS250^PANEL | 74.B6
AF0121:COM | SC | 0V | WHT | 14 | 26.D2 | XT0120:2 | GENERATOR DECS250^PANEL | 26.D1
AF0121:P | SC | * |  |  | 26.D2 | AU0120:J | GENERATOR DECS250^PANEL | 26.C1
AF0121:V+ | SC | FU0121 | WHT | 14 | 26.D2 | FU0121:LD | GENERATOR DECS250^PANEL | 26.D1
AF0122:00 | SC | 012200 | WHT | 20 | 30.A7 | KA0330:11 | GENERATOR DECS250^PANEL | 30.A6
AF0122:01 | SC | 012201 | WHT | 20 | 30.A7 | KA0331:11 | GENERATOR DECS250^PANEL | 30.A6
AF0122:02 | SC | 012202 | WHT | 20 | 30.B7 | KA0310:11 | GENERATOR DECS250^PANEL | 30.B6
AF0122:03 | SC | KA96002 | WHT | 20 | 29.A7 | XT0337:20 | GENERATOR DECS250^PANEL | 29.A3
AF0122:04 | SC | KA96012 | WHT | 20 | 29.A7 | XT0337:22 | GENERATOR DECS250^PANEL | 29.A3
AF0122:06 | SC | 012206 | WHT | 20 | 30.C7 | XT0337:24 | GENERATOR DECS250^PANEL | 30.C5
AF0122:09 | SC | 012209 | WHT | 20 | 31.B6 | KA0364:24 | GENERATOR DECS250^PANEL | 31.B6
AF0122:32 | SC | 012232 | WHT | 20 | 30.A7 | KA0330:14 | GENERATOR DECS250^PANEL | 30.A6
AF0122:33 | SC | 012233 | WHT | 20 | 30.A7 | KA0331:14 | GENERATOR DECS250^PANEL | 30.A6
AF0122:34 | SC | 012234 | WHT | 20 | 30.B7 | KA0310:14 | GENERATOR DECS250^PANEL | 30.B6
AF0122:35 | SC | KA96001 | WHT | 20 | 29.A7 | XT0337:19 | GENERATOR DECS250^PANEL | 29.A3
AF0122:36 | SC | KA96011 | WHT | 20 | 29.A7 | XT0337:21 | GENERATOR DECS250^PANEL | 29.A3
AF0122:38 | SC | 012238 | WHT | 20 | 30.C7 | XT0337:23 | GENERATOR DECS250^PANEL | 30.C5
AF0122:41 | SC | 012241 | WHT | 20 | 31.B6 | KA0364:21 | GENERATOR DECS250^PANEL | 31.B6
AF0122:COM | SC | AF0122N | WHT | 20 | 26.D3 | AF0123:COM | GENERATOR DECS250^PANEL | 26.D3
AF0122:COM | SC | AU0120N | WHT | 20 | 26.D3 | AU0120:COM | GENERATOR DECS250^PANEL | 26.C1
AF0122:V+ | SC | AF0122P | WHT | 20 | 26.D3 | AF0123:V+ | GENERATOR DECS250^PANEL | 26.D3
AF0122:V+ | SC | AU0120P | WHT | 20 | 26.D3 | AU0120:V+ | GENERATOR DECS250^PANEL | 26.C1
AF0123:SH | SC | AU0120G | GRN | 14 | 26.D3 | AU0120:GND | GENERATOR DECS250^PANEL | 26.C1
AT0140:13 VGEN-A | SC | VGENA | RED | 16 | 86.D7 | XT0351:9 | GENERATOR DECS250^PANEL | 86.C5
AT0140:14 VGEN-B | SC | VGENB | RED | 16 | 86.D7 | XT0351:11 | GENERATOR DECS250^PANEL | 86.C5
AT0140:15 VGEN-C | SC | VGENC | RED | 16 | 86.D7 | XT0351:13 | GENERATOR DECS250^PANEL | 86.D5
AT0140:17 VBUS-A | SC | VBUSA | RED | 16 | 86.C7 | XT0351:2 | GENERATOR DECS250^PANEL | 86.B5
AT0140:18 VBUS-B | SC | VBUSB | RED | 16 | 86.C7 | XT0351:3 | GENERATOR DECS250^PANEL | 86.B5
AT0140:19 VBUS-C | SC | VBUSC | RED | 16 | 86.C7 | XT0351:5 | GENERATOR DECS250^PANEL | 86.C5
AT0140:27 ID RLY | SC | CCT1(+) | BLU | 12 | 87.C7 | XT0350:2 | GENERATOR DECS250^PANEL | 87.C4
AT0140:28 ID RLY | SC | CCT1(-) | BLU | 12 | 87.C7 | XT0350:4 | GENERATOR DECS250^PANEL | 87.B4
AT0140:3 EX-D(-) | SC | 0V | WHT | 16 | 90.C6 | XT0336:4 | GENERATOR DECS250^PANEL | 25.D4
AT0140:33 ID RES(+) | SC | CCT1(+) | BLU | 12 | 87.C7 | XT0350:1 | GENERATOR DECS250^PANEL | 87.C4
AT0140:34 ID RES(-) | SC | AT014034 | WHT | 16 | 87.C7 | AT0140:42 ID(+) | GENERATOR DECS250^PANEL | 87.C7
AT0140:36 I1(+) | SC | MCTA | BLU | 12 | 87.D7 | XT0352:1 | GENERATOR DECS250^PANEL | 87.C4
AT0140:37 I1(-) | SC | PA07714 | BLU | 16 | 87.D7 | XT0342:4 | GENERATOR DECS250^PANEL | 23.C2
AT0140:38 I2(+) | SC | MCTB | BLU | 12 | 87.D7 | XT0352:2 | GENERATOR DECS250^PANEL | 87.C4
AT0140:39 I2(-) | SC | SA074013 | BLU | 12 | 87.D7 | XT0342:3 | GENERATOR DECS250^PANEL | 23.B3
AT0140:4 EX-D(+) | SC | KA012314 | WHT | 16 | 90.C6 | KA0123:14 | GENERATOR DECS250^PANEL | 25.B5
AT0140:40 I3(+) | SC | MCTC | BLU | 12 | 87.D7 | XT0352:3 | GENERATOR DECS250^PANEL | 87.D4
AT0140:41 I3(-) | SC | PA07035 | BLU | 12 | 87.D7 | XT0342:1 | GENERATOR DECS250^PANEL | 23.A2
AT0140:43 ID(-) | SC | CCT1(-) | BLU | 12 | 87.C7 | XT0350:3 | GENERATOR DECS250^PANEL | 87.B4
AT0140:56 FG | SC | AT0140G | GRN/YEL | 12 | 26.D5 | FRAME | GENERATOR DECS250^PANEL | 26.D4
AT0140:BAT(-) 48 | SC | 0V | WHT | 20 | 26.D5 | XT0336:4 | GENERATOR DECS250^PANEL | 25.D4
AT0140:BAT(+) 47 | SC | FU0334 | WHT | 16 | 26.D5 | XT0335:2 | GENERATOR DECS250^PANEL | 25.B4
AT0140:FLT 29 | SC | KA0310A2 | WHT | 20 | 26.D5 | KA0310:A2 | GENERATOR DECS250^PANEL | 25.B5
AT0140:FLT 30 | SC | 0V | WHT | 16 | 26.D5 | XT0336:4 | GENERATOR DECS250^PANEL | 25.D4
AU0120:COM | SC | 0V | WHT | 14 | 26.C1 | XT0120:1 | GENERATOR DECS250^PANEL | 26.D1
AU0120:V+ | SC | FU0120 | WHT | 14 | 26.C1 | FU0120:LD | GENERATOR DECS250^PANEL | 26.D1
XT0337:24 | SC | JP1 | VIO | 20 | 30.C5 | XT0337:23 | GENERATOR DECS250^PANEL | 30.C5
FU0120:LI | SC | FU0332 | WHT | 14 | 26.D1 | FU0121:LI | GENERATOR DECS250^PANEL | 26.D1
FU0332:LD | SC | FU0332 | WHT | 14 | 25.B3 | FU0333:LI | GENERATOR DECS250^PANEL | 25.B3
FU0332:LI | SC | FU0136 | WHT | 12 | 25.B3 | XT0332:1 | GENERATOR DECS250^PANEL | 25.B2
FU0333:LD | SC | FU0333 | WHT | 16 | 25.B3 | XT0335:1 | GENERATOR DECS250^PANEL | 25.B4
FU0333:LI | SC | FU0332 | WHT | 14 | 25.B3 | FU0334:LI | GENERATOR DECS250^PANEL | 25.B3
FU0334:LD | SC | FU0334 | WHT | 14 | 25.B3 | XT0335:2 | GENERATOR DECS250^PANEL | 25.B4
FU0334:LI | SC | FU0332 | WHT | 14 | 25.B3 | FU0335:LI | GENERATOR DECS250^PANEL | 25.A3
FU0335:LD | SC | FU0335 | WHT | 14 | 25.A3 | XT0335:3 | GENERATOR DECS250^PANEL | 25.A4
GR0121: | SC | GR0121 | GRN/YEL | 14 | 3.B5 | FRAME | GENERATOR DECS250^PANEL | 3.B5
GR0141: | SC | GR0141 | GRN/YEL | 14 | 3.B4 | FRAME | GENERATOR DECS250^PANEL | 3.B3
GR0142: | SC | GR0142 | GRN/YEL | 14 | 3.B4 | FRAME | GENERATOR DECS250^PANEL | 3.B3
GR0143: | SC | GR0143 | GRN/YEL | 14 | 3.B4 | FRAME | GENERATOR DECS250^PANEL | 3.B4
KA0121:11 | SC | KA018511 | WHT | 20 | 29.C4 | XT0337:13 | GENERATOR DECS250^PANEL | 29.C3
KA0121:14 | SC | FU0333 | WHT | 20 | 29.C4 | XT0337:12 | GENERATOR DECS250^PANEL | 29.C3
KA0123:11 | SC | FU0334 | WHT | 20 | 25.B5 | XT0335:2 | GENERATOR DECS250^PANEL | 25.B4
KA0123:A1 | SC | 012103 | WHT | 20 | 28.B5 | KA0313:7 | GENERATOR DECS250^PANEL | 28.A5
KA0123:A2 | SC | 012119 | WHT | 20 | 28.B5 | KA0313:2 | GENERATOR DECS250^PANEL | 28.A5
KA0128:11 | SC | KA0333A1 | WHT | 20 | 29.B4 | KA0335:21 | GENERATOR DECS250^PANEL | 29.B4
KA0128:14 | SC | FU0333 | WHT | 20 | 29.B4 | KA0335:22 | GENERATOR DECS250^PANEL | 29.B4
KA0128:14 | SC | FU0333 | WHT | 20 | 29.B4 | XT0337:7 | GENERATOR DECS250^PANEL | 29.B3
KA0128:21 | SC | KA012821 | WHT | 20 | 30.C6 | XT0337:1 | GENERATOR DECS250^PANEL | 30.C5
KA0128:24 | SC | KA012824 | WHT | 20 | 30.C6 | XT0337:2 | GENERATOR DECS250^PANEL | 30.C5
KA0310:21 | SC | KA0333A1 | WHT | 20 | 29.B4 | KA0335:21 | GENERATOR DECS250^PANEL | 29.B4
KA0310:21 | SC | KA0333A1 | WHT | 20 | 29.B4 | XT0337:8 | GENERATOR DECS250^PANEL | 29.B3
KA0310:24 | SC | FU0333 | WHT | 20 | 29.B4 | KA0335:22 | GENERATOR DECS250^PANEL | 29.B4
KA0310:A1 | SC | FU0334 | WHT | 20 | 25.B5 | XT0335:2 | GENERATOR DECS250^PANEL | 25.B4
KA0330:A1 | SC | KA0330A1 | WHT | 20 | 29.B6 | XT0337:9 | GENERATOR DECS250^PANEL | 29.B3
KA0330:A2 | SC | 0V | WHT | 20 | 29.B6 | KA0333:A2 | GENERATOR DECS250^PANEL | 29.B6
KA0330:A2 | SC | 0V | WHT | 20 | 29.B6 | KA0331:A2 | GENERATOR DECS250^PANEL | 29.C6
KA0331:A1 | SC | KA0331A1 | WHT | 20 | 29.C6 | XT0337:11 | GENERATOR DECS250^PANEL | 29.C3
KA0331:A2 | SC | 0V | WHT | 20 | 29.C6 | KA0332:A2 | GENERATOR DECS250^PANEL | 29.C6
KA0332:11 | SC | KA033211 | WHT | 20 | 30.D6 | XT0337:3 | GENERATOR DECS250^PANEL | 30.D5
KA0332:14 | SC | KA033214 | WHT | 20 | 30.D6 | XT0337:4 | GENERATOR DECS250^PANEL | 30.D5
KA0332:A1 | SC | KA0332A1 | WHT | 20 | 29.C6 | XT0337:14 | GENERATOR DECS250^PANEL | 29.C3
KA0332:A2 | SC | 0V | WHT | 20 | 29.C6 | XT0337:15 | GENERATOR DECS250^PANEL | 29.D3
KA0333:11 | SC | KA033311 | WHT | 20 | 30.D6 | XT0337:5 | GENERATOR DECS250^PANEL | 30.D5
KA0333:14 | SC | KA033314 | WHT | 20 | 30.D6 | KA0335:12 | GENERATOR DECS250^PANEL | 30.D6
KA0333:14 | SC | KA033314 | WHT | 20 | 30.D6 | XT0337:6 | GENERATOR DECS250^PANEL | 30.D5
KA0333:A1 | SC | KA0333A1 | WHT | 20 | 29.B6 | XT0337:8 | GENERATOR DECS250^PANEL | 29.B3
KA0335:11 | SC | KA033311 | WHT | 20 | 30.D6 | XT0337:5 | GENERATOR DECS250^PANEL | 30.D5
KA0335:A1 | SC | ESTOP | WHT | 20 | 25.C5 | XT0336:1 | GENERATOR DECS250^PANEL | 25.C4
KA0335:A2 | SC | 0V | WHT | 20 | 25.C5 | XT0336:2 | GENERATOR DECS250^PANEL | 25.C4
KA0336:14 | SC | KA033614 | WHT | 20 | 74.A5 | KA4100:A1 | GENERATOR DECS250^PANEL | 74.B6
KA0336:A1 | SC | KA0231A1 | WHT | 20 | 25.C3 | XT0334:2 | GENERATOR DECS250^PANEL | 25.C2
KA0336:A2 | SC | 0V | WHT | 14 | 25.C3 | XT0336:2 | GENERATOR DECS250^PANEL | 25.C4
KA0364:1 | SC | VGENA | RED | 16 | 23.C1 | XT0341:7 | GENERATOR DECS250^PANEL | 23.D2
KA0364:2 | SC | VGENB | RED | 16 | 23.C1 | XT0341:4 | GENERATOR DECS250^PANEL | 23.D2
KA0364:3 | SC | VBUSA | RED | 16 | 23.C1 | XT0341:2 | GENERATOR DECS250^PANEL | 23.D2
KA0364:4 | SC | VBUSB | RED | 16 | 23.C1 | XT0341:1 | GENERATOR DECS250^PANEL | 23.D2
KA4100:11 | SC | KM4100EP | RED | 16 | 74.A6 | XT9000AC:13 | GENERATOR DECS250^PANEL | 74.A5
KA4100:12 | SC | KM4100EN | RED | 16 | 74.A6 | XT9000AC:14 | GENERATOR DECS250^PANEL | 74.A5
PEG0140:1 | SC | PMGS | GRN/YEL | 12 | 88.A6 | XT0313:1 | GENERATOR DECS250^PANEL | 88.A5
PEG0140:2 | SC | EXCS | GRN/YEL | 12 | 88.C6 | XT0370:6 | GENERATOR DECS250^PANEL | 88.C5
PEG0140:3 | SC | 0V | GRN/YEL | 12 | 25.D3 | XT0336:5 | GENERATOR DECS250^PANEL | 25.D4
XT0334:1 | SC | 0V | WHT | 12 | 25.C2 | XT0336:2 | GENERATOR DECS250^PANEL | 25.C4
XT0335:1 | SC | FU0333 | WHT | 16 | 25.B4 | XT0337:12 | GENERATOR DECS250^PANEL | 29.C3
XT0336:3 | SC | 0V | WHT | 14 | 25.C4 | XT0337:15 | GENERATOR DECS250^PANEL | 29.D3
XT0337:12 | SC | FU0333 | WHT | 20 | 29.C3 | XT0337:7 | GENERATOR DECS250^PANEL | 29.B3
XT0343:1 | SC | KA018511 | WHT | 20 | 22.C5 | XT0337:13 | GENERATOR DECS250^PANEL | 29.C3
XT0343:2 | SC | KA0333A1 | WHT | 20 | 22.C5 | XT0337:8 | GENERATOR DECS250^PANEL | 29.B3
XT0343:3 | SC | KA9602NC | WHT | 20 | 22.C5 | XT0337:10 | GENERATOR DECS250^PANEL | 29.C3
XT0343:4 | SC | KA0330A1 | WHT | 20 | 22.C5 | XT0337:9 | GENERATOR DECS250^PANEL | 29.B3
XT0351:1 | SC | VBUSA | RED | 16 | 86.B5 | XT0341:2 | GENERATOR DECS250^PANEL | 23.D2
XT0351:10 | SC | VGENA | RED | 16 | 86.C5 | XT0341:7 | GENERATOR DECS250^PANEL | 23.D2
XT0351:12 | SC | VGENB | RED | 16 | 86.D5 | XT0341:4 | GENERATOR DECS250^PANEL | 23.D2
XT0351:14 | SC | VGENC | RED | 16 | 86.D5 | XT0341:6 | GENERATOR DECS250^PANEL | 23.D2
XT0351:4 | SC | VBUSB | RED | 16 | 86.C5 | XT0341:1 | GENERATOR DECS250^PANEL | 23.D2
XT0351:6 | SC | VBUSC | RED | 16 | 86.C5 | XT0341:3 | GENERATOR DECS250^PANEL | 23.D2
XT0352:4 | SC | MCTN | BLU | 12 | 87.D4 | XT0342:2 | GENERATOR DECS250^PANEL | 23.B2
AT0140:P1 | WC0012 | AU0120L2 | ENET | CABLE | 2.B2 | AU0120:L2 | GENERATOR DECS250^PANEL | 2.B1
AT0140:1 LS(+) | WC8009 | AT0140LS(+) | WHT | 16 | 90.C6 | XT0337:16 | GENERATOR DECS250^PANEL | 90.C4
AT0140:2 LS(-) | WC8009 | AT0140LS(-) | BLK | 16 | 90.C6 | XT0337:17 | GENERATOR DECS250^PANEL | 90.C4
FW0140:3 | WC8009 | AT0140LS(S) | SH | 16 | 90.C6 | XT0337:18 | GENERATOR DECS250^PANEL | 90.C4
FU0313:LD | WC8101 | PMG1 | WHT | 12 | 88.A4 | XT0360:1 | GENERATOR DECS250^PANEL | 88.A4
FU0314:LD | WC8101 | PMG2 | BLK | 12 | 88.A4 | XT0360:2 | GENERATOR DECS250^PANEL | 88.A4
XT0360:3 | WC8101 | PMGS | SH | 12 | 88.A4 | XT0360:4 | GENERATOR DECS250^PANEL | 88.A4
AT0140:54 EXC(+) | WC8102 | EXC1 | WHT | 12 | 88.C7 | XT0370:2 | GENERATOR DECS250^PANEL | 88.C5
AT0140:55 EXC(-) | WC8102 | EXC2 | BLK | 12 | 88.C7 | XT0370:3 | GENERATOR DECS250^PANEL | 88.C5
FW0140:2 | WC8102 | EXCS | SH | 12 | 88.C6 | XT0370:6 | GENERATOR DECS250^PANEL | 88.C5
RS0106:2 | WC8164 | EXC1 | WHT | 16 | 22.A4 | XT0340:2 | GENERATOR DECS250^PANEL | 22.A5
RS0106:4 | WC8164 | EXC0 | BLK | 16 | 22.A4 | XT0340:3 | GENERATOR DECS250^PANEL | 22.A5
XT0340:1 | WC8164 | EXCS | SH | 16 | 22.A4 | XT0340:4 | GENERATOR DECS250^PANEL | 22.A5
XT0370:1 | WC8165 | EXC0 | WHT | 16 | 88.C4 | XT0340:5 | GENERATOR DECS250^PANEL | 22.A5
XT0370:4 | WC8165 | EXC2 | BLK | 16 | 88.C4 | XT0340:6 | GENERATOR DECS250^PANEL | 22.B5
XT0370:6 | WC8165 | EXCS | SH | 16 | 88.C5 | XT0340:7 | GENERATOR DECS250^PANEL | 22.B5
FU0313:LI | WC8201 | FU0313 | WHT | 12 | 88.A4 | KA0313:1 | GENERATOR DECS250^PANEL | 88.A5
FU0314:LI | WC8201 | FU0314 | BLK | 12 | 88.A4 | KA0313:8 | GENERATOR DECS250^PANEL | 88.A5
XT0360:4 | WC8201 | PMGS | SH | 12 | 88.A4 | XT0313:1 | GENERATOR DECS250^PANEL | 88.A5
XT0370:2 | WC8264 | EXC1 | WHT | 16 | 88.C5 | XT0340:2 | GENERATOR DECS250^PANEL | 22.A5
XT0340:3 | WC8264 | EXC0 | BLK | 16 | 22.A5 | XT0370:1 | GENERATOR DECS250^PANEL | 88.C4
XT0370:5 | WC8264 | EXCS | SH | 16 | 88.C4 | XT0340:4 | GENERATOR DECS250^PANEL | 22.A5
AT0140:49 PMG-A | WC8301 | PMG14C | WHT | 12 | 88.A7 | KA0313:3 | GENERATOR DECS250^PANEL | 88.A5
AT0140:50 PMG-B | WC8301 | PMG14A | BLK | 12 | 88.A7 | KA0313:6 | GENERATOR DECS250^PANEL | 88.A5
FW0140:1 | WC8301 | PMGS | SH | 12 | 88.A6 | XT0313:1 | GENERATOR DECS250^PANEL | 88.A5
PEG0140:0 | SC | PEG0140G | GRN/YEL | 8 | 3.B2 | PEG0130:5 | A PANEL | 3.B2
XT0332:1 | SC | FU0136 | WHT | 12 | 25.B2 | XT0138:3 | A PANEL | 16.A3
XT0334:1 | SC | 0V | WHT | 14 | 25.C2 | XT0134:3 | A PANEL | 16.B3
XT0334:2 | SC | KA0231A1 | WHT | 20 | 25.C2 | XT0136:4 | A PANEL | 18.B5
XT9000AC:1 | SC | KM2220EP | RED | 16 | 58.A6 | KA2200:14 | A PANEL | 58.A6
XT9000AC:10 | SC | KM6212EN | RED | 16 | 107.A5 | KA6212:11 | A PANEL | 107.A6
XT9000AC:11 | SC | KM6222EP | RED | 16 | 108.A5 | KA6222:14 | A PANEL | 108.A6
XT9000AC:12 | SC | KM6222EN | RED | 16 | 108.A5 | KA6222:11 | A PANEL | 108.A6
XT9000AC:15 | SC | KM3220EP | RED | 16 | 82.B5 | KA3220:14 | A PANEL | 82.B6
XT9000AC:16 | SC | KM3220EN | RED | 16 | 82.B5 | KA3220:11 | A PANEL | 82.B6
XT9000AC:2 | SC | KM2220EN | RED | 16 | 58.A6 | KA2200:11 | A PANEL | 58.A6
XT9000AC:3 | SC | KM3150EP | RED | 16 | 79.A5 | KA0135:12 | A PANEL | 79.A6
XT9000AC:4 | SC | KM3150EN | RED | 16 | 79.A5 | KA0135:11 | A PANEL | 79.A6
XT9000AC:5 | SC | KM6211EP | RED | 16 | 105.A5 | KA6211:14 | A PANEL | 105.A6
XT9000AC:6 | SC | KM6211EN | RED | 16 | 105.A5 | KA6211:11 | A PANEL | 105.A6
XT9000AC:7 | SC | KM6221EP | RED | 16 | 106.A5 | KA6221:14 | A PANEL | 106.A6
XT9000AC:8 | SC | KM6221EN | RED | 16 | 106.A5 | KA6221:11 | A PANEL | 106.A6
XT9000AC:9 | SC | KM6212EP | RED | 16 | 107.A5 | KA6212:14 | A PANEL | 107.A6
XT9002:16 | SC | FU0139 | WHT | 20 | 78.D5 | XT0136:1 | A PANEL | 18.A2
XT9002:17 | SC | PS32002 | WHT | 20 | 78.D5 | KA0136:A1 | A PANEL | 18.D6
XT9002:21 | SC | VS32201 | WHT | 20 | 82.A5 | AF0091:38 | A PANEL | 82.A7
XT9002:22 | SC | VS32202 | WHT | 20 | 82.A5 | AF0091:06 | A PANEL | 82.A7
XT9002:4 | SC | PS31701 | WHT | 20 | 80.A5 | AF0082:34 | A PANEL | 80.A7
XT9002:5 | SC | PS31702 | WHT | 20 | 80.A5 | AF0082:02 | A PANEL | 80.A7
XT9002:6 | SC | PS31501 | WHT | 20 | 80.B5 | AF0082:32 | A PANEL | 80.B7
XT9002:7 | SC | PS31502 | WHT | 20 | 80.B5 | AF0082:00 | A PANEL | 80.B7
XT9002:8 | SC | KM3170EP | WHT | 20 | 81.C5 | KA0138:14 | A PANEL | 81.C5
XT9002:9 | SC | 0V | WHT | 20 | 81.C5 | XT0136:6 | A PANEL | 81.C6
AF0123:27 | WC2270 | UAI12357 | RED | 20 | 71.A7 | UAI1235:-7 | A PANEL | 71.A6
AF0123:11 | WC2270 | UAI12355 | WHT | 20 | 71.A7 | UAI1235:-5 | A PANEL | 71.A6
AF0123:10 | WC2270 | UAI12356 | BLK | 20 | 71.A7 | UAI1235:+6 | A PANEL | 71.A6
AF0123:58 | WC2270 | UAI1235S | SH | 20 | 71.A7 | FLOATING | A PANEL | 71.A6
AF0123:29 | WC2271 | UAI12367 | RED | 20 | 71.C7 | UAI1236:-7 | A PANEL | 71.C6
AF0123:13 | WC2271 | UAI12365 | WHT | 20 | 71.C7 | UAI1236:-5 | A PANEL | 71.C6
AF0123:12 | WC2271 | UAI12366 | BLK | 20 | 71.C7 | UAI1236:+6 | A PANEL | 71.C6
AF0123:60 | WC2271 | UAI1236S | SH | 20 | 71.C7 | FLOATING | A PANEL | 71.C6
AF0123:31 | WC2272 | UAI12377 | RED | 20 | 72.A7 | UAI1237:-7 | A PANEL | 72.A6
AF0123:15 | WC2272 | UAI12375 | WHT | 20 | 72.A7 | UAI1237:-5 | A PANEL | 72.A6
AF0123:14 | WC2272 | UAI12376 | BLK | 20 | 72.A7 | UAI1237:+6 | A PANEL | 72.A6
AF0123:62 | WC2272 | UAI1237S | SH | 20 | 72.A7 | FLOATING | A PANEL | 72.A6
AF0123:21 | WC2273 | UAI12317 | RED | 20 | 73.A7 | UAI1231:-7 | A PANEL | 73.A6
AF0123:05 | WC2273 | UAI12315 | WHT | 20 | 73.A7 | UAI1231:-5 | A PANEL | 73.A6
AF0123:04 | WC2273 | UAI12316 | BLK | 20 | 73.A7 | UAI1231:+6 | A PANEL | 73.A6
AF0123:52 | WC2273 | UAI1231S | SH | 20 | 73.A7 | FLOATING | A PANEL | 73.A6
AF0123:19 | WC2274 | UAI42307 | RED | 20 | 73.B7 | UAI4230:-7 | A PANEL | 73.B6
AF0123:03 | WC2274 | UAI42305 | WHT | 20 | 73.B7 | UAI4230:-5 | A PANEL | 73.B6
AF0123:02 | WC2274 | UAI42306 | BLK | 20 | 73.B7 | UAI4230:+6 | A PANEL | 73.B6
AF0123:50 | WC2274 | UAI4230S | SH | 20 | 73.B7 | FLOATING | A PANEL | 73.C6
XT9002:1 | WC4112 | PT32001 | RED | 20 | 78.C5 | AF0085:38 | A PANEL | 78.C7
XT9002:2 | WC4112 | PT32002 | BLK | 20 | 78.C5 | AF0085:06 | A PANEL | 78.C7
XT9002:3 | WC4112 | PT3200S | SH | 20 | 78.C5 | AF0085:54 | A PANEL | 78.C7
XT9002:10 | WC4619 | PDT31001 | RED | 20 | 85.A5 | AF0085:40 | A PANEL | 85.A7
XT9002:11 | WC4619 | PDT31002 | BLK | 20 | 85.B5 | AF0085:08 | A PANEL | 85.A7
XT9002:12 | WC4619 | PDT3100S | SH | 20 | 85.B5 | AF0085:56 | A PANEL | 85.A7
XT9002:13 | WC4623 | PDT32401 | RED | 20 | 78.B5 | AF0085:32 | A PANEL | 78.B7
XT9002:14 | WC4623 | PDT32402 | BLK | 20 | 78.B5 | AF0085:00 | A PANEL | 78.B7
XT9002:15 | WC4623 | PDT3240S | SH | 20 | 78.B5 | AF0085:48 | A PANEL | 78.B7
GR0120: | SC | IEG023012 | GRN | 14 | 3.B4 | IEG0230:12 | B PANEL | 3.B4
XT0336:1 | SC | ESTOP | WHT | 20 | 25.C4 | XT0240:4 | B PANEL | 19.A3
XT9002:18 | SC | PS32004 | WHT | 20 | 78.D5 | KA0240:11 | B PANEL | 78.D5
XT9002:19 | SC | UF1300 | WHT | 20 | 78.D6 | KA0240:14 | B PANEL | 78.D5
XT0341:4 | SC | VGENB | RED | 16 | 23.D2 | PA0771:7 | METER PANEL | 23.C3
XT0341:6 | SC | VGENC | RED | 16 | 23.D2 | PA0771:8 | METER PANEL | 23.C3
XT0342:1 | SC | PA07035 | BLU | 16 | 23.A2 | PA0703:5 | METER PANEL | 23.A4
XT0342:4 | SC | PA07714 | BLU | 16 | 23.C2 | PA0771:4 | METER PANEL | 23.C3
RS0106:1 | WC8064 | PA07017 | RED | 20 | 22.A4 | PA0701:7 | METER PANEL | 22.A1
RS0106:3 | WC8064 | PA07018 | BLK | 20 | 22.A4 | PA0701:8 | METER PANEL | 22.A1
XT0340:1 | WC8064 | EXCS | SH | 20 | 22.A4 | FLOATING | METER PANEL | 22.A1
XT0340:5 | WC8065 | EXC0 | RED | 20 | 22.A5 | PV0701:7 | METER PANEL | 22.A1
XT0340:6 | WC8065 | EXC2 | BLK | 20 | 22.B5 | PV0701:8 | METER PANEL | 22.A1
XT0340:7 | WC8065 | EXCS | SH | 20 | 22.B5 | FLOATING | METER PANEL | 22.B1
XT0335:1 | SC | FU0333 | WHT | 16 | 25.B4 | SA0701:14 | SWITCH PANEL | 22.C2
XT0336:3 | SC | 0V | WHT | 16 | 25.C4 | HL0702: | SWITCH PANEL | 22.C2
XT0341:1 | SC | VBUSB | RED | 16 | 23.D2 | SA0710:23 | SWITCH PANEL | 23.D5
XT0341:2 | SC | VBUSA | RED | 16 | 23.D2 | SA0710:12 | SWITCH PANEL | 23.D5
XT0341:2 | SC | VBUSA | RED | 16 | 23.D2 | HL0703: | SWITCH PANEL | 23.A5
XT0341:3 | SC | VBUSC | RED | 16 | 23.D2 | SA0710:14 | SWITCH PANEL | 23.D5
XT0341:3 | SC | VBUSC | RED | 16 | 23.D2 | HL0704: | SWITCH PANEL | 23.A5
XT0341:4 | SC | VGENB | RED | 16 | 23.D2 | SA0770:14 | SWITCH PANEL | 23.B6
XT0341:5 | SC | VGENB | RED | 16 | 23.D2 | SA0710:27 | SWITCH PANEL | 23.D5
XT0341:6 | SC | VGENC | RED | 16 | 23.D2 | SA0700:17 | SWITCH PANEL | 23.A5
XT0341:6 | SC | VGENC | RED | 16 | 23.D2 | SA0710:18 | SWITCH PANEL | 23.D5
XT0341:7 | SC | VGENA | RED | 16 | 23.D2 | SA0700:13 | SWITCH PANEL | 23.A5
XT0342:2 | SC | MCTN | BLU | 16 | 23.B2 | SA0740:21 | SWITCH PANEL | 23.B3
XT0342:3 | SC | SA074013 | BLU | 16 | 23.B3 | SA0740:13 | SWITCH PANEL | 23.B3
XT0343:1 | SC | KA018511 | WHT | 20 | 22.C5 | SA0700:23 | SWITCH PANEL | 22.C3
XT0343:2 | SC | KA0333A1 | WHT | 20 | 22.C5 | SA0701:15 | SWITCH PANEL | 22.C2
XT0343:3 | SC | KA9602NC | WHT | 16 | 22.C5 | HL0701: | SWITCH PANEL | 22.C2
XT0343:4 | SC | KA0330A1 | WHT | 16 | 22.C5 | HL0702: | SWITCH PANEL | 22.C2
AF0123:SH | SC | AF0123G | GRN | 14 | 26.D3 | IEG0130:4 | VIBRATION | 26.D4
FU0120:LI | SC | FU0332 | WHT | 14 | 26.D1 | XT0130:1 | VIBRATION | 26.A5
FU0332:LD | SC | FU0332 | WHT | 14 | 25.B3 | XT0130:1 | VIBRATION | 26.A5
KA0364:11 | SC | KA0185A2 | WHT | 20 | 31.B6 | KA0185:A2 | VIBRATION | 31.A5
KA0364:14 | SC | 018121 | WHT | 20 | 31.B6 | AF0181:21 | VIBRATION | 31.A7
XT0120:1 | SC | 0V | WHT | 14 | 26.D1 | XT0130:2 | VIBRATION | 26.A5
XT0336:3 | SC | 0V | WHT | 14 | 25.C4 | XT0130:2 | VIBRATION | 26.A5
XT0337:13 | SC | KA018511 | WHT | 20 | 29.C3 | KA0185:11 | VIBRATION | 29.C3
XT0337:14 | SC | KA0332A1 | WHT | 20 | 29.C3 | KA0185:14 | VIBRATION | 29.C3
XT0337:18 | SC | AT0140LS(S) | GRN | 14 | 90.C4 | IEG0130:9 | VIBRATION | 90.C6
AU0120:L1 | WC0051 | AF0510L2 | ENET | CABLE | 2.B1 | AF0510:L2 | VIBRATION | 2.A5
AT0140:P2 | WC0114 | AT0140P2 | ENET | CABLE | 2.B2 | AU0180:L1 | VIBRATION | 2.B3
SolarTools ver. 24.0.84.24712 (Jul 31, 2025)
Report date: 4/30/2026 1:23 PM

## METER PANEL
METER PANEL
CONTROL CONSOLE DOOR^(METER PANEL)
Project # | J1630
Project Name | PTTEP ARTHIT T70 CONTROLS RETROFIT
Revision | A.5
Controls DE | H.VOUNG
Phone:
Controls ME | P. Llamedo
Phone:
From | [5 empty] | To
Device ID | Cable (W) Conductor (SC) Jumper Clip (JC) | Wire No. | Wire ID | Gauge/Size | Page/Zone | Device ID | Location | Page/Zone
PA0703:1 | SC | PA07716 | BLU | 16 | 23.A4 | PA0771:6 | METER PANEL | 23.C3
PA0703:5 | SC | PA07035 | BLU | 16 | 23.A4 | XT0342:1 | GENERATOR DECS250^PANEL | 23.A2
PA0771:4 | SC | PA07714 | BLU | 16 | 23.C3 | XT0342:4 | GENERATOR DECS250^PANEL | 23.C2
PA0771:7 | SC | VGENB | RED | 16 | 23.C3 | XT0341:4 | GENERATOR DECS250^PANEL | 23.D2
PA0771:8 | SC | VGENC | RED | 16 | 23.C3 | XT0341:6 | GENERATOR DECS250^PANEL | 23.D2
PA0701:7 | WC8064 | PA07017 | RED | 20 | 22.A1 | RS0106:1 | GENERATOR DECS250^PANEL | 22.A4
PA0701:8 | WC8064 | PA07018 | BLK | 20 | 22.A1 | RS0106:3 | GENERATOR DECS250^PANEL | 22.A4
FLOATING | WC8064 | EXCS | SH | 20 | 22.A1 | XT0340:1 | GENERATOR DECS250^PANEL | 22.A4
PV0701:7 | WC8065 | EXC0 | RED | 20 | 22.A1 | XT0340:5 | GENERATOR DECS250^PANEL | 22.A5
PV0701:8 | WC8065 | EXC2 | BLK | 20 | 22.A1 | XT0340:6 | GENERATOR DECS250^PANEL | 22.B5
FLOATING | WC8065 | EXCS | SH | 20 | 22.B1 | XT0340:7 | GENERATOR DECS250^PANEL | 22.B5
PA0700:7 | SC | PA07007 | BLU | 16 | 23.B2 | SA0740:11 | SWITCH PANEL | 23.B3
PA0700:8 | SC | MCTN | BLU | 16 | 23.B2 | SA0740:21 | SWITCH PANEL | 23.B3
PA0703:2 | SC | PA07032 | RED | 16 | 23.A4 | SA0770:26 | SWITCH PANEL | 23.B5
PA0703:3 | SC | PA07033 | BLU | 16 | 23.A4 | SA0740:12 | SWITCH PANEL | 23.C3
PA0703:4 | SC | PA07034 | RED | 16 | 23.A4 | SA0770:22 | SWITCH PANEL | 23.B5
PA0703:6 | SC | PA07036 | RED | 16 | 23.A4 | SA0770:12 | SWITCH PANEL | 23.B5
PA0703:7 | SC | PA07037 | BLU | 16 | 23.A4 | SA0740:24 | SWITCH PANEL | 23.B3
PA0703:8 | SC | PA07038 | RED | 16 | 23.A4 | SA0770:16 | SWITCH PANEL | 23.B5
PF0701:8 | SC | VGENB | RED | 16 | 23.B6 | SA0770:28 | SWITCH PANEL | 23.B6
PV0700:7 | SC | PV07007 | RED | 16 | 23.C5 | SA0710:11 | SWITCH PANEL | 23.D5
PV0700:8 | SC | PV07008 | RED | 16 | 23.C5 | SA0710:21 | SWITCH PANEL | 23.C5
PF0701:7 | SC | PF07017 | RED | 16 | 23.B6 | KA0180:14 | VIBRATION | 23.B6
SolarTools ver. 24.0.84.24712 (Jul 31, 2025)
Report date: 4/30/2026 1:23 PM

## PWR,DISTRIBUTION RAIL^LEFT DOOR
PWR,DISTRIBUTION RAIL^LEFT DOOR
Project # | J1630
Project Name | PTTEP ARTHIT T70 CONTROLS RETROFIT
Revision | A.5
Controls DE | H.VOUNG
Phone:
Controls ME | P. Llamedo
Phone:
From | [5 empty] | To
Device ID | Cable (W) Conductor (SC) Jumper Clip (JC) | Wire No. | Wire ID | Gauge/Size | Page/Zone | Device ID | Location | Page/Zone
XT0561:2 | JC | FU0200LI | CLIP | --- | 11.A2 | XT0561:1 | PWR,DISTRIBUTION RAIL^LEFT DOOR | 11.A2
XT0562:1 | JC | 0V1 | CLIP | --- | 11.B2 | XT0562:2 | PWR,DISTRIBUTION RAIL^LEFT DOOR | 11.B2
XT0562:2 | JC | 0V1 | CLIP | --- | 11.B2 | XT0562:3 | PWR,DISTRIBUTION RAIL^LEFT DOOR | 11.B2
AT0680:NEG | SC | 0V | WHT | 14 | 4.C3 | XT0680:2 | PWR,DISTRIBUTION RAIL^LEFT DOOR | 4.D3
AT0680:POS | SC | AT0680POS | WHT | 14 | 4.C3 | XT0680:1 | PWR,DISTRIBUTION RAIL^LEFT DOOR | 4.D3
XT0560:2 | SC | JW0 | CLIP | -- | 11.B2 | XT0562:1 | PWR,DISTRIBUTION RAIL^LEFT DOOR | 11.B2
FU0190:LI | SC | FU0200LI | WHT | 14 | 11.C3 | FU0273:LI | PWR,DISTRIBUTION RAIL^LEFT DOOR | 11.B3
FU0200:LI | SC | FU0200LI | WHT | 14 | 11.A3 | FU0201:LI | PWR,DISTRIBUTION RAIL^LEFT DOOR | 11.B3
FU0200:LI | SC | FU0200LI | WHT | 14 | 11.A3 | XT0561:1 | PWR,DISTRIBUTION RAIL^LEFT DOOR | 11.A2
FU0201:LI | SC | FU0200LI | WHT | 14 | 11.B3 | FU0273:LI | PWR,DISTRIBUTION RAIL^LEFT DOOR | 11.B3
FU0560:LD | SC | FU0200LI | WHT | 14 | 11.A2 | XT0561:1 | PWR,DISTRIBUTION RAIL^LEFT DOOR | 11.A2
FU0560:LI | SC | FU0136 | WHT | 12 | 11.A2 | XT0560:1 | PWR,DISTRIBUTION RAIL^LEFT DOOR | 11.A2
FU0680:LD | SC | AT0680POS | WHT | 14 | 4.D2 | XT0680:1 | PWR,DISTRIBUTION RAIL^LEFT DOOR | 4.D3
PC0470:INP_A | SC | 009312 | WHT | 20 | 34.B5 | PC0470:INP_B | PWR,DISTRIBUTION RAIL^LEFT DOOR | 34.B5
FU0680:LI | SC | FU0210 | WHT | 14 | 4.D2 | XT0233:3 | A PANEL | 16.C4
PC0470:+PWR | SC | 009344 | WHT | 20 | 34.B5 | AF0093:44 | A PANEL | 34.B7
PC0470:INP_A | SC | 009312 | WHT | 20 | 34.B5 | AF0093:12 | A PANEL | 34.B7
PC0470:-PWR | SC | 009328 | WHT | 20 | 34.B5 | AF0093:28 | A PANEL | 34.B7
XT0560:1 | SC | FU0136 | WHT | 12 | 11.A2 | XT0138:2 | A PANEL | 16.A3
XT0560:2 | SC | 0V | WHT | 14 | 11.B2 | XT0134:2 | A PANEL | 16.B3
XT0680:2 | SC | 0V | WHT | 14 | 4.D3 | XT0235:3 | A PANEL | 16.D4
AT0680:LAN1 | WC0680 | AP0609L1 | ENET | CABLE | 4.A2 | AP0609:L1 | A PANEL | 4.A1
FU0273:LD | SC | FU0273 | WHT | 14 | 11.B3 | ZS0273:1 | ASSEMBLY CONSOLE | 11.B4
XT0562:1 | SC | 0V1 | WHT | 14 | 11.B2 | EL0273:- | ASSEMBLY CONSOLE | 11.B4
FU0200:LD | SC | FU0200 | WHT | 14 | 11.A3 | AU0200:V+ | ASSEMBLY^CONTROL PANEL | 11.A3
FU0201:LD | SC | FU0201 | WHT | 14 | 11.B3 | AF0202:V+ | ASSEMBLY^CONTROL PANEL | 11.A5
XT0562:1 | SC | 0V1 | WHT | 14 | 11.B2 | AF0202:COM | ASSEMBLY^CONTROL PANEL | 11.A5
XT0562:1 | SC | 0V1 | WHT | 14 | 11.B2 | AU0200:COM | ASSEMBLY^CONTROL PANEL | 11.A3
XT0562:3 | SC | 0V1 | WHT | 20 | 11.B2 | SH0400:B | ASSEMBLY^CONTROL PANEL | 13.B5
XT0563:1 | SC | ESTOPB | WHT | 20 | 13.D6 | SB0400:11 | ASSEMBLY^CONTROL PANEL | 13.D5
XT0563:2 | SC | ESTOPA | WHT | 20 | 13.D6 | SB0400:12 | ASSEMBLY^CONTROL PANEL | 13.D5
XT0563:3 | SC | KA023612 | WHT | 20 | 13.B6 | XT0564:1 B2 | ASSEMBLY^CONTROL PANEL | 13.B5
XT0563:4 | SC | 0V | WHT | 20 | 13.B6 | HL0410:A | ASSEMBLY^CONTROL PANEL | 13.B5
XT0563:5 | SC | KA0241A1 | WHT | 20 | 13.C6 | SA0401:1 | ASSEMBLY^CONTROL PANEL | 13.C5
XT0563:6 | SC | FU0139 | WHT | 20 | 13.C6 | SA0401:2 | ASSEMBLY^CONTROL PANEL | 13.C5
XT0563:1 | SC | ESTOPB | WHT | 20 | 13.D6 | XT0240:2 | B PANEL | 19.A3
XT0563:2 | SC | ESTOPA | WHT | 20 | 13.D6 | XT0240:3 | B PANEL | 19.A3
XT0563:3 | SC | KA023612 | WHT | 14 | 13.B6 | XT0240:13 | B PANEL | 19.D4
XT0563:4 | SC | 0V | WHT | 14 | 13.B6 | XT0240:9 | B PANEL | 19.D3
XT0563:5 | SC | KA0241A1 | WHT | 20 | 13.C6 | XT0240:6 | B PANEL | 19.C3
XT0563:6 | SC | FU0139 | WHT | 20 | 13.C6 | XT0240:11 | B PANEL | 19.C4
FU0190:LD | SC | FU0190 | WHT | 14 | 11.C3 | AT0190:POS | CONSOLE DOOR^PANEL | 11.B4
XT0562:2 | SC | 0V1 | WHT | 14 | 11.B2 | AT0190:NEG | CONSOLE DOOR^PANEL | 11.B4
AT0680:LAN2 | WC0019 | AT0190E | ENET | CABLE | 4.A2 | AT0190:ETAP:L1 | CONSOLE DOOR^PANEL | 11.B4
SolarTools ver. 24.0.84.24712 (Jul 31, 2025)
Report date: 4/30/2026 1:23 PM

## SWITCH PANEL
SWITCH PANEL
CONTROL CONSOLE DOOR^(SWITCH PANEL)
Project # | J1630
Project Name | PTTEP ARTHIT T70 CONTROLS RETROFIT
Revision | A.5
Controls DE | H.VOUNG
Phone:
Controls ME | P. Llamedo
Phone:
From | [5 empty] | To
Device ID | Cable (W) Conductor (SC) Jumper Clip (JC) | Wire No. | Wire ID | Gauge/Size | Page/Zone | Device ID | Location | Page/Zone
HL0701: | SC | 0V | WHT | 16 | 22.C2 | HL0702: | SWITCH PANEL | 22.C2
HL0703: | SC | VBUSA | RED | 16 | 23.A5 | PF0700:2 | SWITCH PANEL | 23.A4
HL0703: | SC | PF07008 | RED | 16 | 23.A5 | SA0700:12 | SWITCH PANEL | 23.A5
HL0704: | SC | VBUSC | RED | 16 | 23.A5 | PF0700:1 | SWITCH PANEL | 23.A4
HL0704: | SC | PF07007 | RED | 16 | 23.A5 | SA0700:16 | SWITCH PANEL | 23.A5
SA0700:12 | SC | PF07008 | RED | 16 | 23.A5 | PF0700:8 | SWITCH PANEL | 23.A4
SA0700:13 | SC | VGENA | RED | 16 | 23.A5 | SA0770:18 | SWITCH PANEL | 23.B6
SA0700:16 | SC | PF07007 | RED | 16 | 23.A5 | PF0700:7 | SWITCH PANEL | 23.A4
SA0700:17 | SC | VGENC | RED | 16 | 23.A5 | SA0770:24 | SWITCH PANEL | 23.B6
SA0700:22 | SC | SA070022 | WHT | 16 | 22.C3 | SA0701:13 | SWITCH PANEL | 22.C2
SA0701:14 | SC | FU0333 | WHT | 16 | 22.C2 | SA0701:12 | SWITCH PANEL | 22.C2
SA0710:12 | SC | VBUSA | RED | 16 | 23.D5 | SA0710:24 | SWITCH PANEL | 23.D5
SA0710:13 | SC | VBUSC | RED | 16 | 23.D5 | SA0710:14 | SWITCH PANEL | 23.D5
SA0710:16 | SC | VGENA | RED | 16 | 23.D5 | SA0710:28 | SWITCH PANEL | 23.D5
SA0710:17 | SC | VGENC | RED | 16 | 23.D5 | SA0710:18 | SWITCH PANEL | 23.D5
SA0710:22 | SC | VBUSB | RED | 16 | 23.C5 | SA0710:23 | SWITCH PANEL | 23.D5
SA0710:26 | SC | VGENB | RED | 16 | 23.C5 | SA0710:27 | SWITCH PANEL | 23.D5
SA0710:28 | SC | VGENA | RED | 16 | 23.D5 | SA0770:18 | SWITCH PANEL | 23.B6
SA0740:12 | SC | PA07033 | BLU | 16 | 23.C3 | SA0740:22 | SWITCH PANEL | 23.B3
SA0740:13 | SC | SA074013 | BLU | 16 | 23.B3 | SA0740:23 | SWITCH PANEL | 23.B3
SA0740:14 | SC | PA07037 | BLU | 16 | 23.B3 | SA0740:24 | SWITCH PANEL | 23.B3
SA0770:11 | SC | PA07036 | RED | 16 | 23.B6 | SA0770:12 | SWITCH PANEL | 23.B5
SA0770:14 | SC | VGENB | RED | 16 | 23.B6 | SA0770:28 | SWITCH PANEL | 23.B6
SA0770:15 | SC | PA07038 | RED | 16 | 23.B6 | SA0770:16 | SWITCH PANEL | 23.B5
SA0770:21 | SC | PA07034 | RED | 16 | 23.B6 | SA0770:22 | SWITCH PANEL | 23.B5
SA0770:25 | SC | PA07032 | RED | 16 | 23.B6 | SA0770:26 | SWITCH PANEL | 23.B5
SA0710:16 | SC | VGENA | RED | 16 | 23.D5 | TM0102:1 | CONSOLE DOOR^PANEL | 23.B5
SA0710:17 | SC | VGENC | RED | 16 | 23.D5 | TM0102:3 | CONSOLE DOOR^PANEL | 23.B5
SA0710:26 | SC | VGENB | RED | 16 | 23.C5 | TM0102:2 | CONSOLE DOOR^PANEL | 23.B5
SA0770:13 | SC | TM01024 | RED | 16 | 23.B5 | TM0102:4 | CONSOLE DOOR^PANEL | 23.B5
SA0770:17 | SC | TM01025 | RED | 16 | 23.B5 | TM0102:5 | CONSOLE DOOR^PANEL | 23.B5
SA0770:23 | SC | TM01027 | RED | 16 | 23.B5 | TM0102:7 | CONSOLE DOOR^PANEL | 23.B5
SA0770:27 | SC | TM01026 | RED | 16 | 23.B5 | TM0102:6 | CONSOLE DOOR^PANEL | 23.B5
HL0701: | SC | KA9602NC | WHT | 16 | 22.C2 | XT0343:3 | GENERATOR DECS250^PANEL | 22.C5
HL0702: | SC | 0V | WHT | 16 | 22.C2 | XT0336:3 | GENERATOR DECS250^PANEL | 25.C4
HL0702: | SC | KA0330A1 | WHT | 16 | 22.C2 | XT0343:4 | GENERATOR DECS250^PANEL | 22.C5
HL0703: | SC | VBUSA | RED | 16 | 23.A5 | XT0341:2 | GENERATOR DECS250^PANEL | 23.D2
HL0704: | SC | VBUSC | RED | 16 | 23.A5 | XT0341:3 | GENERATOR DECS250^PANEL | 23.D2
SA0700:13 | SC | VGENA | RED | 16 | 23.A5 | XT0341:7 | GENERATOR DECS250^PANEL | 23.D2
SA0700:17 | SC | VGENC | RED | 16 | 23.A5 | XT0341:6 | GENERATOR DECS250^PANEL | 23.D2
SA0700:23 | SC | KA018511 | WHT | 20 | 22.C3 | XT0343:1 | GENERATOR DECS250^PANEL | 22.C5
SA0701:14 | SC | FU0333 | WHT | 16 | 22.C2 | XT0335:1 | GENERATOR DECS250^PANEL | 25.B4
SA0701:15 | SC | KA0333A1 | WHT | 20 | 22.C2 | XT0343:2 | GENERATOR DECS250^PANEL | 22.C5
SA0710:12 | SC | VBUSA | RED | 16 | 23.D5 | XT0341:2 | GENERATOR DECS250^PANEL | 23.D2
SA0710:14 | SC | VBUSC | RED | 16 | 23.D5 | XT0341:3 | GENERATOR DECS250^PANEL | 23.D2
SA0710:18 | SC | VGENC | RED | 16 | 23.D5 | XT0341:6 | GENERATOR DECS250^PANEL | 23.D2
SA0710:23 | SC | VBUSB | RED | 16 | 23.D5 | XT0341:1 | GENERATOR DECS250^PANEL | 23.D2
SA0710:27 | SC | VGENB | RED | 16 | 23.D5 | XT0341:5 | GENERATOR DECS250^PANEL | 23.D2
SA0740:13 | SC | SA074013 | BLU | 16 | 23.B3 | XT0342:3 | GENERATOR DECS250^PANEL | 23.B3
SA0740:21 | SC | MCTN | BLU | 16 | 23.B3 | XT0342:2 | GENERATOR DECS250^PANEL | 23.B2
SA0770:14 | SC | VGENB | RED | 16 | 23.B6 | XT0341:4 | GENERATOR DECS250^PANEL | 23.D2
SA0710:11 | SC | PV07007 | RED | 16 | 23.D5 | PV0700:7 | METER PANEL | 23.C5
SA0710:21 | SC | PV07008 | RED | 16 | 23.C5 | PV0700:8 | METER PANEL | 23.C5
SA0740:11 | SC | PA07007 | BLU | 16 | 23.B3 | PA0700:7 | METER PANEL | 23.B2
SA0740:12 | SC | PA07033 | BLU | 16 | 23.C3 | PA0703:3 | METER PANEL | 23.A4
SA0740:21 | SC | MCTN | BLU | 16 | 23.B3 | PA0700:8 | METER PANEL | 23.B2
SA0740:24 | SC | PA07037 | BLU | 16 | 23.B3 | PA0703:7 | METER PANEL | 23.A4
SA0770:12 | SC | PA07036 | RED | 16 | 23.B5 | PA0703:6 | METER PANEL | 23.A4
SA0770:16 | SC | PA07038 | RED | 16 | 23.B5 | PA0703:8 | METER PANEL | 23.A4
SA0770:22 | SC | PA07034 | RED | 16 | 23.B5 | PA0703:4 | METER PANEL | 23.A4
SA0770:26 | SC | PA07032 | RED | 16 | 23.B5 | PA0703:2 | METER PANEL | 23.A4
SA0770:28 | SC | VGENB | RED | 16 | 23.B6 | PF0701:8 | METER PANEL | 23.B6
SA0770:24 | SC | VGENC | RED | 16 | 23.B6 | KA0180:11 | VIBRATION | 23.B6
SolarTools ver. 24.0.84.24712 (Jul 31, 2025)
Report date: 4/30/2026 1:23 PM

## VIBRATION
VIBRATION
CONTROL CONSOLE
Project # | J1630
Project Name | PTTEP ARTHIT T70 CONTROLS RETROFIT
Revision | A.5
Controls DE | H.VOUNG
Phone:
Controls ME | P. Llamedo
Phone:
From | [5 empty] | To
Device ID | Cable (W) Conductor (SC) Jumper Clip (JC) | Wire No. | Wire ID | Gauge/Size | Page/Zone | Device ID | Location | Page/Zone
XT0130:3 | JC | 0V | CLIP | --- | 26.A5 | XT0130:2 | VIBRATION | 26.A5
XT0170:1 | JC | FU0170 | CLIP | --- | 10.A2 | XT0170:2 | VIBRATION | 10.A2
XT0170:3 | JC | 0V | CLIP | --- | 10.A2 | XT0170:4 | VIBRATION | 10.A2
XT0180:1 | JC | 0V | CLIP | --- | 27.B1 | XT0180:2 | VIBRATION | 27.B1
AF0181:00 | SC | 018100 | WHT | 20 | 31.A7 | KA0180:A1 | VIBRATION | 31.A5
AF0181:01 | SC | 018101 | WHT | 20 | 110.C7 | KA0181:A1 | VIBRATION | 110.C5
AF0181:03 | SC | 018103 | WHT | 20 | 110.C7 | KA0183:A1 | VIBRATION | 110.C5
AF0181:05 | SC | 018105 | WHT | 20 | 31.A7 | KA0185:A1 | VIBRATION | 31.A5
AF0181:07 | SC | KA9000A1 | WHT | 20 | 36.A7 | KA9000:A1 | VIBRATION | 36.A6
AF0181:08 | SC | KA9002A1 | WHT | 20 | 36.A7 | KA9002:A1 | VIBRATION | 36.A6
AF0181:09 | SC | KA2092A1 | WHT | 20 | 36.B7 | KA2092:A1 | VIBRATION | 36.B6
AF0181:16 | SC | 018116 | WHT | 20 | 31.A7 | KA0180:A2 | VIBRATION | 31.A5
AF0181:17 | SC | 018117 | WHT | 20 | 110.C7 | KA0181:A2 | VIBRATION | 110.C5
AF0181:19 | SC | 018119 | WHT | 20 | 110.C7 | KA0183:A2 | VIBRATION | 110.C5
AF0181:23 | SC | KA9000A2 | WHT | 20 | 36.A7 | KA9000:A2 | VIBRATION | 36.A6
AF0181:24 | SC | KA9002A2 | WHT | 20 | 36.A7 | KA9002:A2 | VIBRATION | 36.A6
AF0181:25 | SC | KA2092A2 | WHT | 20 | 36.B7 | KA2092:A2 | VIBRATION | 36.B6
AF0181:COM | SC | 0V | WHT | 14 | 27.B2 | XT0180:2 | VIBRATION | 27.B1
AF0181:P | SC | * |  |  | 27.B2 | AU0180:J | VIBRATION | 27.A2
AF0181:V+ | SC | FU0181 | WHT | 14 | 27.B2 | FU0181:LD | VIBRATION | 27.B1
AF0182:COM | SC | AF0182N | WHT | 20 | 27.B3 | AF0183:COM | VIBRATION | 27.A3
AF0182:COM | SC | AU0180N | WHT | 20 | 27.B3 | AU0180:COM | VIBRATION | 27.A2
AF0182:V+ | SC | AF0182P | WHT | 20 | 27.B3 | AF0183:V+ | VIBRATION | 27.A3
AF0182:V+ | SC | AU0180P | WHT | 20 | 27.B3 | AU0180:V+ | VIBRATION | 27.A2
AF0183:COM | SC | AF0183N | WHT | 20 | 27.A3 | AF0184:COM | VIBRATION | 27.B4
AF0183:V+ | SC | AF0183P | WHT | 20 | 27.A3 | AF0184:V+ | VIBRATION | 27.B4
AF0184:COM | SC | AF0184N | WHT | 20 | 27.B4 | AF0185:COM | VIBRATION | 27.B5
AF0184:SH | SC | AF0184G | GRN | 14 | 27.B4 | AF0185:SH | VIBRATION | 27.B5
AF0184:SH | SC | AU0180G | GRN | 14 | 27.B4 | AU0180:GND | VIBRATION | 27.A2
AF0184:V+ | SC | AF0184P | WHT | 20 | 27.B4 | AF0185:V+ | VIBRATION | 27.B5
AF0185:SH | SC | IEG01305 | GRN | 14 | 27.B5 | IEG0130:5 | VIBRATION | 27.B6
AF0400:12 | SC | XT04001 | GRN | 16 | 24.B6 | XT0400:1 | VIBRATION | 24.C6
AF0410:32 | SC | XT04001 | GRN | 16 | 24.B5 | XT0400:1 | VIBRATION | 24.C6
AF0410:53 | SC | 0V | WHT | 16 | 24.B5 | XT0110:2 | VIBRATION | 24.A5
AF0410:54 | SC | AF0410N | WHT | 16 | 24.B5 | AF0420:53 | VIBRATION | 24.B5
AF0410:55 | SC | FU0113 | WHT | 16 | 24.B5 | FU0113:LD | VIBRATION | 24.A4
AF0410:56 | SC | AF0410P | WHT | 16 | 24.B5 | AF0420:55 | VIBRATION | 24.B5
AF0420:32 | SC | XT04001 | GRN | 16 | 24.B5 | XT0400:1 | VIBRATION | 24.C6
AF0420:54 | SC | AF0420N | WHT | 16 | 24.B5 | AF0450:53 | VIBRATION | 24.B3
AF0420:56 | SC | AF0420P | WHT | 16 | 24.B5 | AF0450:55 | VIBRATION | 24.B3
AF0450:32 | SC | XT04002 | GRN | 16 | 24.B3 | XT0400:2 | VIBRATION | 24.C4
AF0500:12 | SC | XT05001 | GRN | 16 | 26.B5 | XT0500:1 | VIBRATION | 26.C4
AF0510:32 | SC | XT05001 | GRN | 16 | 26.B4 | XT0500:1 | VIBRATION | 26.C4
AF0510:53 | SC | 0V | WHT | 16 | 26.B4 | XT0130:3 | VIBRATION | 26.A5
AF0510:55 | SC | FU0130 | WHT | 16 | 26.B4 | FU0130:LD | VIBRATION | 26.C1
AT0175:11 | SC | KA651012 | WHT | 20 | 96.A6 | KA6510:12 | VIBRATION | 96.A6
AT0175:14 | SC | KA651122 | WHT | 20 | 96.A6 | KA6511:12 | VIBRATION | 96.A6
AT0175:17 | SC | VD0175A | WHT | 20 | 32.B6 | XT0170:17 | VIBRATION | 32.B5
AT0175:18 | SC | HL0171X1 | WHT | 20 | 32.B6 | XT0170:18 | VIBRATION | 32.B5
AT0175:2 | SC | SB017013 | WHT | 20 | 32.B6 | XT0170:15 | VIBRATION | 32.B5
AT0175:20 | SC | VD0175I | WHT | 20 | 32.C6 | KA0173:A1 | VIBRATION | 32.C6
AT0175:20 | SC | VD0175I | WHT | 20 | 32.C6 | XT0170:19 | VIBRATION | 32.C5
AT0175:21 | SC | HL0172X1 | WHT | 20 | 32.C6 | KA0173:A2 | VIBRATION | 32.C6
AT0175:21 | SC | HL0172X1 | WHT | 20 | 32.C6 | XT0170:20 | VIBRATION | 32.C5
AT0175:23 | SC | VD0175D | WHT | 20 | 32.C6 | KA0175:A1 | VIBRATION | 32.C6
AT0175:23 | SC | VD0175D | WHT | 20 | 32.C6 | XT0170:21 | VIBRATION | 32.C5
AT0175:24 | SC | HL0173X1 | WHT | 20 | 32.C6 | KA0175:A2 | VIBRATION | 32.C6
AT0175:24 | SC | HL0173X1 | WHT | 20 | 32.C6 | XT0170:22 | VIBRATION | 32.C5
AT0175:3 | SC | SB017014 | WHT | 20 | 32.B6 | XT0170:16 | VIBRATION | 32.B5
AT0175:4P1 | SC | AT01754P1 | WHT | 14 | 10.B5 | XT0170:13 | VIBRATION | 32.A5
AT0175:GND | SC | AT0175G | GRN/YEL | 14 | 10.B5 | FRAME | VIBRATION | 10.C6
AT0176:11 | SC | AT017611 | LEAD | --- | 94.B6 | RR0176S4: -10K OHM | VIBRATION | 94.B6
AT0176:12 | SC | AT017612 | LEAD | --- | 94.B6 | RR0176S4: -10K OHM | VIBRATION | 94.B6
AT0176:14 | SC | AT017614 | LEAD | --- | 94.B6 | RR0176S5: -10K OHM | VIBRATION | 94.C6
AT0176:15 | SC | AT017615 | LEAD | --- | 94.B6 | RR0176S5: -10K OHM | VIBRATION | 94.C6
AT0176:17 | SC | AT017617 | LEAD | --- | 94.C6 | RR0176S6: -10K OHM | VIBRATION | 94.C6
AT0176:18 | SC | AT017618 | LEAD | --- | 94.C6 | RR0176S6: -10K OHM | VIBRATION | 94.C6
AT0176:20 | SC | AT017620 | LEAD | --- | 94.D6 | RR0176S7: -10K OHM | VIBRATION | 94.D6
AT0176:21 | SC | AT017621 | LEAD | --- | 94.D6 | RR0176S7: -10K OHM | VIBRATION | 94.D6
AT0176:4P1 | SC | AT01764P1 | WHT | 14 | 10.C5 | AT0178:1P1 | VIBRATION | 10.D5
AT0176:5P1 | SC | AT01765P1 | WHT | 14 | 10.C5 | AT0178:2P1 | VIBRATION | 10.D5
AT0176:8 | SC | AT01768 | LEAD | --- | 94.A6 | RR0176S3: -10K OHM | VIBRATION | 94.A6
AT0176:9 | SC | AT01769 | LEAD | --- | 94.A6 | RR0176S3: -10K OHM | VIBRATION | 94.A6
AT0176:GND | SC | AT0176G | GRN/YEL | 14 | 10.C5 | FRAME | VIBRATION | 10.C6
AT0178:20 | SC | ZS6151C | WHT | 20 | 101.A7 | XT0170:23 | VIBRATION | 101.A6
AT0178:21 | SC | ZS6160C | WHT | 20 | 101.A7 | XT0170:24 | VIBRATION | 101.A6
AT0178:23 | SC | AT017823 | LEAD | --- | 98.C6 | RR0853: -10K OHM | VIBRATION | 98.D6
AT0178:24 | SC | AT017824 | LEAD | --- | 98.C6 | RR0853: -10K OHM | VIBRATION | 98.D6
AT0178:GND | SC | AT0178G | GRN/YEL | 14 | 10.D5 | FRAME | VIBRATION | 10.D6
AU0180:COM | SC | 0V | WHT | 14 | 27.A2 | XT0180:1 | VIBRATION | 27.B1
AU0180:V+ | SC | FU0180 | WHT | 14 | 27.A2 | FU0180:LD | VIBRATION | 27.B1
FU0113:LI | SC | FU0136 | WHT | 16 | 24.A4 | XT0110:1 | VIBRATION | 24.A5
FU0130:LI | SC | FU0332 | WHT | 14 | 26.C1 | XT0130:1 | VIBRATION | 26.A5
FU0180:LI | SC | FU0332 | WHT | 14 | 27.B1 | FU0181:LI | VIBRATION | 27.B1
FU0180:LI | SC | FU0332 | WHT | 14 | 27.B1 | XT0130:1 | VIBRATION | 26.A5
FU0272:LD | SC | UV0271P | WHT | 14 | 17.A3 | UV0271:8+ | VIBRATION | 17.A2
GR0170: | SC | GR0170 | GRN/YEL | 14 | 3.B3 | FRAME | VIBRATION | 3.B2
GR0172: | SC | GR0172 | GRN/YEL | 14 | 3.B3 | FRAME | VIBRATION | 3.B2
GR0180: | SC | IEG01307 | GRN | 14 | 3.C4 | IEG0130:7 | VIBRATION | 3.C3
GR0272: | SC | GR0272 | GRN/YEL | 14 | 3.A4 | FRAME | VIBRATION | 3.A4
GR0273: | SC | GR0273 | GRN/YEL | 14 | 3.A4 | FRAME | VIBRATION | 3.A4
IEG0010:3 | SC | IEG0130G | GRN | 8 | 3.C2 | IEG0130:0 | VIBRATION | 3.C2
IEG0130:1 | SC | IEG01301 | GRN | 14 | 17.B1 | UV0272:IE | VIBRATION | 17.A2
IEG0130:8 | SC | IEG01308 | GRN | 14 | 26.C6 | XT0500:2 | VIBRATION | 26.C6
KA0173:11 | SC | KA017311 | WHT | 20 | 91.D6 | XT0170:25 | VIBRATION | 91.D5
KA0173:12 | SC | KA017312 | WHT | 20 | 91.D6 | XT0170:26 | VIBRATION | 91.D5
KA0175:11 | SC | KA017511 | WHT | 20 | 91.D6 | XT0170:27 | VIBRATION | 91.D5
KA0175:12 | SC | KA017512 | WHT | 20 | 91.D6 | XT0170:28 | VIBRATION | 91.D5
KA0176:A1 | SC | KA014422 | WHT | 20 | 105.C5 | KA0177:A1 | VIBRATION | 105.C5
KA0176:A2 | SC | 0V | WHT | 20 | 105.C5 | XT0170:3 | VIBRATION | 10.A2
KA0176:A2 | SC | 0V | WHT | 20 | 105.C5 | KA0177:A2 | VIBRATION | 105.C5
KA6510:A1 | SC | SA0170B214 | WHT | 20 | 32.A6 | KA6511:A1 | VIBRATION | 32.A6
KA6510:A1 | SC | SA0170B214 | WHT | 20 | 32.A6 | XT0170:14 | VIBRATION | 32.A5
KA6510:A2 | SC | KA6510A2 | WHT | 14 | 32.A6 | AT0175:5P1 | VIBRATION | 10.B5
KA6510:A2 | SC | KA6510A2 | WHT | 20 | 32.A6 | KA6511:A2 | VIBRATION | 32.A6
UAI0686:1 | SC | AP11003 | WHT | 20 | 44.A6 | UAI0686:2 | VIBRATION | 44.A6
UAI0736:1 | SC | TE21203 | WHT | 20 | 50.D6 | UAI0736:2 | VIBRATION | 50.D6
UAI0832:1 | SC | TE26453 | WHT | 20 | 66.C6 | UAI0832:2 | VIBRATION | 66.C6
UAI0833:1 | SC | TE35203 | WHT | 20 | 77.A6 | UAI0833:2 | VIBRATION | 77.A6
UAI0835:1 | SC | TE11103 | WHT | 20 | 43.A6 | UAI0835:2 | VIBRATION | 43.A6
UAI0842:1 | SC | UAI08422 | WHT | 20 | 38.B6 | UAI0842:2 | VIBRATION | 38.B6
UAI0843:1 | SC | UAI08432 | WHT | 20 | 38.C6 | UAI0843:2 | VIBRATION | 38.C6
UAI1260:1 | SC | TE12603 | WHT | 20 | 69.B6 | UAI1260:2 | VIBRATION | 69.B6
UAI1842:1 | SC | UAI18422 | WHT | 20 | 37.B6 | UAI1842:2 | VIBRATION | 37.B6
UAI1843:1 | SC | UAI18432 | WHT | 20 | 37.C6 | UAI1843:2 | VIBRATION | 37.C6
UAI1844:1 | SC | UAI18442 | WHT | 20 | 37.C6 | UAI1844:2 | VIBRATION | 37.C6
UAI1845:1 | SC | UAI18452 | WHT | 20 | 37.D6 | UAI1845:2 | VIBRATION | 37.D6
UAI1846:1 | SC | UAI18462 | WHT | 20 | 38.A6 | UAI1846:2 | VIBRATION | 38.A6
UAI1847:1 | SC | UAI18472 | WHT | 20 | 38.A6 | UAI1847:2 | VIBRATION | 38.A6
UV0271:11+ | SC | UV027111 | WHT | 14 | 17.A2 | UV0272:8+ | VIBRATION | 17.A2
UV0271:12- | SC | UV027112 | WHT | 14 | 17.A2 | UV0272:9- | VIBRATION | 17.A2
XT0130:3 | SC | 0V | WHT | 14 | 26.A5 | XT0180:1 | VIBRATION | 27.B1
XT0172:4 | SC | FU0170 | WHT | 14 | 92.A6 | XT0170:1 | VIBRATION | 10.A2
XT0172:5 | SC | 0V | WHT | 14 | 92.A6 | XT0170:4 | VIBRATION | 10.A2
AF0410:L2 | WC0041 | AF0410L2 | ENET | CABLE | 2.A2 | AF0420:L1 | VIBRATION | 2.A3
AF0420:L2 | WC0042 | AF0420L2 | ENET | CABLE | 2.A3 | AF0450:L1 | VIBRATION | 2.A4
AF0450:L2 | WC0045 | AF0450L2 | ENET | CABLE | 2.A4 | AF0510:L1 | VIBRATION | 2.A5
UAI0842:4 | WC0842 | UAI08424 | RED | 20 | 38.B6 | XT9019IS:33 | VIBRATION | 38.B5
UAI0842:3 | WC0842 | UAI08423 | WHT | 20 | 38.B6 | XT9019IS:34 | VIBRATION | 38.B5
UAI0842:2 | WC0842 | UAI08422 | BLK | 20 | 38.B6 | XT9019IS:35 | VIBRATION | 38.B5
UAI0842:IE | WC0842 | UAI0842S1 | SH | 20 | 38.B6 | XT9019IS:36 | VIBRATION | 38.B5
UAI0843:4 | WC0843 | UAI08434 | RED | 20 | 38.C6 | XT9019IS:37 | VIBRATION | 38.C5
UAI0843:3 | WC0843 | UAI08433 | WHT | 20 | 38.C6 | XT9019IS:38 | VIBRATION | 38.C5
UAI0843:2 | WC0843 | UAI08432 | BLK | 20 | 38.C6 | XT9019IS:39 | VIBRATION | 38.C5
UAI0843:IE | WC0843 | UAI0843S1 | SH | 20 | 38.C6 | XT9019IS:40 | VIBRATION | 38.C5
UAI1842:4 | WC1842 | UAI18424 | RED | 20 | 37.B6 | XT9019IS:9 | VIBRATION | 37.B5
UAI1842:3 | WC1842 | UAI18423 | WHT | 20 | 37.B6 | XT9019IS:10 | VIBRATION | 37.B5
UAI1842:2 | WC1842 | UAI18422 | BLK | 20 | 37.B6 | XT9019IS:11 | VIBRATION | 37.B5
UAI1842:IE | WC1842 | UAI1842S1 | SH | 20 | 37.B6 | XT9019IS:12 | VIBRATION | 37.B5
UAI1843:4 | WC1843 | UAI18434 | RED | 20 | 37.C6 | XT9019IS:13 | VIBRATION | 37.C5
UAI1843:3 | WC1843 | UAI18433 | WHT | 20 | 37.C6 | XT9019IS:14 | VIBRATION | 37.C5
UAI1843:2 | WC1843 | UAI18432 | BLK | 20 | 37.C6 | XT9019IS:15 | VIBRATION | 37.C5
UAI1843:IE | WC1843 | UAI1843S1 | SH | 20 | 37.C6 | XT9019IS:16 | VIBRATION | 37.C5
UAI1844:4 | WC1844 | UAI18444 | RED | 20 | 37.C6 | XT9019IS:17 | VIBRATION | 37.C5
UAI1844:3 | WC1844 | UAI18443 | WHT | 20 | 37.C6 | XT9019IS:18 | VIBRATION | 37.C5
UAI1844:2 | WC1844 | UAI18442 | BLK | 20 | 37.C6 | XT9019IS:19 | VIBRATION | 37.D5
UAI1844:IE | WC1844 | UAI1844S1 | SH | 20 | 37.C6 | XT9019IS:20 | VIBRATION | 37.D5
UAI1845:4 | WC1845 | UAI18454 | RED | 20 | 37.D6 | XT9019IS:21 | VIBRATION | 37.D5
UAI1845:3 | WC1845 | UAI18453 | WHT | 20 | 37.D6 | XT9019IS:22 | VIBRATION | 37.D5
UAI1845:2 | WC1845 | UAI18452 | BLK | 20 | 37.D6 | XT9019IS:23 | VIBRATION | 37.D5
UAI1845:IE | WC1845 | UAI1845S1 | SH | 20 | 37.D6 | XT9019IS:24 | VIBRATION | 37.D5
UAI1846:4 | WC1846 | UAI18464 | RED | 20 | 38.A6 | XT9019IS:25 | VIBRATION | 38.A5
UAI1846:3 | WC1846 | UAI18463 | WHT | 20 | 38.A6 | XT9019IS:26 | VIBRATION | 38.A5
UAI1846:2 | WC1846 | UAI18462 | BLK | 20 | 38.A6 | XT9019IS:27 | VIBRATION | 38.A5
UAI1846:IE | WC1846 | UAI1846S1 | SH | 20 | 38.A6 | XT9019IS:28 | VIBRATION | 38.A5
UAI1847:4 | WC1847 | UAI18474 | RED | 20 | 38.A6 | XT9019IS:29 | VIBRATION | 38.A5
UAI1847:3 | WC1847 | UAI18473 | WHT | 20 | 38.A6 | XT9019IS:30 | VIBRATION | 38.B5
UAI1847:2 | WC1847 | UAI18472 | BLK | 20 | 38.A6 | XT9019IS:31 | VIBRATION | 38.B5
UAI1847:IE | WC1847 | UAI1847S1 | SH | 20 | 38.A6 | XT9019IS:32 | VIBRATION | 38.B5
AF0184:21 | WC1942 | UAI18427 | RED | 20 | 37.B7 | UAI1842:-7 | VIBRATION | 37.B6
AF0184:05 | WC1942 | UAI18425 | WHT | 20 | 37.B7 | UAI1842:-5 | VIBRATION | 37.B6
AF0184:04 | WC1942 | UAI18426 | BLK | 20 | 37.B7 | UAI1842:+6 | VIBRATION | 37.B6
AF0184:52 | WC1942 | UAI1842S2 | SH | 20 | 37.B7 | FLOATING | VIBRATION | 37.B6
AF0184:23 | WC1943 | UAI18437 | RED | 20 | 37.C7 | UAI1843:-7 | VIBRATION | 37.C6
AF0184:07 | WC1943 | UAI18435 | WHT | 20 | 37.C7 | UAI1843:-5 | VIBRATION | 37.C6
AF0184:06 | WC1943 | UAI18436 | BLK | 20 | 37.C7 | UAI1843:+6 | VIBRATION | 37.C6
AF0184:54 | WC1943 | UAI1843S2 | SH | 20 | 37.C7 | FLOATING | VIBRATION | 37.C6
AF0184:25 | WC1944 | UAI18447 | RED | 20 | 37.C7 | UAI1844:-7 | VIBRATION | 37.C6
AF0184:09 | WC1944 | UAI18445 | WHT | 20 | 37.C7 | UAI1844:-5 | VIBRATION | 37.C6
AF0184:08 | WC1944 | UAI18446 | BLK | 20 | 37.C7 | UAI1844:+6 | VIBRATION | 37.C6
AF0184:56 | WC1944 | UAI1844S2 | SH | 20 | 37.C7 | FLOATING | VIBRATION | 37.D6
AF0184:27 | WC1945 | UAI18457 | RED | 20 | 37.D7 | UAI1845:-7 | VIBRATION | 37.D6
AF0184:11 | WC1945 | UAI18455 | WHT | 20 | 37.D7 | UAI1845:-5 | VIBRATION | 37.D6
AF0184:10 | WC1945 | UAI18456 | BLK | 20 | 37.D7 | UAI1845:+6 | VIBRATION | 37.D6
AF0184:58 | WC1945 | UAI1845S2 | SH | 20 | 37.D7 | FLOATING | VIBRATION | 37.D6
AF0184:29 | WC1946 | UAI18467 | RED | 20 | 38.A7 | UAI1846:-7 | VIBRATION | 38.A6
AF0184:13 | WC1946 | UAI18465 | WHT | 20 | 38.A7 | UAI1846:-5 | VIBRATION | 38.A6
AF0184:12 | WC1946 | UAI18466 | BLK | 20 | 38.A7 | UAI1846:+6 | VIBRATION | 38.A6
AF0184:60 | WC1946 | UAI1846S2 | SH | 20 | 38.A7 | FLOATING | VIBRATION | 38.A6
AF0184:31 | WC1947 | UAI18477 | RED | 20 | 38.A7 | UAI1847:-7 | VIBRATION | 38.A6
AF0184:15 | WC1947 | UAI18475 | WHT | 20 | 38.A7 | UAI1847:-5 | VIBRATION | 38.A6
AF0184:14 | WC1947 | UAI18476 | BLK | 20 | 38.A7 | UAI1847:+6 | VIBRATION | 38.A6
AF0184:62 | WC1947 | UAI1847S2 | SH | 20 | 38.A7 | FLOATING | VIBRATION | 38.B6
UAI0832:4 | WC2037 | TE26451 | RED | 20 | 66.C6 | XT9018IS:58 | VIBRATION | 66.C5
UAI0832:3 | WC2037 | TE26452 | WHT | 20 | 66.C6 | XT9018IS:59 | VIBRATION | 66.C5
UAI0832:2 | WC2037 | TE26453 | BLK | 20 | 66.C6 | XT9018IS:60 | VIBRATION | 66.C5
UAI0832:IE | WC2037 | TE2645S | SH | 20 | 66.C6 | XT9018IS:61 | VIBRATION | 66.C5
UAI0686:4 | WC2100 | AP11001 | RED | 20 | 44.A6 | XT9018IS:5 | VIBRATION | 44.A5
UAI0686:3 | WC2100 | AP11002 | WHT | 20 | 44.A6 | XT9018IS:6 | VIBRATION | 44.B5
UAI0686:2 | WC2100 | AP11003 | BLK | 20 | 44.A6 | XT9018IS:7 | VIBRATION | 44.B5
UAI0686:IE | WC2100 | AP1100S | SH | 20 | 44.A6 | XT9018IS:8 | VIBRATION | 44.B5
UAI0770:4+ | WC2104 | AP1100P13 | RED | 20 | 46.A5 | XT9018IS:49 | VIBRATION | 46.A5
UAI0770:5- | WC2104 | AP1100N13 | BLK | 20 | 46.A5 | XT9018IS:50 | VIBRATION | 46.A5
UAI0770:IE | WC2104 | AP1100S13 | SH | 20 | 46.A5 | XT9018IS:51 | VIBRATION | 46.A5
UAI0771:4+ | WC2105 | AP1100P14 | RED | 20 | 46.B5 | XT9018IS:52 | VIBRATION | 46.B5
UAI0771:5- | WC2105 | AP1100N14 | BLK | 20 | 46.B5 | XT9018IS:53 | VIBRATION | 46.B5
UAI0771:IE | WC2105 | AP1100S14 | SH | 20 | 46.B5 | XT9018IS:54 | VIBRATION | 46.B5
UAI0772:4+ | WC2106 | AP1100P15 | RED | 20 | 46.B5 | XT9018IS:55 | VIBRATION | 46.B5
UAI0772:5- | WC2106 | AP1100N15 | BLK | 20 | 46.B5 | XT9018IS:56 | VIBRATION | 46.B5
UAI0772:IE | WC2106 | AP1100S15 | SH | 20 | 46.B5 | XT9018IS:57 | VIBRATION | 46.B5
UAI0680:4+ | WC2111 | AP1100P1 | RED | 20 | 44.B6 | XT9018IS:9 | VIBRATION | 44.B5
UAI0680:5- | WC2111 | AP1100N1 | BLK | 20 | 44.B6 | XT9018IS:10 | VIBRATION | 44.B5
UAI0680:IE | WC2111 | AP1100S1 | SH | 20 | 44.B6 | XT9018IS:11 | VIBRATION | 44.B5
UAI0730:4+ | WC2112 | AP1100P2 | RED | 20 | 44.B6 | XT9018IS:12 | VIBRATION | 44.B5
UAI0730:5- | WC2112 | AP1100N2 | BLK | 20 | 44.B6 | XT9018IS:13 | VIBRATION | 44.C5
UAI0730:IE | WC2112 | AP1100S2 | SH | 20 | 44.B6 | XT9018IS:14 | VIBRATION | 44.C5
UAI0681:4+ | WC2113 | AP1100P3 | RED | 20 | 44.C6 | XT9018IS:15 | VIBRATION | 44.C5
UAI0681:5- | WC2113 | AP1100N3 | BLK | 20 | 44.C6 | XT9018IS:16 | VIBRATION | 44.C5
UAI0681:IE | WC2113 | AP1100S3 | SH | 20 | 44.C6 | XT9018IS:17 | VIBRATION | 44.C5
UAI0731:4+ | WC2114 | AP1100P4 | RED | 20 | 44.C6 | XT9018IS:18 | VIBRATION | 44.C5
UAI0731:5- | WC2114 | AP1100N4 | BLK | 20 | 44.C6 | XT9018IS:19 | VIBRATION | 44.C5
UAI0731:IE | WC2114 | AP1100S4 | SH | 20 | 44.C6 | XT9018IS:20 | VIBRATION | 44.D5
UAI0682:4+ | WC2115 | AP1100P5 | RED | 20 | 44.D6 | XT9018IS:21 | VIBRATION | 44.D5
UAI0682:5- | WC2115 | AP1100N5 | BLK | 20 | 44.D6 | XT9018IS:22 | VIBRATION | 44.D5
UAI0682:IE | WC2115 | AP1100S5 | SH | 20 | 44.D6 | XT9018IS:23 | VIBRATION | 44.D5
UAI0732:4+ | WC2116 | AP1100P6 | RED | 20 | 44.D6 | XT9018IS:24 | VIBRATION | 44.D5
UAI0732:5- | WC2116 | AP1100N6 | BLK | 20 | 44.D6 | XT9018IS:25 | VIBRATION | 44.D5
UAI0732:IE | WC2116 | AP1100S6 | SH | 20 | 44.D6 | XT9018IS:26 | VIBRATION | 44.D5
UAI0747:4+ | WC2117 | AP11007P | RED | 20 | 45.B5 | XT9018IS:27 | VIBRATION | 45.B5
UAI0747:5- | WC2117 | AP11007N | BLK | 20 | 45.B5 | XT9018IS:28 | VIBRATION | 45.B5
UAI0747:IE | WC2117 | AP1100S7 | SH | 20 | 45.B5 | XT9018IS:29 | VIBRATION | 45.B5
UAI0750:4+ | WC2118 | AP11008P | RED | 20 | 45.B5 | XT9018IS:30 | VIBRATION | 45.B5
UAI0750:5- | WC2118 | AP11008N | BLK | 20 | 45.B5 | XT9018IS:31 | VIBRATION | 45.B5
UAI0750:IE | WC2118 | AP1100S8 | SH | 20 | 45.B5 | XT9018IS:32 | VIBRATION | 45.B5
UAI0751:4+ | WC2119 | AP11009P | RED | 20 | 45.B5 | XT9018IS:33 | VIBRATION | 45.B5
UAI0751:5- | WC2119 | AP11009N | BLK | 20 | 45.B5 | XT9018IS:34 | VIBRATION | 45.C5
UAI0751:IE | WC2119 | AP1100S9 | SH | 20 | 45.B5 | XT9018IS:35 | VIBRATION | 45.C5
UAI0752:4+ | WC2120 | AP110010P | RED | 20 | 45.C5 | XT9018IS:36 | VIBRATION | 45.C5
UAI0752:5- | WC2120 | AP110010N | BLK | 20 | 45.C5 | XT9018IS:37 | VIBRATION | 45.C5
UAI0752:IE | WC2120 | AP1100S10 | SH | 20 | 45.C5 | XT9018IS:38 | VIBRATION | 45.C5
UAI0753:4+ | WC2121 | AP110011P | RED | 20 | 45.C5 | XT9018IS:39 | VIBRATION | 45.C5
UAI0753:5- | WC2121 | AP110011N | BLK | 20 | 45.C5 | XT9018IS:40 | VIBRATION | 45.C5
UAI0753:IE | WC2121 | AP1100S11 | SH | 20 | 45.C5 | XT9018IS:41 | VIBRATION | 45.D5
UAI0754:4+ | WC2122 | AP110012P | RED | 20 | 45.D5 | XT9018IS:42 | VIBRATION | 45.D5
UAI0754:5- | WC2122 | AP110012N | BLK | 20 | 45.D5 | XT9018IS:43 | VIBRATION | 45.D5
UAI0754:IE | WC2122 | AP1100S12 | SH | 20 | 45.D5 | XT9018IS:44 | VIBRATION | 45.D5
UAI0833:4 | WC2128 | TE35201 | RED | 20 | 77.A6 | XT9018IS:66 | VIBRATION | 77.A5
UAI0833:3 | WC2128 | TE35202 | WHT | 20 | 77.A6 | XT9018IS:67 | VIBRATION | 77.B5
UAI0833:2 | WC2128 | TE35203 | BLK | 20 | 77.A6 | XT9018IS:68 | VIBRATION | 77.B5
UAI0833:IE | WC2128 | TE3520S | SH | 20 | 77.A6 | XT9018IS:69 | VIBRATION | 77.B5
UAI0736:4 | WC2129 | TE21201 | RED | 20 | 50.D6 | XT9018IS:45 | VIBRATION | 50.D5
UAI0736:3 | WC2129 | TE21202 | WHT | 20 | 50.D6 | XT9018IS:46 | VIBRATION | 50.D5
UAI0736:2 | WC2129 | TE21203 | BLK | 20 | 50.D6 | XT9018IS:47 | VIBRATION | 50.D5
UAI0736:IE | WC2129 | TE2120S | SH | 20 | 50.D6 | XT9018IS:48 | VIBRATION | 50.D5
UAI0835:4 | WC2180 | TE11101 | RED | 20 | 43.A6 | XT9018IS:1 | VIBRATION | 43.A5
UAI0835:3 | WC2180 | TE11102 | WHT | 20 | 43.A6 | XT9018IS:2 | VIBRATION | 43.A5
UAI0835:2 | WC2180 | TE11103 | BLK | 20 | 43.A6 | XT9018IS:3 | VIBRATION | 43.A5
UAI0835:IE | WC2180 | TE1110S | SH | 20 | 43.A6 | XT9018IS:4 | VIBRATION | 43.A5
UAI1260:4 | WC2354 | TE12601 | RED | 20 | 69.B6 | XT9018IS:62 | VIBRATION | 69.B5
UAI1260:3 | WC2354 | TE12602 | WHT | 20 | 69.B6 | XT9018IS:63 | VIBRATION | 69.B5
UAI1260:2 | WC2354 | TE12603 | BLK | 20 | 69.B6 | XT9018IS:64 | VIBRATION | 69.B5
UAI1260:IE | WC2354 | TE1260S | SH | 20 | 69.B6 | XT9018IS:65 | VIBRATION | 69.B5
AT0178:1P2 | WC5500 | LON1A | WHT | 16 | 92.A7 | XT0172:1 | VIBRATION | 92.A6
AT0178:2P2 | WC5500 | LON1B | BLK | 16 | 92.A7 | XT0172:2 | VIBRATION | 92.A6
AT0178:3P2 | WC5500 | LON1S1 | SH | 16 | 92.A7 | XT0172:3 | VIBRATION | 92.A6
AF0400:LBUS | WC8040 | AF0410RBUS | BUS | CABLE | 24.B6 | AF0410:RBUS | VIBRATION | 24.B5
AF0410:LBUS | WC8041 | AF0420RBUS | BUS | CABLE | 24.B5 | AF0420:RBUS | VIBRATION | 24.B5
AF0420:LBUS | WC8042 |  | BUS | CABLE | 24.B5 | AF0450:RBUS | VIBRATION | 24.B3
AT0175:1P2 | WC8066 | AT01751P2 | WHT | 16 | 10.C7 | AT0176:4P2 | VIBRATION | 10.C7
AT0175:2P2 | WC8066 | AT01752P2 | BLK | 16 | 10.C7 | AT0176:5P2 | VIBRATION | 10.C7
AT0175:3P2 | WC8066 | AT01753P2 | SH | 16 | 10.C7 | AT0176:6P2 | VIBRATION | 10.C7
AT0176:1P2 | WC8067 | AT01761P2 | WHT | 16 | 10.D7 | AT0178:4P2 | VIBRATION | 10.D7
AT0176:2P2 | WC8067 | AT01762P2 | BLK | 16 | 10.D7 | AT0178:5P2 | VIBRATION | 10.D7
AT0176:3P2 | WC8067 | AT01763P2 | SH | 16 | 10.D7 | AT0178:6P2 | VIBRATION | 10.D7
AF0500:LBUS | WC8150 | AF0510RBUS | BUS | CABLE | 26.B5 | AF0510:RBUS | VIBRATION | 26.B4
IEG0130:6 | SC | IEG01306 | GRN | 14 | 24.C6 | XT0400:3 | JB70 | 24.C6
FU0272:LI | SC | FU0137 | WHT | 14 | 17.A3 | XT0139:3 | A PANEL | 16.B4
IEG0130:10 | SC | IEG013010 | GRN | 14 | 3.A4 | GR0134: | A PANEL | 3.A4
IEG0130:2 | SC | IEG01302 | GRN | 14 | 17.B1 | UV0273:IE | A PANEL | 17.B2
KA0176:14 | SC | 009336 | WHT | 20 | 105.A6 | AF0093:36 | A PANEL | 105.A7
KA0176:24 | SC | 009337 | WHT | 20 | 106.A6 | AF0093:37 | A PANEL | 106.A7
KA0176:A1 | SC | KA014422 | WHT | 20 | 105.C5 | KA0144:22 | A PANEL | 105.C6
KA0177:14 | SC | 009345 | WHT | 20 | 107.A6 | AF0093:45 | A PANEL | 107.A7
KA0177:24 | SC | 009340 | WHT | 20 | 108.A6 | AF0093:40 | A PANEL | 108.A7
KA0875:A1 | SC | 009212 | WHT | 20 | 10.D2 | AF0092:12 | A PANEL | 10.D3
KA0875:A2 | SC | 009228 | WHT | 20 | 10.D2 | AF0092:28 | A PANEL | 10.D3
UV0271:9- | SC | 0V | WHT | 16 | 17.A2 | XT0135:3 | A PANEL | 16.B4
UV0272:11+ | SC | UV027211 | WHT | 14 | 17.A2 | UV0273:8+ | A PANEL | 17.B2
UV0272:12- | SC | UV027212 | WHT | 14 | 17.A2 | UV0273:9- | A PANEL | 17.B2
XT0110:1 | SC | FU0136 | WHT | 14 | 24.A5 | XT0138:4 | A PANEL | 16.B3
XT0110:2 | SC | 0V | WHT | 14 | 24.A5 | XT0134:4 | A PANEL | 16.B3
XT0170:3 | SC | 0V | WHT | 14 | 10.A2 | XT0134:2 | A PANEL | 16.B3
UAI0842:-7 | WC0942 | UAI08427 | RED | 20 | 38.B6 | AF0084:21 | A PANEL | 38.B7
UAI0842:-5 | WC0942 | UAI08425 | WHT | 20 | 38.B6 | AF0084:05 | A PANEL | 38.B7
UAI0842:+6 | WC0942 | UAI08426 | BLK | 20 | 38.B6 | AF0084:04 | A PANEL | 38.B7
FLOATING | WC0942 | UAI0842S2 | SH | 20 | 38.B6 | AF0084:52 | A PANEL | 38.B7
UAI0843:-7 | WC0943 | UAI08437 | RED | 20 | 38.C6 | AF0084:23 | A PANEL | 38.C7
UAI0843:-5 | WC0943 | UAI08435 | WHT | 20 | 38.C6 | AF0084:07 | A PANEL | 38.C7
UAI0843:+6 | WC0943 | UAI08436 | BLK | 20 | 38.C6 | AF0084:06 | A PANEL | 38.C7
FLOATING | WC0943 | UAI0843S2 | SH | 20 | 38.C6 | AF0084:54 | A PANEL | 38.C7
AF0500:02 | WC1342 | UAI05007 | RED | 20 | 75.A6 | UAI0500:7 | A PANEL | 75.A6
AF0500:03 | WC1342 | UAI05008 | BLK | 20 | 75.A6 | UAI0500:8 | A PANEL | 75.A6
AF0500:07 | WC1342 | UAI0500S | SH | 20 | 75.A6 | FLOATING | A PANEL | 75.A6
AF0510:10 | WC1343 | UAI51027 | RED | 20 | 75.B6 | UAI5102:7 | A PANEL | 75.B6
AF0510:12 | WC1343 | UAI51028 | BLK | 20 | 75.B6 | UAI5102:8 | A PANEL | 75.B6
AF0510:27 | WC1343 | UAI5102S | SH | 20 | 75.B6 | FLOATING | A PANEL | 75.B6
AF0510:14 | WC1344 | UAI51037 | RED | 20 | 75.B6 | UAI5103:7 | A PANEL | 75.B6
AF0510:16 | WC1344 | UAI51038 | BLK | 20 | 75.B6 | UAI5103:8 | A PANEL | 75.B6
AF0510:31 | WC1344 | UAI5103S | SH | 20 | 75.B6 | FLOATING | A PANEL | 75.B6
AF0510:02 | WC1345 | UAI51007 | RED | 20 | 75.B6 | UAI5100:7 | A PANEL | 75.B6
AF0510:04 | WC1345 | UAI51008 | BLK | 20 | 75.B6 | UAI5100:8 | A PANEL | 75.B6
AF0510:19 | WC1345 | UAI5100S | SH | 20 | 75.B6 | FLOATING | A PANEL | 75.B6
AF0510:06 | WC1346 | UAI51017 | RED | 20 | 75.C6 | UAI5101:7 | A PANEL | 75.C6
AF0510:08 | WC1346 | UAI51018 | BLK | 20 | 75.C6 | UAI5101:8 | A PANEL | 75.C6
AF0510:23 | WC1346 | UAI5101S | SH | 20 | 75.C6 | FLOATING | A PANEL | 75.C6
AF0450:02 | WC1347 | UAI45007 | RED | 20 | 76.D6 | UAI4500:7 | A PANEL | 76.D6
AF0450:04 | WC1347 | UAI45008 | BLK | 20 | 76.D6 | UAI4500:8 | A PANEL | 76.D6
AF0450:19 | WC1347 | UAI4500S | SH | 20 | 76.D6 | FW141:1 | A PANEL | 76.D6
AF0400:02 | WC1428 | UAI04007 | RED | 20 | 70.A6 | UAI0400:7 | A PANEL | 70.A6
AF0400:03 | WC1428 | UAI04008 | BLK | 20 | 70.A6 | UAI0400:8 | A PANEL | 70.A6
AF0400:07 | WC1428 | UAI0400S | SH | 20 | 70.A6 | FLOATING | A PANEL | 70.A6
AF0410:02 | WC1429 | UAI04107 | RED | 20 | 70.B6 | UAI0410:7 | A PANEL | 70.B6
AF0410:04 | WC1429 | UAI04108 | BLK | 20 | 70.B6 | UAI0410:8 | A PANEL | 70.B6
AF0410:19 | WC1429 | UAI0410S | SH | 20 | 70.B6 | FLOATING | A PANEL | 70.B6
AF0410:06 | WC1430 | UAI04117 | RED | 20 | 70.B6 | UAI0411:7 | A PANEL | 70.B6
AF0410:08 | WC1430 | UAI04118 | BLK | 20 | 70.B6 | UAI0411:8 | A PANEL | 70.B6
AF0410:23 | WC1430 | UAI0411S | SH | 20 | 70.B6 | FLOATING | A PANEL | 70.B6
AF0410:10 | WC1431 | UAI04127 | RED | 20 | 70.C6 | UAI0412:7 | A PANEL | 70.C6
AF0410:12 | WC1431 | UAI04128 | BLK | 20 | 70.C6 | UAI0412:8 | A PANEL | 70.C6
AF0410:27 | WC1431 | UAI0412S | SH | 20 | 70.C6 | FLOATING | A PANEL | 70.C6
AF0410:14 | WC1432 | UAI04137 | RED | 20 | 70.C6 | UAI0413:7 | A PANEL | 70.C6
AF0410:16 | WC1432 | UAI04138 | BLK | 20 | 70.C6 | UAI0413:8 | A PANEL | 70.C6
AF0410:31 | WC1432 | UAI0413S | SH | 20 | 70.C6 | FLOATING | A PANEL | 70.C6
AF0420:02 | WC1433 | UAI04207 | RED | 20 | 70.C6 | UAI0420:7 | A PANEL | 70.C6
AF0420:04 | WC1433 | UAI04208 | BLK | 20 | 70.C6 | UAI0420:8 | A PANEL | 70.C6
AF0420:19 | WC1433 | UAI0420S | SH | 20 | 70.C6 | FLOATING | A PANEL | 70.D6
AF0420:06 | WC1434 | UAI04217 | RED | 20 | 70.D6 | UAI0421:7 | A PANEL | 70.D6
AF0420:08 | WC1434 | UAI04218 | BLK | 20 | 70.D6 | UAI0421:8 | A PANEL | 70.D6
AF0420:23 | WC1434 | UAI0421S | SH | 20 | 70.D6 | FLOATING | A PANEL | 70.D6
AF0450:10 | WC1435 | UAI04527 | RED | 20 | 70.D6 | UAI0452:7 | A PANEL | 70.D6
AF0450:12 | WC1435 | UAI04528 | BLK | 20 | 70.D6 | UAI0452:8 | A PANEL | 70.D6
AF0450:27 | WC1435 | UAI0452S | SH | 20 | 70.D6 | FLOATING | A PANEL | 70.D6
XT9019IS:1 | WC1840 | UAI18404 | RED | 20 | 37.A5 | UAI1840:4 | A PANEL | 37.A6
XT9019IS:2 | WC1840 | UAI18403 | WHT | 20 | 37.A5 | UAI1840:3 | A PANEL | 37.A6
XT9019IS:3 | WC1840 | UAI18402 | BLK | 20 | 37.A5 | UAI1840:2 | A PANEL | 37.A6
XT9019IS:4 | WC1840 | UAI1840S1 | SH | 20 | 37.A5 | UAI1840:IE | A PANEL | 37.A6
XT9019IS:5 | WC1841 | UAI18414 | RED | 20 | 37.A5 | UAI1841:4 | A PANEL | 37.A6
XT9019IS:6 | WC1841 | UAI18413 | WHT | 20 | 37.B5 | UAI1841:3 | A PANEL | 37.A6
XT9019IS:7 | WC1841 | UAI18412 | BLK | 20 | 37.B5 | UAI1841:2 | A PANEL | 37.A6
XT9019IS:8 | WC1841 | UAI1841S1 | SH | 20 | 37.B5 | UAI1841:IE | A PANEL | 37.A6
AF0184:17 | WC1940 | UAI18407 | RED | 20 | 37.A7 | UAI1840:-7 | A PANEL | 37.A6
AF0184:01 | WC1940 | UAI18405 | WHT | 20 | 37.A7 | UAI1840:-5 | A PANEL | 37.A6
AF0184:00 | WC1940 | UAI18406 | BLK | 20 | 37.A7 | UAI1840:+6 | A PANEL | 37.A6
AF0184:48 | WC1940 | UAI1840S2 | SH | 20 | 37.A7 | FLOATING | A PANEL | 37.A6
AF0184:19 | WC1941 | UAI18417 | RED | 20 | 37.A7 | UAI1841:-7 | A PANEL | 37.A6
AF0184:03 | WC1941 | UAI18415 | WHT | 20 | 37.A7 | UAI1841:-5 | A PANEL | 37.A6
AF0184:02 | WC1941 | UAI18416 | BLK | 20 | 37.A7 | UAI1841:+6 | A PANEL | 37.A6
AF0184:50 | WC1941 | UAI1841S2 | SH | 20 | 37.A7 | FLOATING | A PANEL | 37.B6
UAI0833:-7 | WC2228 | UAI08337 | RED | 20 | 77.A6 | AF0083:23 | A PANEL | 77.A7
UAI0833:-5 | WC2228 | UAI08335 | WHT | 20 | 77.A6 | AF0083:07 | A PANEL | 77.A7
UAI0833:+6 | WC2228 | UAI08336 | BLK | 20 | 77.A6 | AF0083:06 | A PANEL | 77.A7
FLOATING | WC2228 | UAI0833S | SH | 20 | 77.B6 | AF0083:54 | A PANEL | 77.A7
UAI0832:-7 | WC2237 | UAI08327 | RED | 20 | 66.C6 | AF0083:21 | A PANEL | 66.C7
UAI0832:-5 | WC2237 | UAI08325 | WHT | 20 | 66.C6 | AF0083:05 | A PANEL | 66.C7
UAI0832:+6 | WC2237 | UAI08326 | BLK | 20 | 66.C6 | AF0083:04 | A PANEL | 66.C7
FW0221:1 | WC2237 | UAI0832S | SH | 20 | 66.C6 | AF0083:52 | A PANEL | 66.C7
UAI0835:-7 | WC2280 | 008327 | RED | 20 | 43.A6 | AF0083:27 | A PANEL | 43.A7
UAI0835:-5 | WC2280 | 008311 | WHT | 20 | 43.A6 | AF0083:11 | A PANEL | 43.A7
UAI0835:+6 | WC2280 | 008310 | BLK | 20 | 43.A6 | AF0083:10 | A PANEL | 43.A7
FLOATING | WC2280 | 008358 | SH | 20 | 43.A6 | AF0083:58 | A PANEL | 43.A7
UAI1260:-7 | WC2454 | UAI12607 | RED | 20 | 69.B6 | AF0083:19 | A PANEL | 69.B7
UAI1260:-5 | WC2454 | UAI12605 | WHT | 20 | 69.B6 | AF0083:03 | A PANEL | 69.B7
UAI1260:+6 | WC2454 | UAI12606 | BLK | 20 | 69.B6 | AF0083:02 | A PANEL | 69.B7
FLOATING | WC2454 | UAI1260S | SH | 20 | 69.B6 | AF0083:50 | A PANEL | 69.B7
AU0180:L2 | WC0018 | AU0180L2 | ENET | CABLE | 2.B3 | AU0200:L1 | ASSEMBLY^CONTROL PANEL | 2.C1
AF0182:00 | SC | LS66112 | WHT | 20 | 99.A7 | XT9008:45 | B PANEL | 99.A5
AF0182:01 | SC | LS66122 | WHT | 20 | 99.B7 | XT9008:47 | B PANEL | 99.B5
AF0182:02 | SC | LS66132 | WHT | 20 | 99.B7 | XT9008:49 | B PANEL | 99.B5
AF0182:03 | SC | LS66212 | WHT | 20 | 99.C7 | XT9008:51 | B PANEL | 99.C5
AF0182:04 | SC | LS6622 | WHT | 20 | 99.C7 | XT9008:53 | B PANEL | 99.D5
AF0182:05 | SC | LS66232 | WHT | 20 | 99.D7 | XT9008:55 | B PANEL | 99.D5
AF0182:07 | SC | KA71702 | WHT | 20 | 110.A7 | XT9024:20 | B PANEL | 110.A5
AF0182:15 | SC | KA71722 | WHT | 20 | 110.B7 | XT9024:24 | B PANEL | 110.B5
AF0182:32 | SC | LS66111 | WHT | 20 | 99.A7 | XT9008:44 | B PANEL | 99.A5
AF0182:33 | SC | LS66121 | WHT | 20 | 99.B7 | XT9008:46 | B PANEL | 99.B5
AF0182:34 | SC | LS66131 | WHT | 20 | 99.B7 | XT9008:48 | B PANEL | 99.B5
AF0182:35 | SC | LS66211 | WHT | 20 | 99.C7 | XT9008:50 | B PANEL | 99.C5
AF0182:36 | SC | LS66221 | WHT | 20 | 99.C7 | XT9008:52 | B PANEL | 99.C5
AF0182:37 | SC | LS66231 | WHT | 20 | 99.D7 | XT9008:54 | B PANEL | 99.D5
AF0182:39 | SC | KA71701 | WHT | 20 | 110.A7 | XT9024:19 | B PANEL | 110.A5
AF0182:47 | SC | KA71721 | WHT | 20 | 110.B7 | XT9024:23 | B PANEL | 110.B5
AF0183:00 | SC | KA71732 | WHT | 20 | 110.B7 | XT9024:26 | B PANEL | 110.B5
AF0183:01 | SC | KA71712 | WHT | 20 | 110.A7 | XT9024:22 | B PANEL | 110.A5
AF0183:32 | SC | KA71731 | WHT | 20 | 110.B7 | XT9024:25 | B PANEL | 110.B5
AF0183:33 | SC | KA71711 | WHT | 20 | 110.A7 | XT9024:21 | B PANEL | 110.A5
AT0175:12 | SC | SV66112 | WHT | 20 | 96.A6 | XT9008:14 | B PANEL | 96.A5
AT0175:15 | SC | SV66122 | WHT | 20 | 96.A6 | XT9008:18 | B PANEL | 96.B5
AT0175:5 | SC | TS65401 | WHT | 16 | 94.A6 | XT9008:34 | B PANEL | 94.A5
AT0175:6 | SC | TS65402 | WHT | 16 | 94.A6 | XT9008:35 | B PANEL | 94.A5
AT0175:8 | SC | PS66101 | WHT | 20 | 98.C6 | XT9008:11 | B PANEL | 98.C5
AT0175:9 | SC | PS66102 | WHT | 20 | 98.C6 | XT9008:12 | B PANEL | 98.C5
AT0176:2 | SC | HAL67303 | WHT | 16 | 91.A6 | XT9008:7 | B PANEL | 91.A5
AT0176:23 | SC | HAL67301 | WHT | 16 | 91.A6 | XT9008:5 | B PANEL | 91.A5
AT0176:24 | SC | HAL67302 | WHT | 16 | 91.A6 | XT9008:6 | B PANEL | 91.A5
AT0176:3 | SC | HAL67304 | WHT | 16 | 91.A6 | XT9008:8 | B PANEL | 91.B5
AT0176:5 | SC | HL67101 | WHT | 16 | 91.B6 | XT9008:9 | B PANEL | 91.B5
AT0176:6 | SC | HL67102 | WHT | 16 | 91.B6 | XT9008:10 | B PANEL | 91.B5
AT0178:11 | SC | 017811 | WHT | 20 | 97.D6 | RR01784:-3.01K OHM | B PANEL | 97.D5
AT0178:12 | SC | ZS66222 | WHT | 20 | 97.D6 | XT9008:33 | B PANEL | 97.D5
AT0178:14 | SC | PS66111 | WHT | 20 | 97.A6 | XT9008:19 | B PANEL | 97.A5
AT0178:15 | SC | PS66112 | WHT | 20 | 97.A6 | XT9008:20 | B PANEL | 97.A5
AT0178:17 | SC | PS66211 | WHT | 20 | 97.C6 | XT9008:25 | B PANEL | 97.C5
AT0178:18 | SC | PS66212 | WHT | 20 | 97.C6 | XT9008:26 | B PANEL | 97.C5
AT0178:2 | SC | 01782 | WHT | 20 | 97.B6 | RR01781:-3.01K OHM | B PANEL | 97.B5
AT0178:3 | SC | ZS66112 | WHT | 20 | 97.B6 | XT9008:22 | B PANEL | 97.B5
AT0178:5 | SC | 01785 | WHT | 20 | 97.B6 | RR01782:-3.01K OHM | B PANEL | 97.B5
AT0178:6 | SC | ZS66122 | WHT | 20 | 97.B6 | XT9008:24 | B PANEL | 97.B5
AT0178:8 | SC | 01788 | WHT | 20 | 97.D6 | RR01783:-3.01K OHM | B PANEL | 97.D5
AT0178:9 | SC | ZS66212 | WHT | 20 | 97.D6 | XT9008:30 | B PANEL | 97.D5
IEG0010:1 | SC | IEG0230G | GRN | 8 | 3.B2 | IEG0230:0 | B PANEL | 3.B2
IEG0130:3 | SC | IEG01303 | GRN | 14 | 9.B6 | AF0056:SH | B PANEL | 9.B5
KA0181:11 | SC | CC71741 | WHT | 20 | 110.C5 | XT9024:27 | B PANEL | 110.C5
KA0181:14 | SC | CC71742 | WHT | 20 | 110.C5 | XT9024:28 | B PANEL | 110.C5
KA0182:21 | SC | CC71751 | WHT | 20 | 110.D5 | XT9024:31 | B PANEL | 110.D5
KA0182:24 | SC | CC71752 | WHT | 20 | 110.D5 | XT9024:32 | B PANEL | 110.D5
KA0182:A1 | SC | 007614 | WHT | 20 | 110.D5 | AF0076:14 | B PANEL | 110.D7
KA0182:A2 | SC | 007630 | WHT | 20 | 110.D5 | AF0076:30 | B PANEL | 110.D7
KA0183:21 | SC | CC71761 | WHT | 20 | 110.D5 | XT9024:29 | B PANEL | 110.D5
KA0183:24 | SC | CC71762 | WHT | 20 | 110.D5 | XT9024:30 | B PANEL | 110.D5
KA2092:11 | SC | KA22211 | WHT | 20 | 36.B6 | XT9016:17 | B PANEL | 36.B5
KA2092:14 | SC | KA22212 | WHT | 20 | 36.B6 | XT9016:18 | B PANEL | 36.B5
KA6510:11 | SC | SV66111 | WHT | 20 | 96.A6 | XT9008:13 | B PANEL | 96.A5
KA6511:11 | SC | SV66211 | WHT | 20 | 96.A6 | XT9008:16 | B PANEL | 96.A5
KA9000:11 | SC | CC90001 | WHT | 20 | 36.A6 | XT9016:13 | B PANEL | 36.A5
KA9000:14 | SC | CC90002 | WHT | 20 | 36.A6 | XT9016:14 | B PANEL | 36.A5
KA9002:11 | SC | CC90021 | WHT | 20 | 36.B6 | XT9016:15 | B PANEL | 36.B5
KA9002:14 | SC | CC90022 | WHT | 20 | 36.B6 | XT9016:16 | B PANEL | 36.B5
UV0271:IE | SC | IEG023010 | GRN | 14 | 17.A2 | IEG0230:10 | B PANEL | 17.A1
XT0170:2 | SC | FU0170 | WHT | 20 | 10.A2 | KA0232:21 | B PANEL | 105.C6
AF0410:L1 | WC0050 | AU0050L2 | ENET | CABLE | 2.A2 | AU0050:L2 | B PANEL | 2.A1
UAI0686:-7 | WC2200 | UAI06867 | RED | 20 | 44.A6 | AF0068:45 | B PANEL | 44.A7
UAI0686:-5 | WC2200 | UAI06865 | WHT | 20 | 44.A6 | AF0068:29 | B PANEL | 44.A7
UAI0686:+6 | WC2200 | UAI06866 | BLK | 20 | 44.A6 | AF0068:28 | B PANEL | 44.A7
FLOATING | WC2200 | UAI0686S | SH | 20 | 44.B6 | AF0068:60 | B PANEL | 44.A7
UAI0770:7+ | WC2204 | UAI07707 | RED | 20 | 46.A5 | AF0077:00 | B PANEL | 46.A7
UAI0770:8- | WC2204 | UAI07708 | BLK | 20 | 46.A5 | AF0077:01 | B PANEL | 46.A7
FLOATING | WC2204 | UAI0770S | SH | 20 | 46.A6 | AF0077:48 | B PANEL | 46.A7
UAI0771:7+ | WC2205 | UAI07717 | RED | 20 | 46.B5 | AF0077:02 | B PANEL | 46.B7
UAI0771:8- | WC2205 | UAI07718 | BLK | 20 | 46.B5 | AF0077:03 | B PANEL | 46.B7
FLOATING | WC2205 | UAI0771S | SH | 20 | 46.B6 | AF0077:50 | B PANEL | 46.B7
UAI0772:7+ | WC2206 | UAI07727 | RED | 20 | 46.B5 | AF0077:04 | B PANEL | 46.B7
UAI0772:8- | WC2206 | UAI07728 | BLK | 20 | 46.B5 | AF0077:05 | B PANEL | 46.B7
FLOATING | WC2206 | UAI0772S | SH | 20 | 46.B6 | AF0077:52 | B PANEL | 46.B7
UAI0680:7+ | WC2211 | UAI06807 | RED | 20 | 44.B6 | AF0068:00 | B PANEL | 44.B7
UAI0680:8- | WC2211 | UAI06808 | BLK | 20 | 44.B6 | AF0068:01 | B PANEL | 44.B7
FLOATING | WC2211 | UAI0680S | SH | 20 | 44.B6 | AF0068:48 | B PANEL | 44.B7
UAI0730:7+ | WC2212 | UAI07307 | RED | 20 | 44.B6 | AF0073:00 | B PANEL | 44.B7
UAI0730:8- | WC2212 | UAI07308 | BLK | 20 | 44.B6 | AF0073:01 | B PANEL | 44.B7
FLOATING | WC2212 | UAI0730S | SH | 20 | 44.C6 | AF0073:48 | B PANEL | 44.B7
UAI0681:7+ | WC2213 | UAI06817 | RED | 20 | 44.C6 | AF0068:02 | B PANEL | 44.C7
UAI0681:8- | WC2213 | UAI06818 | BLK | 20 | 44.C6 | AF0068:03 | B PANEL | 44.C7
FLOATING | WC2213 | UAI0681S | SH | 20 | 44.C6 | AF0068:50 | B PANEL | 44.C7
UAI0731:7+ | WC2214 | UAI07317 | RED | 20 | 44.C6 | AF0073:02 | B PANEL | 44.C7
UAI0731:8- | WC2214 | UAI07318 | BLK | 20 | 44.C6 | AF0073:03 | B PANEL | 44.C7
FLOATING | WC2214 | UAI0731S | SH | 20 | 44.D6 | AF0073:50 | B PANEL | 44.C7
UAI0682:7+ | WC2215 | UAI06827 | RED | 20 | 44.D6 | AF0068:04 | B PANEL | 44.D7
UAI0682:8- | WC2215 | UAI06828 | BLK | 20 | 44.D6 | AF0068:05 | B PANEL | 44.D7
FLOATING | WC2215 | UAI0682S | SH | 20 | 44.D6 | AF0068:52 | B PANEL | 44.D7
UAI0732:7+ | WC2216 | UAI07327 | RED | 20 | 44.D6 | AF0073:04 | B PANEL | 44.D7
UAI0732:8- | WC2216 | UAI07328 | BLK | 20 | 44.D6 | AF0073:05 | B PANEL | 44.D7
FLOATING | WC2216 | UAI0732S | SH | 20 | 44.D6 | AF0073:52 | B PANEL | 44.D7
UAI0747:7+ | WC2217 | UAI07477 | RED | 20 | 45.B5 | AF0068:06 | B PANEL | 45.B7
UAI0747:8- | WC2217 | UAI07478 | BLK | 20 | 45.B5 | AF0068:07 | B PANEL | 45.B7
FLOATING | WC2217 | UAI0747S | SH | 20 | 45.B6 | AF0068:54 | B PANEL | 45.B7
UAI0750:7+ | WC2218 | UAI07507 | RED | 20 | 45.B5 | AF0073:06 | B PANEL | 45.B7
UAI0750:8- | WC2218 | UAI07508 | BLK | 20 | 45.B5 | AF0073:07 | B PANEL | 45.B7
FLOATING | WC2218 | UAI0750S | SH | 20 | 45.B6 | AF0073:54 | B PANEL | 45.B7
UAI0751:7+ | WC2219 | UAI07517 | RED | 20 | 45.B5 | AF0068:08 | B PANEL | 45.B7
UAI0751:8- | WC2219 | UAI07518 | BLK | 20 | 45.B5 | AF0068:09 | B PANEL | 45.B7
FLOATING | WC2219 | UAI0751S | SH | 20 | 45.C6 | AF0068:56 | B PANEL | 45.B7
UAI0752:7+ | WC2220 | UAI07527 | RED | 20 | 45.C5 | AF0073:08 | B PANEL | 45.C7
UAI0752:8- | WC2220 | UAI07528 | BLK | 20 | 45.C5 | AF0073:09 | B PANEL | 45.C7
FLOATING | WC2220 | UAI0752S | SH | 20 | 45.C6 | AF0073:56 | B PANEL | 45.C7
UAI0753:7+ | WC2221 | UAI07537 | RED | 20 | 45.C5 | AF0068:10 | B PANEL | 45.C7
UAI0753:8- | WC2221 | UAI07538 | BLK | 20 | 45.C5 | AF0068:11 | B PANEL | 45.C7
FLOATING | WC2221 | UAI0753S | SH | 20 | 45.D6 | AF0068:58 | B PANEL | 45.C7
UAI0754:7+ | WC2222 | UAI07547 | RED | 20 | 45.D5 | AF0073:10 | B PANEL | 45.D7
UAI0754:8- | WC2222 | UAI07548 | BLK | 20 | 45.D5 | AF0073:11 | B PANEL | 45.D7
FLOATING | WC2222 | UAI0754S | SH | 20 | 45.D6 | AF0073:58 | B PANEL | 45.D7
UAI0736:-7 | WC2229 | UAI07367 | RED | 20 | 50.D6 | AF0073:45 | B PANEL | 50.D7
UAI0736:-5 | WC2229 | UAI07365 | WHT | 20 | 50.D6 | AF0073:29 | B PANEL | 50.D7
UAI0736:+6 | WC2229 | UAI07366 | BLK | 20 | 50.D6 | AF0073:28 | B PANEL | 50.D7
FLOATING | WC2229 | UAI0736S | SH | 20 | 50.D6 | AF0073:60 | B PANEL | 50.D7
AF0185:00 | WC9001 | CC90011 | RED | 20 | 36.C7 | XT9016:19 | B PANEL | 36.C5
AF0185:16 | WC9001 | CC90012 | BLK | 20 | 36.C7 | XT9016:20 | B PANEL | 36.C5
AF0185:48 | WC9001 | CC90013 | SH | 20 | 36.C7 | XT9016:21 | B PANEL | 36.C5
AF0185:02 | WC9003 | CC90031 | RED | 20 | 36.C7 | XT9016:22 | B PANEL | 36.C5
AF0185:18 | WC9003 | CC90032 | BLK | 20 | 36.C7 | XT9016:23 | B PANEL | 36.D5
AF0185:50 | WC9003 | CC90033 | SH | 20 | 36.C7 | XT9016:24 | B PANEL | 36.D5
AF0185:04 | WC9004 | CC90041 | RED | 20 | 36.D7 | XT9016:25 | B PANEL | 36.D5
AF0185:20 | WC9004 | CC90042 | BLK | 20 | 36.D7 | XT9016:26 | B PANEL | 36.D5
AF0185:52 | WC9004 | CC90043 | SH | 20 | 36.D7 | XT9016:27 | B PANEL | 36.D5
AT0175:1P1 | SC | UV01709 | WHT | 14 | 10.B5 | UV0170:9(+) | FIRE SYSTEM^CONTROLLER PANEL | 10.A3
AT0175:2P1 | SC | UV017010 | WHT | 14 | 10.B5 | UV0170:10(-) | FIRE SYSTEM^CONTROLLER PANEL | 10.A3
AT0176:1P1 | SC | UV017011 | WHT | 14 | 10.C5 | UV0170:11(+) | FIRE SYSTEM^CONTROLLER PANEL | 10.A3
AT0176:2P1 | SC | UV017012 | WHT | 14 | 10.C5 | UV0170:12(-) | FIRE SYSTEM^CONTROLLER PANEL | 10.A3
KA0176:11 | SC | KA017611 | WHT | 20 | 105.A6 | XT0171:1 | FIRE SYSTEM^CONTROLLER PANEL | 105.B5
KA0176:21 | SC | KA017621 | WHT | 20 | 106.A6 | XT0171:3 | FIRE SYSTEM^CONTROLLER PANEL | 106.A5
KA0177:11 | SC | KA024711 | WHT | 20 | 107.A6 | XT0171:5 | FIRE SYSTEM^CONTROLLER PANEL | 107.A5
KA0177:21 | SC | KA024721 | WHT | 20 | 108.A6 | XT0171:7 | FIRE SYSTEM^CONTROLLER PANEL | 108.A5
XT0170:10 | SC | KA017412 | WHT | 20 | 91.D5 | KA0174:12 | FIRE SYSTEM^CONTROLLER PANEL | 91.D6
XT0170:11 | SC | SA0170B113 | WHT | 20 | 32.A5 | AT0170:11 | FIRE SYSTEM^CONTROLLER PANEL | 32.A6
XT0170:12 | SC | SA0170B114 | WHT | 20 | 32.A5 | AT0170:12 | FIRE SYSTEM^CONTROLLER PANEL | 32.A6
XT0170:2 | SC | FU0170 | WHT | 14 | 10.A2 | FU0170:LD | FIRE SYSTEM^CONTROLLER PANEL | 10.A2
XT0170:2 | SC | FU0170 | WHT | 14 | 10.A2 | UV0170:3(+) | FIRE SYSTEM^CONTROLLER PANEL | 10.A3
XT0170:2 | SC | FU0170 | WHT | 14 | 10.A2 | UV0170:1(+) | FIRE SYSTEM^CONTROLLER PANEL | 10.A3
XT0170:3 | SC | 0V | WHT | 14 | 10.A2 | UV0170:4(-) | FIRE SYSTEM^CONTROLLER PANEL | 10.A3
XT0170:3 | SC | 0V | WHT | 14 | 10.A2 | UV0170:2(-) | FIRE SYSTEM^CONTROLLER PANEL | 10.A3
XT0170:4 | SC | 0V | WHT | 20 | 10.A2 | KA0172:A2 | FIRE SYSTEM^CONTROLLER PANEL | 10.C2
XT0170:5 | SC | AT017045 | WHT | 20 | 91.C5 | AT0170:45 | FIRE SYSTEM^CONTROLLER PANEL | 91.C6
XT0170:6 | SC | AT017046 | WHT | 20 | 91.C5 | AT0170:46 | FIRE SYSTEM^CONTROLLER PANEL | 91.C6
XT0170:7 | SC | KA017211 | WHT | 20 | 91.C5 | KA0172:11 | FIRE SYSTEM^CONTROLLER PANEL | 91.C6
XT0170:8 | SC | KA017212 | WHT | 20 | 91.C5 | KA0172:12 | FIRE SYSTEM^CONTROLLER PANEL | 91.C6
XT0170:9 | SC | KA017411 | WHT | 20 | 91.D5 | KA0174:11 | FIRE SYSTEM^CONTROLLER PANEL | 91.D6
AT0175:4P2 | WC8069 | AT017050 | WHT | 16 | 10.A7 | AT0170:50 | FIRE SYSTEM^CONTROLLER PANEL | 10.A7
AT0175:5P2 | WC8069 | AT017049 | BLK | 16 | 10.A7 | AT0170:49 | FIRE SYSTEM^CONTROLLER PANEL | 10.A7
AT0175:6P2 | WC8069 | AT017048 | SH | 16 | 10.A7 | AT0170:48 | FIRE SYSTEM^CONTROLLER PANEL | 10.A7
XT0170:1 | SC | FU0170 | WHT | 14 | 10.A2 | UV0171:3(+) | FIRE SYSTEM^PANEL | 10.B3
XT0170:1 | SC | FU0170 | WHT | 14 | 10.A2 | UV0171:1(+) | FIRE SYSTEM^PANEL | 10.B3
XT0170:4 | SC | 0V | WHT | 14 | 10.A2 | UV0171:4(-) | FIRE SYSTEM^PANEL | 10.B3
XT0170:4 | SC | 0V | WHT | 14 | 10.A2 | UV0171:2(-) | FIRE SYSTEM^PANEL | 10.B3
AF0181:21 | SC | 018121 | WHT | 20 | 31.A7 | KA0364:14 | GENERATOR DECS250^PANEL | 31.B6
IEG0130:4 | SC | AF0123G | GRN | 14 | 26.D4 | AF0123:SH | GENERATOR DECS250^PANEL | 26.D3
IEG0130:9 | SC | AT0140LS(S) | GRN | 14 | 90.C6 | XT0337:18 | GENERATOR DECS250^PANEL | 90.C4
KA0185:11 | SC | KA018511 | WHT | 20 | 29.C3 | XT0337:13 | GENERATOR DECS250^PANEL | 29.C3
KA0185:14 | SC | KA0332A1 | WHT | 20 | 29.C3 | XT0337:14 | GENERATOR DECS250^PANEL | 29.C3
KA0185:A2 | SC | KA0185A2 | WHT | 20 | 31.A5 | KA0364:11 | GENERATOR DECS250^PANEL | 31.B6
XT0130:1 | SC | FU0332 | WHT | 14 | 26.A5 | FU0120:LI | GENERATOR DECS250^PANEL | 26.D1
XT0130:1 | SC | FU0332 | WHT | 14 | 26.A5 | FU0332:LD | GENERATOR DECS250^PANEL | 25.B3
XT0130:2 | SC | 0V | WHT | 14 | 26.A5 | XT0336:3 | GENERATOR DECS250^PANEL | 25.C4
XT0130:2 | SC | 0V | WHT | 14 | 26.A5 | XT0120:1 | GENERATOR DECS250^PANEL | 26.D1
AF0510:L2 | WC0051 | AF0510L2 | ENET | CABLE | 2.A5 | AU0120:L1 | GENERATOR DECS250^PANEL | 2.B1
AU0180:L1 | WC0114 | AT0140P2 | ENET | CABLE | 2.B3 | AT0140:P2 | GENERATOR DECS250^PANEL | 2.B2
KA0180:14 | SC | PF07017 | RED | 16 | 23.B6 | PF0701:7 | METER PANEL | 23.B6
KA0180:11 | SC | VGENC | RED | 16 | 23.B6 | SA0770:24 | SWITCH PANEL | 23.B6
SolarTools ver. 24.0.84.24712 (Jul 31, 2025)
Report date: 4/30/2026 1:23 PM

## Panel Errors
Panel Errors
Project # | J1630
Project Name | PTTEP ARTHIT T70 CONTROLS RETROFIT
Revision | A.5
Controls DE | H.VOUNG
Phone:
Controls ME | P. Llamedo
Phone:
From | [6 empty] | To
Device ID | Location | Cable (W) Conductor (SC) Jumper Clip (JC) | Wire ID | Wire No. | Gauge/Size | Page/Zone | Device ID | Location | Page/Zone
Report date: 4/30/2026 1:23 PM |  |  |  | SolarTools ver. 24.0.84.24712 (Jul 31, 2025)

## Cable Part Numbers
Cable Part Numbers |  |  | SolarTools ver. 24.0.84.24712 (Jul 31, 2025)
Project # | J1630
Report date: 4/30/2026 1:24 PM
Project Name | PTTEP ARTHIT T70 CONTROLS RETROFIT
Revision | A.5
Controls DE | H.VOUNG
Phone:
Controls ME | P. Llamedo
Phone:
Device ID |  | Part Number |  | Description
WC0001 |  | 1302073-36 |  | CABLE, ETHERNET - 36 INCHES
WC0003 |  | 1302073-36 |  | CABLE, ETHERNET - 36 INCHES
WC0006 |  | 1302073-36 |  | CABLE, ETHERNET - 36 INCHES
WC0007 |  | 1302073-36 |  | CABLE, ETHERNET - 36 INCHES
WC0008 |  | 1302073-36 |  | CABLE, ETHERNET - 36 INCHES
WC0009 |  | 1302073-36 |  | CABLE, ETHERNET - 36 INCHES
WC0012 |  | 1302073-36 |  | CABLE, ETHERNET - 36 INCHES
WC0018 |  | 1302073-36 |  | CABLE, ETHERNET - 36 INCHES
WC0019 |  | 1302073-36 |  | CABLE, ETHERNET - 36 INCHES
WC0020 |  | 1302073-36 |  | CABLE, ETHERNET - 36 INCHES
WC0041 |  | 1302073-36 |  | CABLE, ETHERNET - 36 INCHES
WC0042 |  | 1302073-36 |  | CABLE, ETHERNET - 36 INCHES
WC0045 |  | 1302073-36 |  | CABLE, ETHERNET - 36 INCHES
WC0050 |  | 1302073-36 |  | CABLE, ETHERNET - 36 INCHES
WC0051 |  | 1302073-36 |  | CABLE, ETHERNET - 36 INCHES
WC0114 |  | 1302073-36 |  | CABLE, ETHERNET - 36 INCHES
WC0680 |  | 1302073-36 |  | CABLE
WC0842 |  | 1022941-13 |  | TPE, 1 TRIAD TWISTED SHIELDED
WC0843 |  | 1022941-13 |  | TPE, 1 TRIAD TWISTED SHIELDED
WC0942 |  | 1022941-13 |  | TPE, 1 TRIAD TWISTED SHIELDED
WC0943 |  | 1022941-13 |  | TPE, 1 TRIAD TWISTED SHIELDED
WC1242 |  | 1022941-13 |  | TPE, 1 TRIAD TWISTED SHIELDED
WC1243 |  | 1022941-13 |  | TPE, 1 TRIAD TWISTED SHIELDED
WC1244 |  | 1022941-13 |  | TPE, 1 TRIAD TWISTED SHIELDED
WC1245 |  | 1022941-13 |  | TPE, 1 TRIAD TWISTED SHIELDED
WC1246 |  | 1022941-13 |  | TPE, 1 TRIAD TWISTED SHIELDED
WC1247 |  | 1022941-13 |  | TPE, 1 TRIAD TWISTED SHIELDED
WC1328 |  | 1022941-13 |  | TPE, 1 TRIAD TWISTED SHIELDED
WC1329 |  | 1022941-13 |  | TPE, 1 TRIAD TWISTED SHIELDED
WC1330 |  | 1022941-13 |  | TPE, 1 TRIAD TWISTED SHIELDED
WC1331 |  | 1022941-13 |  | TPE, 1 TRIAD TWISTED SHIELDED
WC1332 |  | 1022941-13 |  | TPE, 1 TRIAD TWISTED SHIELDED
WC1333 |  | 1022941-13 |  | TPE, 1 TRIAD TWISTED SHIELDED
WC1334 |  | 1022941-13 |  | TPE, 1 TRIAD TWISTED SHIELDED
WC1335 |  | 1022941-13 |  | TPE, 1 TRIAD TWISTED SHIELDED
WC1342 |  | 1022941-12 |  | TPE, 1 PAIR TWISTED SHIELDED
WC1343 |  | 1022941-12 |  | TPE, 1 PAIR TWISTED SHIELDED
WC1344 |  | 1022941-12 |  | TPE, 1 PAIR TWISTED SHIELDED
WC1345 |  | 1022941-12 |  | TPE, 1 PAIR TWISTED SHIELDED
WC1346 |  | 1022941-12 |  | TPE, 1 PAIR TWISTED SHIELDED
WC1347 |  | 1022941-12 |  | TPE, 1 PAIR TWISTED SHIELDED
WC1428 |  | 1022941-12 |  | TPE, 1 PAIR TWISTED SHIELDED
WC1429 |  | 1022941-12 |  | TPE, 1 PAIR TWISTED SHIELDED
WC1430 |  | 1022941-12 |  | TPE, 1 PAIR TWISTED SHIELDED
WC1431 |  | 1022941-12 |  | TPE, 1 PAIR TWISTED SHIELDED
WC1432 |  | 1022941-12 |  | TPE, 1 PAIR TWISTED SHIELDED
WC1433 |  | 1022941-12 |  | TPE, 1 PAIR TWISTED SHIELDED
WC1434 |  | 1022941-12 |  | TPE, 1 PAIR TWISTED SHIELDED
WC1435 |  | 1022941-12 |  | TPE, 1 PAIR TWISTED SHIELDED
WC1840 |  | 1022941-13 |  | TPE, 1 TRIAD TWISTED SHIELDED
WC1841 |  | 1022941-13 |  | TPE, 1 TRIAD TWISTED SHIELDED
WC1842 |  | 1022941-13 |  | TPE, 1 TRIAD TWISTED SHIELDED
WC1843 |  | 1022941-13 |  | TPE, 1 TRIAD TWISTED SHIELDED
WC1844 |  | 1022941-13 |  | TPE, 1 TRIAD TWISTED SHIELDED
WC1845 |  | 1022941-13 |  | TPE, 1 TRIAD TWISTED SHIELDED
WC1846 |  | 1022941-13 |  | TPE, 1 TRIAD TWISTED SHIELDED
WC1847 |  | 1022941-13 |  | TPE, 1 TRIAD TWISTED SHIELDED
WC1940 |  | 1022941-13 |  | TPE, 1 TRIAD TWISTED SHIELDED
WC1941 |  | 1022941-13 |  | TPE, 1 TRIAD TWISTED SHIELDED
WC1942 |  | 1022941-13 |  | TPE, 1 TRIAD TWISTED SHIELDED
WC1943 |  | 1022941-13 |  | TPE, 1 TRIAD TWISTED SHIELDED
WC1944 |  | 1022941-13 |  | TPE, 1 TRIAD TWISTED SHIELDED
WC1945 |  | 1022941-13 |  | TPE, 1 TRIAD TWISTED SHIELDED
WC1946 |  | 1022941-13 |  | TPE, 1 TRIAD TWISTED SHIELDED
WC1947 |  | 1022941-13 |  | TPE, 1 TRIAD TWISTED SHIELDED
WC2037 |  | 1022941-13 |  | TPE, 1 TRIAD TWISTED SHIELDED
WC2100 |  | 1022941-13 |  | TPE, 1 TRIAD TWISTED SHIELDED
WC2104 |  | 1022941-12 |  | TPE, 1 PAIR TWISTED SHIELDED
WC2105 |  | 1022941-12 |  | TPE, 1 PAIR TWISTED SHIELDED
WC2106 |  | 1022941-12 |  | TPE, 1 PAIR TWISTED SHIELDED
WC2111 |  | 1022941-12 |  | TPE, 1 PAIR TWISTED SHIELDED
WC2112 |  | 1022941-12 |  | TPE, 1 PAIR TWISTED SHIELDED
WC2113 |  | 1022941-12 |  | TPE, 1 PAIR TWISTED SHIELDED
WC2114 |  | 1022941-12 |  | TPE, 1 PAIR TWISTED SHIELDED
WC2115 |  | 1022941-12 |  | TPE, 1 PAIR TWISTED SHIELDED
WC2116 |  | 1022941-12 |  | TPE, 1 PAIR TWISTED SHIELDED
WC2117 |  | 1022941-12 |  | TPE, 1 PAIR TWISTED SHIELDED
WC2118 |  | 1022941-12 |  | TPE, 1 PAIR TWISTED SHIELDED
WC2119 |  | 1022941-12 |  | TPE, 1 PAIR TWISTED SHIELDED
WC2120 |  | 1022941-12 |  | TPE, 1 PAIR TWISTED SHIELDED
WC2121 |  | 1022941-12 |  | TPE, 1 PAIR TWISTED SHIELDED
WC2122 |  | 1022941-12 |  | TPE, 1 PAIR TWISTED SHIELDED
WC2126 |  | 1022941-13 |  | TPE, 1 TRIAD TWISTED SHIELDED
WC2127 |  | 1022941-13 |  | TPE, 1 TRIAD TWISTED SHIELDED
WC2128 |  | 1022941-13 |  | TPE, 1 TRIAD TWISTED SHIELDED
WC2129 |  | 1022941-13 |  | TPE, 1 TRIAD TWISTED SHIELDED
WC2162 |  | 1022941-13 |  | TPE, 1 TRIAD TWISTED SHIELDED
WC2170 |  | 1022941-13 |  | TPE, 1 TRIAD TWISTED SHIELDED
WC2171 |  | 1022941-13 |  | TPE, 1 TRIAD TWISTED SHIELDED
WC2172 |  | 1022941-13 |  | TPE, 1 TRIAD TWISTED SHIELDED
WC2173 |  | 1022941-13 |  | TPE, 1 TRIAD TWISTED SHIELDED
WC2174 |  | 1022941-13 |  | TPE, 1 TRIAD TWISTED SHIELDED
WC2180 |  | 1022941-13 |  | TPE, 1 TRIAD TWISTED SHIELDED
WC2200 |  | 1022941-13 |  | TPE, 1 TRIAD TWISTED SHIELDED
WC2204 |  | 1022941-12 |  | TPE, 1 PAIR TWISTED SHIELDED
WC2205 |  | 1022941-12 |  | TPE, 1 PAIR TWISTED SHIELDED
WC2206 |  | 1022941-12 |  | TPE, 1 PAIR TWISTED SHIELDED
WC2211 |  | 1022941-12 |  | TPE, 1 PAIR TWISTED SHIELDED
WC2212 |  | 1022941-12 |  | TPE, 1 PAIR TWISTED SHIELDED
WC2213 |  | 1022941-12 |  | TPE, 1 PAIR TWISTED SHIELDED
WC2214 |  | 1022941-12 |  | TPE, 1 PAIR TWISTED SHIELDED
WC2215 |  | 1022941-12 |  | TPE, 1 PAIR TWISTED SHIELDED
WC2216 |  | 1022941-12 |  | TPE, 1 PAIR TWISTED SHIELDED
WC2217 |  | 1022941-12 |  | TPE, 1 PAIR TWISTED SHIELDED
WC2218 |  | 1022941-12 |  | TPE, 1 PAIR TWISTED SHIELDED
WC2219 |  | 1022941-12 |  | TPE, 1 PAIR TWISTED SHIELDED
WC2220 |  | 1022941-12 |  | TPE, 1 PAIR TWISTED SHIELDED
WC2221 |  | 1022941-12 |  | TPE, 1 PAIR TWISTED SHIELDED
WC2222 |  | 1022941-12 |  | TPE, 1 PAIR TWISTED SHIELDED
WC2226 |  | 1022941-13 |  | TPE, 1 TRIAD TWISTED SHIELDED
WC2227 |  | 1022941-13 |  | TPE, 1 TRIAD TWISTED SHIELDED
WC2228 |  | 1022941-13 |  | TPE, 1 TRIAD TWISTED SHIELDED
WC2229 |  | 1022941-13 |  | TPE, 1 TRIAD TWISTED SHIELDED
WC2237 |  | 1022941-13 |  | TPE, 1 TRIAD TWISTED SHIELDED
WC2262 |  | 1022941-13 |  | TPE, 1 TRIAD TWISTED SHIELDED
WC2270 |  | 1022941-13 |  | TPE, 1 TRIAD TWISTED SHIELDED
WC2271 |  | 1022941-13 |  | TPE, 1 TRIAD TWISTED SHIELDED
WC2272 |  | 1022941-13 |  | TPE, 1 TRIAD TWISTED SHIELDED
WC2273 |  | 1022941-13 |  | TPE, 1 TRIAD TWISTED SHIELDED
WC2274 |  | 1022941-13 |  | TPE, 1 TRIAD TWISTED SHIELDED
WC2280 |  | 1022941-13 |  | TPE, 1 TRIAD TWISTED SHIELDED
WC2354 |  | 1022941-13 |  | TPE, 1 TRIAD TWISTED SHIELDED
WC2454 |  | 1022941-13 |  | TPE, 1 TRIAD TWISTED SHIELDED
WC4007 |  | 1022941-12 |  | TPE, 1 PAIR TWISTED SHIELDED
WC4101 |  | 1022941-12 |  | TPE, 1 PAIR TWISTED SHIELDED
WC4110 |  | 1022941-12 |  | TPE, 1 PAIR TWISTED SHIELDED
WC4112 |  | 1022941-12 |  | TPE, 1 PAIR TWISTED SHIELDED
WC4122 |  | 1022941-12 |  | TPE, 1 PAIR TWISTED SHIELDED
WC4123 |  | 1022941-12 |  | TPE, 1 PAIR TWISTED SHIELDED
WC4155 |  | 1022941-12 |  | TPE, 1 PAIR TWISTED SHIELDED
WC4220 |  | 1022941-12 |  | TPE, 1 PAIR TWISTED SHIELDED
WC4226 |  | 1022941-12 |  | TPE, 1 PAIR TWISTED SHIELDED
WC4256 |  | 1022941-12 |  | TPE, 1 PAIR TWISTED SHIELDED
WC4273 |  | 1022941-12 |  | TPE, 1 PAIR TWISTED SHIELDED
WC4274 |  | 1022941-12 |  | TPE, 1 PAIR TWISTED SHIELDED
WC4293 |  | 1022941-12 |  | TPE, 1 PAIR TWISTED SHIELDED
WC4309 |  | 1022941-12 |  | TPE, 1 PAIR TWISTED SHIELDED
WC4317 |  | 1022941-12 |  | TPE, 1 PAIR TWISTED SHIELDED
WC4319 |  | 1022941-12 |  | TPE, 1 PAIR TWISTED SHIELDED
WC4321 |  | 1022941-12 |  | TPE, 1 PAIR TWISTED SHIELDED
WC4393 |  | 1022941-12 |  | TPE, 1 PAIR TWISTED SHIELDED
WC4560 |  | 1022941-12 |  | TPE, 1 PAIR TWISTED SHIELDED
WC4600 |  | 1022941-12 |  | TPE, 1 PAIR TWISTED SHIELDED
WC4619 |  | 1022941-12 |  | TPE, 1 PAIR TWISTED SHIELDED
WC4623 |  | 1022941-12 |  | TPE, 1 PAIR TWISTED SHIELDED
WC4660 |  | 1022941-12 |  | TPE, 1 PAIR TWISTED SHIELDED
WC4661 |  | 1022941-12 |  | TPE, 1 PAIR TWISTED SHIELDED
WC4714 |  | 1022941-12 |  | TPE, 1 PAIR TWISTED SHIELDED
WC4715 |  | 1022941-12 |  | TPE, 1 PAIR TWISTED SHIELDED
WC4720 |  | 1022941-12 |  | TPE, 1 PAIR TWISTED SHIELDED
WC4724 |  | 1022941-12 |  | TPE, 1 PAIR TWISTED SHIELDED
WC4800 |  | 1022941-12 |  | TPE, 1 PAIR TWISTED SHIELDED
WC4801 |  | 1022941-12 |  | TPE, 1 PAIR TWISTED SHIELDED
WC4802 |  | 1022941-12 |  | TPE, 1 PAIR TWISTED SHIELDED
WC4803 |  | 1022941-12 |  | TPE, 1 PAIR TWISTED SHIELDED
WC5118 |  | 1014333-6 |  | PVC, 1 PAIR TWISTED SHIELDED
WC5500 |  | 1022941-22 |  | TPE, 1 PAIR TWISTED SHIELDED
WC8009 |  | 1022941-22 |  | TPE, 1 PAIR TWISTED SHIELDED
WC8040 |  | 1322418-90 |  | CABLE, SYTSTEM FUNCTION
WC8041 |  | 1322418-90 |  | CABLE, SUPPLIED BY OTHERS
WC8042 |  | 1322418-90 |  | CABLE, SUPPLIED BY OTHERS
WC8064 |  | 1022941-12 |  | TPE, 1 PAIR TWISTED SHIELDED
WC8065 |  | 1022941-12 |  | TPE, 1 PAIR TWISTED SHIELDED
WC8066 |  | 1022941-22 |  | TPE, 1 PAIR TWISTED SHIELDED
WC8067 |  | 1022941-22 |  | TPE, 1 PAIR TWISTED SHIELDED
WC8069 |  | 1022941-22 |  | TPE, 1 PAIR TWISTED SHIELDED
WC8101 |  | 1022941-32 |  | TPE, 1 PAIR TWISTED SHIELDED
WC8102 |  | 1022941-32 |  | TPE, 1 PAIR TWISTED SHIELDED
WC8150 |  | 1322418-90 |  | CABLE, SYTSTEM FUNCTION
WC8164 |  | 1022941-22 |  | TPE, 1 PAIR TWISTED SHIELDED
WC8165 |  | 1022941-22 |  | TPE, 1 PAIR TWISTED SHIELDED
WC8201 |  | 1022941-32 |  | TPE, 1 PAIR TWISTED SHIELDED
WC8264 |  | 1022941-22 |  | TPE, 1 PAIR TWISTED SHIELDED
WC8301 |  | 1022941-32 |  | TPE, 1 PAIR TWISTED SHIELDED
WC9001 |  | 1022941-12 |  | TPE, 1 PAIR TWISTED SHIELDED
WC9003 |  | 1022941-12 |  | TPE, 1 PAIR TWISTED SHIELDED
WC9004 |  | 1022941-12 |  | TPE, 1 PAIR TWISTED SHIELDED

## Part Number List
Part Number List |  | SolarTools ver. 24.0.84.24712 (Jul 31, 2025)
Project # | J1630
Report date: 4/30/2026 1:24 PM
Project Name | PTTEP ARTHIT T70 CONTROLS RETROFIT
Revision | A.5
Controls DE | H.VOUNG
Phone:
Controls ME | P. Llamedo
Phone:
Device ID | Part Number | Description | Location
AF0081 | 2684693-18,2684693-28 | 5094-IB16SXT, 16 DISCRETE INPUT, S | A PANEL
AF0082 | 2684693-17,2684693-23 | 5094-IB16XT, 16 DISCRETE INPUT | A PANEL
AF0083 | 2684693-19,2684693-33 | 5094-IY8XT, 8 ANALOG INPUT,TC/RTD/I&V | A PANEL
AF0084 | 2684693-19,2684693-33 | 5094-IY8XT, 8 ANALOG INPUT,TC/RTD/I&V | A PANEL
AF0085 | 2684693-18,2684693-56 | 5094-IF8IHXT, 8 ANALOG INPUT, ISOLATED | A PANEL
AF0086 | 2684693-18,2684693-56 | 5094-IF8IHXT, 8 ANALOG INPUT, ISOLATED | A PANEL
AF0087 | 2684693-17,2684693-23 | 5094-IB16XT, 16 DISCRETE INPUT | A PANEL
AF0091 | 2684693-17,2684693-23 | 5094-IB16XT, 16 DISCRETE INPUT | A PANEL
AF0092 | 2684693-17,2684693-24 | 5094-OB16XT, 16 DISCRETE OUTPUT | A PANEL
AF0093 | 2684693-17,2684693-24 | 5094-OB16XT, 16 DISCRETE OUTPUT | A PANEL
AF0094 | 2684693-19,2684693-33 | 5094-IY8XT, 8 ANALOG INPUT,TC/RTD/I&V | A PANEL
AF0095 | 2684693-17,2684693-25 | 5094-OB8XT, 8 DISCRETE OUTPUT | A PANEL
AP0601 | 1089241-20 | MODULE, BLANK FILLER | A PANEL
AP0602 | 1089241-40 | 1756-EN2TRXT, ETHERNET | A PANEL
AP0603 | 1089241-40 | 1756-EN2TRXT, ETHERNET | A PANEL
AP0604 | 1089241-14 | MVI 56E-MCMXT, MODBUS | A PANEL
AP0605 | 1089241-36 | 1756-EN2TXT, ETHERNET | A PANEL
AP0606 | 1089241-36 | 1756-EN2TXT, ETHERNET | A PANEL
AP0607 | 1089241-36 | 1756-EN2TXT, ETHERNET | A PANEL
AP0608 | 1089241-20 | MODULE, BLANK FILLER | A PANEL
AP0609 | 1089241-40 | 1756-EN2TRXT, ETHERNET | A PANEL
AR0600 | 1089241-42 | RACK CHASSIS, 1756-A10XT (10 SLOT) | A PANEL
AT0600 | 1089241-43 | 1756-L83EXTS, CONTROLLER^GUARDLOGIX | A PANEL
AU0080 | 2684693-22 | 5094-AENTRXT, FLEX 5000 I/O | A PANEL
AU0090 | 2684693-22 | 5094-AENTRXT, FLEX 5000 I/O | A PANEL
FU0010 | 1043265-1,1043265-5 | FUSE, 10A | A PANEL
FU0012 | 1043265-1,1043265-5 | FUSE, 10A | A PANEL
FU0013 | 1043265-1,1043265-5 | FUSE, 10A | A PANEL
FU0014 | 1043265-1,1043265-5 | FUSE, 10A | A PANEL
FU0015 | 1043265-5 | FUSE, 10A | A PANEL
FU0017 | 1043265-5 | FUSE, 10A | A PANEL
FU0080 | 1043265-1,1043265-5 | FUSE, 10A | A PANEL
FU0081 | 1043265-1,1043265-5 | FUSE, 10A | A PANEL
FU0082 | 1043265-1,1043265-5 | FUSE, 10A | A PANEL
FU0090 | 1043265-1,1043265-5 | FUSE, 10A | A PANEL
FU0091 | 1043265-1,1043265-5 | FUSE, 10A | A PANEL
FU0092 | 1043265-1,1043265-5 | FUSE, 10A | A PANEL
FU0093 | 1043265-1,1043265-5 | FUSE, 10A | A PANEL
FU0136 | 1043265-1,1043265-9 | FUSE, 30A | A PANEL
FU0137 | 1043265-1,1043265-7 | FUSE, 20A | A PANEL
FU0139 | 1043265-1,1043265-4 | FUSE, 5A | A PANEL
FU0210 | 1043265-1,1043265-7 | FUSE, 20A | A PANEL
FU0211 | 1043265-1,1043265-4 | FUSE, 5A | A PANEL
FU0212 | 1043265-1,1043265-4 | FUSE, 5A | A PANEL
GR0131 | 903849C1 | RAIL GROUND, DIN RAIL GROUNDING | A PANEL
GR0132 | 903849C1 | RAIL GROUND, DIN RAIL GROUNDING | A PANEL
GR0133 | 903849C1 | RAIL GROUND, DIN RAIL GROUNDING | A PANEL
GR0134 | 903849C1 | RAIL GROUND, DIN RAIL GROUNDING | A PANEL
GR9000 | 903849C1 | RAIL GROUND, DIN RAIL GROUNDING | A PANEL
GR9001 | 903849C1 | RAIL GROUND, DIN RAIL GROUNDING | A PANEL
KA0130 | 1061979-1 | RELAY, LOWSPEED/OPEN PROBE SETPOINT | A PANEL
KA0131 | 1061979-1 | RELAY, CONTROLLER ACTIVE | A PANEL
KA0132 | 1061979-1 | RELAY, CONTROLLER ACTIVE | A PANEL
KA0133 | 1061979-1 | RELAY, POST LUBE NOT REQUIRED | A PANEL
KA0134 | 1061979-1 | RELAY, BACKUP COMMAND OFF | A PANEL
KA0135 | 1061979-1 | RELAY, AC PRE/POST PUMP DRIVE | A PANEL
KA0136 | 1061979-1 | RELAY, LUBE OIL HEADER^PRESSURE HIGH | A PANEL
KA0137 | 1061979-1 | RELAY, LUBE PUMP INHIBIT | A PANEL
KA0138 | 1061979-1 | RELAY, BACKUP LUBE OIL PUMP OFF | A PANEL
KA0141 | 1061979-1 | RELAY, CONTROLLER ACTIVE | A PANEL
KA0144 | 1061979-1 | RELAY, AC PRE/POST PUMP DRIVE | A PANEL
KA2200 | 1061979-1 | RELAY, LIQUID FUEL MAIN^ ^PUMP DRIVE | A PANEL
KA3220 | 1061979-1 | RELAY, LUBE OIL COOLER FAN | A PANEL
KA6211 | 1061979-1 | RELAY, DRIVER ENCLOSURE^VENT FAN (PRIMARY) | A PANEL
KA6212 | 1061979-1 | RELAY, DRIVER ENCLOSURE^VENT FAN (STANDBY) | A PANEL
KA6221 | 1061979-1 | RELAY, DRIVEN ENCLOSURE^VENT FAN (PRIMARY) | A PANEL
KA6222 | 1061979-1 | RELAY, DRIVEN ENCLOSURE^VENT FAN (STANDBY) | A PANEL
KT0140 | 2651077-1 | TIMER RELAY, BACKUP PUMP POST LUBE OFF CYCLE | A PANEL
KT0141 | 2651077-1 | TIMER RELAY, BACKUP POST LUBE CONTINUOUS | A PANEL
KT0142 | 2651077-1 | TIMER RELAY, TOTAL POST LUBE | A PANEL
KT0143 | 2651077-1 | TIMER RELAY, BACKUP PUMP POST LUBE ON CYCLE | A PANEL
KT0144 | 2651077-1 | TIMER RELAY, HEADER PRESSURE HIGH BACKUP PUMP OFF | A PANEL
KT0145 | 2651077-1 | TIMER RELAY, FIRE DETECTED ROLLDOWN LUBE | A PANEL
KT0146 | 2651077-3 | TIMER RELAY, WATCHDOG | A PANEL
PEG0130 | 232941-300 | BUS BAR, PANEL A - POWER EARTH GROUNDING | A PANEL
QS0011 | 1126803 | CIRCUIT BREAKER, DOUBLE POLE - RAIL MOUNTABLE | A PANEL
QS0012 | 1126803 | CIRCUIT BREAKER, DOUBLE POLE - RAIL MOUNTABLE | A PANEL
RR0851 | 981090C1 | RESISTOR, 3.01K OHM | A PANEL
RR0852 | 981089C1 | RESISTOR, 1.0K OHM | A PANEL
UAI0400 | 1053038-18 | ISOLATOR, VOLTAGE REPEATER | A PANEL
UAI0410 | 1053038-18 | ISOLATOR, VOLTAGE REPEATER | A PANEL
UAI0411 | 1053038-18 | ISOLATOR, VOLTAGE REPEATER | A PANEL
UAI0412 | 1053038-18 | ISOLATOR, VOLTAGE REPEATER | A PANEL
UAI0413 | 1053038-18 | ISOLATOR, VOLTAGE REPEATER | A PANEL
UAI0420 | 1053038-18 | ISOLATOR, VOLTAGE REPEATER | A PANEL
UAI0421 | 1053038-18 | ISOLATOR, VOLTAGE REPEATER | A PANEL
UAI0452 | 1053038-18 | ISOLATOR, VOLTAGE REPEATER | A PANEL
UAI0500 | 1053038-18 | ISOLATOR, VOLTAGE REPEATER | A PANEL
UAI0836 | 1106298-11 | ISOLATOR, RESISTIVE TEMPERATURE DEVICE | A PANEL
UAI0840 | 1106298-11 | ISOLATOR, RESISTIVE TEMPERATURE DEVICE | A PANEL
UAI0841 | 1106298-11 | ISOLATOR, RESISTIVE TEMPERATURE DEVICE | A PANEL
UAI0851 | 1053038-55 | ISOLATOR, SMART TRANSMITTER POWER SUPPLY | A PANEL
UAI1231 | 1053038-18,1106298-11 | ISOLATOR, RESISTIVE TEMPERATURE DEVICE | A PANEL
UAI1235 | 1106298-11 | ISOLATOR, RESISTIVE TEMPERATURE DEVICE | A PANEL
UAI1236 | 1106298-11 | ISOLATOR, RESISTIVE TEMPERATURE DEVICE | A PANEL
UAI1237 | 1106298-11 | ISOLATOR, RESISTIVE TEMPERATURE DEVICE | A PANEL
UAI1840 | 1106298-11 | ISOLATOR, RESISTIVE TEMPERATURE DEVICE | A PANEL
UAI1841 | 1106298-11 | ISOLATOR, RESISTIVE TEMPERATURE DEVICE | A PANEL
UAI4230 | 1106298-11 | ISOLATOR, RESISTIVE TEMPERATURE DEVICE | A PANEL
UAI4500 | 1053038-18 | ISOLATOR, VOLTAGE REPEATER | A PANEL
UAI5100 | 1053038-18 | ISOLATOR, VOLTAGE REPEATER | A PANEL
UAI5101 | 1053038-18 | ISOLATOR, VOLTAGE REPEATER | A PANEL
UAI5102 | 1053038-18 | ISOLATOR, VOLTAGE REPEATER | A PANEL
UAI5103 | 1053038-18 | ISOLATOR, VOLTAGE REPEATER | A PANEL
UJ0131 | 1286570-1 | POWER CONVERTER, AC/DC INPUT TO 28V DC OUTPUT | A PANEL
UV0273 | 1053038-19 | POWER FEED MODULE, INTRINSIC SAFETY | A PANEL
UV0600 | 1089241-28 | POWER SUPPLY, RSLOGIX CHASSIS | A PANEL
VD6221 | 1066738-10 | DIODE, 15 pF | A PANEL
XT0011 | 1066730-16,1066730-17 | TERMINAL STRIP, 2 CONDUCTOR | A PANEL
XT0080 | 1066730-7,1066730-8 | TERMINAL BLOCK, SPRING, 4 CONDUCTOR,30-12 AWG (0.05-3.31 MM2),NON-IS | A PANEL
XT0085 | 1066730-7,1066730-8 | TERMINAL BLOCK, SPRING, 4 CONDUCTOR,30-12 AWG (0.05-3.31 MM2),NON-IS | A PANEL
XT0090 | 1066730-7,1066730-8 | TERMINAL BLOCK, SPRING, 4 CONDUCTOR,30-12 AWG (0.05-3.31 MM2),NON-IS | A PANEL
XT0134 | 1066730-16,1066730-17 | TERMINAL STRIP, 2 CONDUCTOR | A PANEL
XT0135 | 1066730-7,1066730-8 | TERMINAL BLOCK, SPRING, 4 CONDUCTOR,30-12 AWG (0.05-3.31 MM2),NON-IS | A PANEL
XT0136 | 1066730-7,1066730-8 | TERMINAL BLOCK, SPRING, 4 CONDUCTOR,30-12 AWG (0.05-3.31 MM2),NON-IS | A PANEL
XT0138 | 1066730-16,1066730-17 | TERMINAL STRIP, 2 CONDUCTOR | A PANEL
XT0139 | 1066730-7,1066730-8 | TERMINAL BLOCK, SPRING, 4 CONDUCTOR,30-12 AWG (0.05-3.31 MM2),NON-IS | A PANEL
XT0233 | 1066730-7,1066730-8 | TERMINAL BLOCK, SPRING, 4 CONDUCTOR,30-12 AWG (0.05-3.31 MM2),NON-IS | A PANEL
XT0235 | 1066730-7,1066730-8 | TERMINAL BLOCK, SPRING, 4 CONDUCTOR,30-12 AWG (0.05-3.31 MM2),NON-IS | A PANEL
XT9012IS | 1066730-50 | TERMINAL STRIP, 4 CONDUCTOR | A PANEL
XT9014IS | 1066730-50 | TERMINAL STRIP, 4 CONDUCTOR | A PANEL
EL0273 | 1022899,22650R1 | LIGHT, LED, WHITE | ASSEMBLY CONSOLE
HA0273 | 1113568-100 | HORN, AUDIBLE ALARM | ASSEMBLY CONSOLE
ZS0273 | 1113474-1 | LIMIT SWITCH, CONSOLE DOOR OPEN | ASSEMBLY CONSOLE
AF0201 | 2684693-48,2684693-51 | 5094-IB32XT, 32 DISCRETE INPUT | ASSEMBLY^CONTROL PANEL
AF0202 | 2684693-49,2684693-52 | 5094-OB32XT, 32 DISCRETE OUTPUT | ASSEMBLY^CONTROL PANEL
AU0200 | 2684693-22 | 5094-AENTRXT, FLEX 5000 I/O | ASSEMBLY^CONTROL PANEL
GR0200 | 903849C1 | RAIL GROUND, DIN RAIL GROUNDING | ASSEMBLY^CONTROL PANEL
HL0400 | PARTOFTCPASSY | LIGHT, READY, GREEN | ASSEMBLY^CONTROL PANEL
HL0401 | PARTOFTCPASSY | LIGHT, STARTING, WHITE | ASSEMBLY^CONTROL PANEL
HL0402 | PARTOFTCPASSY | LIGHT, READY TO LOAD, WHITE | ASSEMBLY^CONTROL PANEL
HL0403 | PARTOFTCPASSY | LIGHT, ON LOAD, WHITE | ASSEMBLY^CONTROL PANEL
HL0404 | PARTOFTCPASSY | LIGHT, CUSTOMER SELECT, WHITE | ASSEMBLY^CONTROL PANEL
HL0405 | PARTOFTCPASSY | LIGHT, LOCAL/AUXILIARY SELECT, WHITE | ASSEMBLY^CONTROL PANEL
HL0406 | PARTOFTCPASSY | LIGHT, SPARE, WHITE | ASSEMBLY^CONTROL PANEL
HL0407 | PARTOFTCPASSY | LIGHT, COOLDOWN, WHITE | ASSEMBLY^CONTROL PANEL
HL0408 | PARTOFTCPASSY | LIGHT, STOPPING, WHITE | ASSEMBLY^CONTROL PANEL
HL0409 | PARTOFTCPASSY | LIGHT, ALARM SUMMARY, AMBER | ASSEMBLY^CONTROL PANEL
HL0410 | PARTOFTCPASSY | LIGHT, BACKUP ACTIVE, AMBER | ASSEMBLY^CONTROL PANEL
HL0411 | PARTOFTCPASSY | LIGHT, SHUTDOWN SUMMARY, RED | ASSEMBLY^CONTROL PANEL
SA0400 | 1139718-1 | SELECTOR SWITCH, OFF/LOC/AUX/CUST | ASSEMBLY^CONTROL PANEL
SA0401 | PARTOFTCPASSY | SELECTOR SWITCH, BACKUP SYSTEM RESET | ASSEMBLY^CONTROL PANEL
SB0400 | PARTOFTCPASSY | PUSHBUTTON SWITCH, EMERGENCY STOP | ASSEMBLY^CONTROL PANEL
SB0401 | PARTOFTCPASSY | PUSHBUTTON SWITCH, HORN SILENCE | ASSEMBLY^CONTROL PANEL
SB0402 | PARTOFTCPASSY | PUSHBUTTON SWITCH, ACKNOWLEDGE | ASSEMBLY^CONTROL PANEL
SB0403 | PARTOFTCPASSY | PUSHBUTTON SWITCH, RESET | ASSEMBLY^CONTROL PANEL
SB0404 | PARTOFTCPASSY | PUSHBUTTON SWITCH, LAMP TEST | ASSEMBLY^CONTROL PANEL
SB0405 | PARTOFTCPASSY | PUSHBUTTON SWITCH, START | ASSEMBLY^CONTROL PANEL
SB0406 | PARTOFTCPASSY | PUSHBUTTON SWITCH, NORMAL STOP | ASSEMBLY^CONTROL PANEL
SB0407 | PARTOFTCPASSY | PUSHBUTTON SWITCH, SPEED DECREASE | ASSEMBLY^CONTROL PANEL
SB0408 | PARTOFTCPASSY | PUSHBUTTON SWITCH, SPEED INCREASE | ASSEMBLY^CONTROL PANEL
SH0400 | PARTOFTCPASSY | LIGHTED SWITCH, SPARE, WHITE | ASSEMBLY^CONTROL PANEL
SH0401 | PARTOFTCPASSY | LIGHTED SWITCH, SPARE, WHITE | ASSEMBLY^CONTROL PANEL
SH0404 | PARTOFTCPASSY | LIGHTED SWITCH, SPARE, WHITE | ASSEMBLY^CONTROL PANEL
SH0405 | PARTOFTCPASSY | LIGHTED SWITCH, SPARE, WHITE | ASSEMBLY^CONTROL PANEL
SH0408 | PARTOFTCPASSY | LIGHTED SWITCH, SPARE, WHITE | ASSEMBLY^CONTROL PANEL
SH0409 | PARTOFTCPASSY | LIGHTED SWITCH, GAS/LIQUID FUEL SELECT, WHITE | ASSEMBLY^CONTROL PANEL
SH0410 | PARTOFTCPASSY | LIGHTED SWITCH, SPARE, WHITE | ASSEMBLY^CONTROL PANEL
SH0411 | PARTOFTCPASSY | LIGHTED SWITCH, VOLTAGE DECREASE SELECT, WHITE | ASSEMBLY^CONTROL PANEL
SH0412 | PARTOFTCPASSY | LIGHTED SWITCH, VOLTAGE INCREASE SELECT, WHITE | ASSEMBLY^CONTROL PANEL
XT0564 | PARTOFTCPASSY | TERMINAL STRIP, SYSTEM FUNCTION (USE) | ASSEMBLY^CONTROL PANEL
AF0051 | 2684693-17,2684693-25 | 5094-OB8XT, 8 DISCRETE OUTPUT | B PANEL
AF0052 | 2684693-17,2684693-25 | 5094-OB8XT, 8 DISCRETE OUTPUT | B PANEL
AF0053 | 2684693-17,2684693-25 | 5094-OB8XT, 8 DISCRETE OUTPUT | B PANEL
AF0054 | 2684693-17,2684693-23 | 5094-IB16XT, 16 DISCRETE INPUT | B PANEL
AF0055 | 2684693-18,2684693-56 | 5094-IF8IHXT, 8 ANALOG INPUT, ISOLATED | B PANEL
AF0056 | 2684693-18,2684693-56 | 5094-IF8IHXT, 8 ANALOG INPUT, ISOLATED | B PANEL
AF0061 | 2684693-17,2684693-25 | 5094-OB8XT, 8 DISCRETE OUTPUT | B PANEL
AF0062 | 2684693-17,2684693-25 | 5094-OB8XT, 8 DISCRETE OUTPUT | B PANEL
AF0063 | 2684693-17,2684693-23 | 5094-IB16XT, 16 DISCRETE INPUT | B PANEL
AF0064 | 2684693-18,2684693-30 | 5094-IF4IHSXT, 4 ANALOG INPUT, S | B PANEL
AF0065 | 2684693-18,2684693-30 | 5094-IF4IHSXT, 4 ANALOG INPUT, S | B PANEL
AF0066 | 2684693-18,2684693-27 | 5094-OF8IHXT, 8 ANALOG OUTPUT, ISOLATED | B PANEL
AF0067 | 2684693-17,2684693-25 | 5094-OB8XT, 8 DISCRETE OUTPUT | B PANEL
AF0068 | 2684693-21,2684693-36 | 5094-IRT8SXT, 8 RTD/TC ANALOG INPUT, S | B PANEL
AF0071 | 2684693-18,2684693-32 | 5094-IJ2ISXT, 2 FAST COUNTER INPUT, S | B PANEL
AF0072 | 2684693-18,2684693-30 | 5094-IF4IHSXT, 4 ANALOG INPUT, S | B PANEL
AF0073 | 2684693-21,2684693-36 | 5094-IRT8SXT, 8 RTD/TC ANALOG INPUT, S | B PANEL
AF0074 | 2684693-18,2684693-56 | 5094-IF8IHXT, 8 ANALOG INPUT, ISOLATED | B PANEL
AF0075 | 2684693-18,2684693-30 | 5094-IF4IHSXT, 4 ANALOG INPUT, S | B PANEL
AF0076 | 2684693-18,2684693-55 | 5094-OB16SXT, 16 DISCRETE OUTPUT, S | B PANEL
AF0077 | 2684693-21,2684693-36 | 5094-IRT8SXT, 8 RTD/TC ANALOG INPUT, S | B PANEL
AU0050 | 2684693-22 | 5094-AENTRXT, FLEX 5000 I/O | B PANEL
AU0060 | 2684693-22 | 5094-AENTRXT, FLEX 5000 I/O | B PANEL
AU0070 | 2684693-22 | 5094-AENTRXT, FLEX 5000 I/O | B PANEL
FU0050 | 1043265-1,1043265-5 | FUSE, 10A | B PANEL
FU0051 | 1043265-1,1043265-5 | FUSE, 10A | B PANEL
FU0052 | 1043265-1,1043265-5 | FUSE, 10A | B PANEL
FU0053 | 1043265-1,1043265-5 | FUSE, 10A | B PANEL
FU0054 | 1043265-1,1043265-5 | FUSE, 10A | B PANEL
FU0055 | 1043265-1,1043265-5 | FUSE, 10A | B PANEL
FU0060 | 1043265-1,1043265-5 | FUSE, 10A | B PANEL
FU0061 | 1043265-1,1043265-5 | FUSE, 10A | B PANEL
FU0062 | 1043265-1,1043265-5 | FUSE, 10A | B PANEL
FU0063 | 1043265-1,1043265-5 | FUSE, 10A | B PANEL
FU0070 | 1043265-1,1043265-5 | FUSE, 10A | B PANEL
FU0071 | 1043265-1,1043265-5 | FUSE, 10A | B PANEL
GR0231 | 903849C1 | RAIL GROUND, DIN RAIL GROUNDING | B PANEL
GR0232 | 903849C1 | RAIL GROUND, DIN RAIL GROUNDING | B PANEL
GR0233 | 903849C1 | RAIL GROUND, DIN RAIL GROUNDING | B PANEL
GR9100 | 903849C1 | RAIL GROUND, DIN RAIL GROUNDING | B PANEL
GR91001 | 903849C1 | RAIL GROUND, DIN RAIL GROUNDING | B PANEL
IEG0230 | 232941-300 | BUS BAR, PANEL B - INSTRUMENT EARTH GROUNDING | B PANEL
KA0220 | 1061979-1 | RELAY, LIQUID FUEL CONTROL VALVE | B PANEL
KA0221 | 1061979-1 | RELAY, PRIMARY GAS FUEL^SHUTOFF VALVE | B PANEL
KA0222 | 1061979-1 | RELAY, SECONDARY GAS FUEL^ SHUTOFF VALVE | B PANEL
KA0231 | 1061979-1 | RELAY, CONTROLLER ACTIVE | B PANEL
KA0232 | 1061979-1 | RELAY, CONTROLLER ACTIVE | B PANEL
KA0233 | 1061979-1 | RELAY, CONTROLLER ACTIVE | B PANEL
KA0234 | 1061979-1 | RELAY, CONTROLLER ACTIVE | B PANEL
KA0235 | 1061979-1 | RELAY, NO EMERGENCY ^SHUTDOWN SUMMARY | B PANEL
KA0236 | 1061979-1 | RELAY, NO EMERGENCY ^SHUTDOWN SUMMARY | B PANEL
KA0237 | 1061979-1 | RELAY, NO EMERGENCY^ SHUTDOWN SUMMARY | B PANEL
KA0238 | 1061979-1 | RELAY, NO EMERGENCY SHUTDOWN SUMMARY | B PANEL
KA0239 | 1061979-1 | RELAY, NO EMERGENCY SHUTDOWN SUMMARY | B PANEL
KA0240 | 1061979-1 | RELAY, NO EMERGENCY SHUTDOWN SUMMARY | B PANEL
KA0241 | 1061979-1 | RELAY, BACKUP SYSTEM RESET | B PANEL
KA0242 | 1061979-1 | RELAY, BACKUP SYSTEM RESET | B PANEL
KA0243 | 1061979-1 | RELAY, NO FIRE DETECTED | B PANEL
KA0244 | 1061979-1 | RELAY, NO FIRE DETECTED | B PANEL
KA0245 | 1061979-1 | RELAY, NO GAS DETECTED | B PANEL
KA0246 | 1061979-1 | RELAY, NO FIRE DETECTED | B PANEL
KA0247 | 1061979-1 | RELAY, NO FIRE DETECTED | B PANEL
KA0248 | 1061979-1 | RELAY, NO EMERGENCY SHUTDOWN SUMMARY | B PANEL
KA0249 | 1061979-1 | RELAY, NO GAS DETECTED | B PANEL
KA0250 | 1061979-1 | RELAY, NO EMERGENCY SHUTDOWN SUMMARY | B PANEL
KA1020 | 1061979-1 | RELAY, IGNITION START | B PANEL
KA2220 | 1061979-1 | RELAY, PRIMARY LIQUID FUEL^SHUTOFF VALVE | B PANEL
KA2222 | 1061979-1 | RELAY, SECONDARY LIQUID FUEL^SHUTOFF VALVE | B PANEL
RR01781 | 1066738-11 | RESISTOR, 3.01K OHM | B PANEL
RR01782 | 1066738-11 | RESISTOR, 3.01K OHM | B PANEL
RR01783 | 1066738-11 | RESISTOR, 3.01K OHM | B PANEL
RR01784 | 1066738-11 | RESISTOR, 3.01K OHM | B PANEL
XT0050 | 1066730-7,1066730-8 | TERMINAL BLOCK, SPRING, 4 CONDUCTOR,30-12 AWG (0.05-3.31 MM2),NON-IS | B PANEL
XT0060 | 1066730-7,1066730-8 | TERMINAL BLOCK, SPRING, 4 CONDUCTOR,30-12 AWG (0.05-3.31 MM2),NON-IS | B PANEL
XT0070 | 1066730-7,1066730-8 | TERMINAL BLOCK, SPRING, 4 CONDUCTOR,30-12 AWG (0.05-3.31 MM2),NON-IS | B PANEL
XT0236 | 1066730-7,1066730-8,1067996-4 | TERMINAL BLOCK, SPRING, 4 CONDUCTOR,30-12 AWG (0.05-3.31 MM2),NON-IS | B PANEL
XT0237 | 1066730-10,1066730-9,1067996-4 | DIODE TERMINAL STRIP, 4 CONDUCTOR | B PANEL
XT0240 | 1066730-7,1066730-8 | TERMINAL BLOCK, SPRING, 4 CONDUCTOR,30-12 AWG (0.05-3.31 MM2),NON-IS | B PANEL
XT9004 | 1066730-7 | TERMINAL BLOCK, SPRING, 4 CONDUCTOR,30-12 AWG (0.05-3.31 MM2),NON-IS | B PANEL
XT9008 | 1066730-7 | TERMINAL BLOCK, SPRING, 4 CONDUCTOR,30-12 AWG (0.05-3.31 MM2),NON-IS | B PANEL
XT9015 | 1066730-7 | TERMINAL BLOCK, SPRING, 4 CONDUCTOR,30-12 AWG (0.05-3.31 MM2),NON-IS | B PANEL
XT9016 | 1066730-7 | TERMINAL BLOCK, SPRING, 4 CONDUCTOR,30-12 AWG (0.05-3.31 MM2),NON-IS | B PANEL
XT9017 | 1066730-7 | TERMINAL BLOCK, SPRING, 4 CONDUCTOR,30-12 AWG (0.05-3.31 MM2),NON-IS | B PANEL
XT9024 | 1066730-7 | TERMINAL BLOCK, SPRING, 4 CONDUCTOR,30-12 AWG (0.05-3.31 MM2),NON-IS | B PANEL
XT9100 | 1066730-7 | TERMINAL BLOCK, SPRING, 4 CONDUCTOR,30-12 AWG (0.05-3.31 MM2),NON-IS | B PANEL
XT9101 | 1066730-7 | TERMINAL BLOCK, SPRING, 4 CONDUCTOR,30-12 AWG (0.05-3.31 MM2),NON-IS | B PANEL
XT9200 | 1066730-7 | TERMINAL BLOCK, SPRING, 4 CONDUCTOR,30-12 AWG (0.05-3.31 MM2),NON-IS | B PANEL
AT0190 | 1577354-5100 | WORKSTATION, PANEL COMPUTER, TT4000 | CONSOLE DOOR^PANEL
AT0190K | 1068334 | KEYBOARD, TYPING INTERFACE | CONSOLE DOOR^PANEL
TM0102 | 908539C1 | TRANSFORMER, PHASE SHIFTING | CONSOLE DOOR^PANEL
AT0170 | 1056244-29 | CONTROLLER, EAGLE QUANTUM PREMIER | FIRE SYSTEM^CONTROLLER PANEL
FU0170 | 1043265-1,1043265-7 | FUSE, 20A | FIRE SYSTEM^CONTROLLER PANEL
GR0171 | 903849C1 | RAIL GROUND, DIN RAIL GROUNDING | FIRE SYSTEM^CONTROLLER PANEL
KA0171 | 1061979-1 | RELAY, PM2 FAULT | FIRE SYSTEM^CONTROLLER PANEL
KA0172 | 1061979-1 | RELAY, FIRE DETECTED (CUSTOMER) | FIRE SYSTEM^CONTROLLER PANEL
KA0174 | 1061979-1 | RELAY, GAS DETECTED (CUSTOMER) | FIRE SYSTEM^CONTROLLER PANEL
PC0471 | 2271605-1 | TIMER/COUNTER, LIQUID FUEL COUNTER HOUR / START | FIRE SYSTEM^CONTROLLER PANEL
UV0170 | 1056244-2 | POWER SUPPLY, EAGLE QUANTUM PREMIER | FIRE SYSTEM^CONTROLLER PANEL
XT0171 | 1066730-7,1067996-11 | TERMINAL BLOCK, SPRING, 4 CONDUCTOR,30-12 AWG (0.05-3.31 MM2),NON-IS | FIRE SYSTEM^CONTROLLER PANEL
UV0171 | 1056244-2 | POWER SUPPLY, EAGLE QUANTUM PREMIER | FIRE SYSTEM^PANEL
AF0121 | 2684693-17,2684693-24 | 5094-OB16XT, 16 DISCRETE OUTPUT | GENERATOR DECS250^PANEL
AF0122 | 2684693-17,2684693-23 | 5094-IB16XT, 16 DISCRETE INPUT | GENERATOR DECS250^PANEL
AF0123 | 2684693-19,2684693-33 | 5094-IY8XT, 8 ANALOG INPUT,TC/RTD/I&V | GENERATOR DECS250^PANEL
AT0140 | 2769310-1 | MODULE, DECS-250 | GENERATOR DECS250^PANEL
AU0120 | 2684693-22 | 5094-AENTRXT, FLEX 5000 I/O | GENERATOR DECS250^PANEL
FU0120 | 1043265-1,1043265-5 | TERMINAL BLOCK, SPRING, 4 CONDUCTOR,30-12 AWG (0.05-3.31 MM2),NON-IS | GENERATOR DECS250^PANEL
FU0121 | 1043265-1,1043265-5 | TERMINAL BLOCK, SPRING, 4 CONDUCTOR,30-12 AWG (0.05-3.31 MM2),NON-IS | GENERATOR DECS250^PANEL
FU0313 | 1043265-1,1043265-7 | TERMINAL BLOCK, SPRING, 4 CONDUCTOR,30-12 AWG (0.05-3.31 MM2),NON-IS | GENERATOR DECS250^PANEL
FU0314 | 1043265-1,1043265-7 | TERMINAL BLOCK, SPRING, 4 CONDUCTOR,30-12 AWG (0.05-3.31 MM2),NON-IS | GENERATOR DECS250^PANEL
FU0332 | 1043265-1,1043265-7 | FUSE, 20A | GENERATOR DECS250^PANEL
FU0333 | 1043265-1,1043265-4 | FUSE, 5A | GENERATOR DECS250^PANEL
FU0334 | 1043265-1,1043265-4 | FUSE, 5A | GENERATOR DECS250^PANEL
FU0335 | 1043265-1,1043265-4 | TERMINAL BLOCK, SPRING, 4 CONDUCTOR,30-12 AWG (0.05-3.31 MM2),NON-IS | GENERATOR DECS250^PANEL
GR0120 | 903849C1 | TERMINAL BLOCK, SPRING, 4 CONDUCTOR,30-12 AWG (0.05-3.31 MM2),NON-IS | GENERATOR DECS250^PANEL
GR0121 | 903849C1 | TERMINAL BLOCK, SPRING, 4 CONDUCTOR,30-12 AWG (0.05-3.31 MM2),NON-IS | GENERATOR DECS250^PANEL
GR0141 | 903849C1 | RAIL GROUND, DIN RAIL GROUNDING | GENERATOR DECS250^PANEL
GR0142 | 903849C1 | TERMINAL BLOCK, SPRING, 4 CONDUCTOR,30-12 AWG (0.05-3.31 MM2),NON-IS | GENERATOR DECS250^PANEL
GR0143 | 903849C1 | TERMINAL BLOCK, SPRING, 4 CONDUCTOR,30-12 AWG (0.05-3.31 MM2),NON-IS | GENERATOR DECS250^PANEL
KA0121 | 1061979-1 | TERMINAL BLOCK, AUTOMATIC CLOSE CIRCUIT BREAKER | GENERATOR DECS250^PANEL
KA0123 | 1061979-1 | TERMINAL BLOCK, CGCM #1 ENABLED | GENERATOR DECS250^PANEL
KA0128 | 1061979-1 | TERMINAL BLOCK, GENERATOR TRIP SUMMARY CIRCUIT BREAKER | GENERATOR DECS250^PANEL
KA0310 | 1061979-1 | TERMINAL BLOCK, CGCM #1 FAULT | GENERATOR DECS250^PANEL
KA0313 | 1076251-1,1076251-2 | BUS BAR, PMG INPUT #1 | GENERATOR DECS250^PANEL
KA0330 | 1061979-1 | TERMINAL BLOCK, CLOSED CIRCUIT BREAKER | GENERATOR DECS250^PANEL
KA0331 | 1061979-1 | TERMINAL BLOCK, MAIN UTILITY BREAKER AUXILIARY CONTACT CLOSED | GENERATOR DECS250^PANEL
KA0332 | 1061979-1 | TERMINAL BLOCK, CLOSE CONTROL CIRCUIT BREAKER | GENERATOR DECS250^PANEL
KA0333 | 1061979-1 | RELAY, TRIP CONTROL CIRCUIT BREAKER | GENERATOR DECS250^PANEL
KA0335 | 1061979-1 | TERMINAL BLOCK, NO EMERGENCY SHUTDOWN SUMMARY | GENERATOR DECS250^PANEL
KA0336 | 1061979-1,2684693-17,2684693-23 | RELAY, CONTROLLER ACTIVE | GENERATOR DECS250^PANEL
KA0364 | 1031741-4 | RELAY, SYNCHRONIZATION CHECK | GENERATOR DECS250^PANEL
KA4100 | 1061979-1,1066730-7,1066730-8 | TERMINAL BLOCK, GENERATOR HEATER DISABLED | GENERATOR DECS250^PANEL
PEG0140 | 232941-200 | BUS BAR, GENERATOR - POWER EARTH GROUNDING | GENERATOR DECS250^PANEL
RS0106 | 969787C1 | RESISTIVE SHUNT, EXCITER FIELD CURRENT REGULATOR | GENERATOR DECS250^PANEL
XT0120 | 1066730-7,1066730-8 | TERMINAL BLOCK, SPRING, 4 CONDUCTOR,30-12 AWG (0.05-3.31 MM2),NON-IS | GENERATOR DECS250^PANEL
XT0313 | 1066730-7,1066730-8 | RELAY, SPRING, 4 CONDUCTOR,30-12 AWG (0.05-3.31 MM2),NON-IS | GENERATOR DECS250^PANEL
XT0332 | 1066730-7,1066730-8 | TERMINAL BLOCK, SPRING, 4 CONDUCTOR,30-12 AWG (0.05-3.31 MM2),NON-IS | GENERATOR DECS250^PANEL
XT0334 | 1066730-7,1066730-8 | RELAY, SPRING, 4 CONDUCTOR,30-12 AWG (0.05-3.31 MM2),NON-IS | GENERATOR DECS250^PANEL
XT0335 | 1066730-7,1066730-8 | TERMINAL BLOCK, SPRING, 4 CONDUCTOR,30-12 AWG (0.05-3.31 MM2),NON-IS | GENERATOR DECS250^PANEL
XT0336 | 1066730-7,1066730-8 | 5094-IY8XT, 8 ANALOG INPUT,TC/RTD/I&V | GENERATOR DECS250^PANEL
XT0337 | 1066730-7,1066730-8 | TERMINAL BLOCK, SPRING, 4 CONDUCTOR,30-12 AWG (0.05-3.31 MM2),NON-IS | GENERATOR DECS250^PANEL
XT0340 | 1066730-7,1066730-8 | TERMINAL BLOCK, SPRING, 4 CONDUCTOR,30-12 AWG (0.05-3.31 MM2),NON-IS | GENERATOR DECS250^PANEL
XT0341 | 1066730-7,1066730-8 | TERMINAL BLOCK, SPRING, 4 CONDUCTOR,30-12 AWG (0.05-3.31 MM2),NON-IS | GENERATOR DECS250^PANEL
XT0342 | 1066730-7,1066730-8 | TERMINAL BLOCK, SPRING, 4 CONDUCTOR,30-12 AWG (0.05-3.31 MM2),NON-IS | GENERATOR DECS250^PANEL
XT0343 | 1066730-7,1066730-8 | TERMINAL STRIP, SYSTEM FUNCTION (USE) | GENERATOR DECS250^PANEL
XT0350 | 1066730-16,1067996-2 | TERMINAL BLOCK, SPRING, 4 CONDUCTOR,30-12 AWG (0.05-3.31 MM2),NON-IS | GENERATOR DECS250^PANEL
XT0351 | 1066730-7,1066730-8 | TERMINAL BLOCK, SPRING, 4 CONDUCTOR,30-12 AWG (0.05-3.31 MM2),NON-IS | GENERATOR DECS250^PANEL
XT0352 | 1066730-16,1067996-40 | FUSE | GENERATOR DECS250^PANEL
XT0360 | 1066730-7,1066730-8 | TERMINAL BLOCK, SPRING, 4 CONDUCTOR,30-12 AWG (0.05-3.31 MM2),NON-IS | GENERATOR DECS250^PANEL
XT0370 | 1066730-7,1066730-8 | TERMINAL BLOCK, SPRING, 4 CONDUCTOR,30-12 AWG (0.05-3.31 MM2),NON-IS | GENERATOR DECS250^PANEL
XT9000AC | 1066730-7 | RAIL GROUND, SPRING, 4 CONDUCTOR,30-12 AWG (0.05-3.31 MM2),NON-IS | GENERATOR DECS250^PANEL
XT9002 | 1066730-7 | TERMINAL BLOCK, SPRING, 4 CONDUCTOR,30-12 AWG (0.05-3.31 MM2),NON-IS | GENERATOR DECS250^PANEL
TSZ353 | 1066730-7 | TERMINAL BLOCK, SPRING, 4 CONDUCTOR,30-12 AWG (0.05-3.31 MM2),NON-IS | JB44
UA1200 | 1053834-8 | BUOS MODULE, BACKUP OVERSPEED | JB44
XT0400 | 1066730-1,1066730-2,1066730-67 | TERMINAL STRIP, 4 CONDUCTOR | JB70
PA0700 | 1565287-15 | AMMETER, CURRENT MEASUREMENT | METER PANEL
PA0701 | 1616415-2 | AMMETER, EXCITER FIELD CURRENT | METER PANEL
PA0703 | 1620357-228 | WATT METER, POWER | METER PANEL
PA0771 | 1616419-3 | WATT METER, POWER FACTOR | METER PANEL
PF0701 | 1616418-1 | METER, FREQUENCY MEASUREMENT | METER PANEL
PV0700 | 1620356-30 | VOLT METER, VOLTAGE MEASUREMEMT | METER PANEL
PV0701 | 1616416-2 | VOLT METER, EXCITER FIELD VOLTAGE | METER PANEL
BUOSM | REFERENCE |  | PANEL
CC9004 | CUSTOMER DEFINED | CUSTOMER CONNECTION, T5 AVERAGE | PANEL
VD6211 | 1066738-10 | DIODE, 15 pF | PANEL
VD6212 | 1066738-10 | DIODE, 15 pF | PANEL
VD6222 | 1066738-10 | DIODE, 15 pF | PANEL
AT0680 | 1634974-100 | GATEWAY MODULE, TURBOTRONIC GATEWAY | PWR,DISTRIBUTION RAIL^LEFT DOOR
FU0190 | 1043265-1,1043265-5 | FUSE, 10A | PWR,DISTRIBUTION RAIL^LEFT DOOR
FU0200 | 1043265-1,1043265-5 | FUSE, 10A | PWR,DISTRIBUTION RAIL^LEFT DOOR
FU0201 | 1043265-1,1043265-5 | FUSE, 10A | PWR,DISTRIBUTION RAIL^LEFT DOOR
FU0273 | 1043265-1,1043265-4 | FUSE, 5A | PWR,DISTRIBUTION RAIL^LEFT DOOR
FU0560 | 1043265-1,1043265-7 | FUSE, 20A | PWR,DISTRIBUTION RAIL^LEFT DOOR
FU0680 | 1043265-1,1043265-4 | FUSE, 5A | PWR,DISTRIBUTION RAIL^LEFT DOOR
PC0470 | 2271605-1 | TIMER/COUNTER, ENGINE HOUR / START COUNTER | PWR,DISTRIBUTION RAIL^LEFT DOOR
XT0560 | 1066730-16,1066730-17 | TERMINAL STRIP, 2 CONDUCTOR | PWR,DISTRIBUTION RAIL^LEFT DOOR
XT0561 | 1066730-53,1066730-7 | TERMINAL BLOCK, SPRING, 4 CONDUCTOR,30-12 AWG (0.05-3.31 MM2),NON-IS | PWR,DISTRIBUTION RAIL^LEFT DOOR
XT0562 | 1066730-53,1066730-7 | TERMINAL BLOCK, SPRING, 4 CONDUCTOR,30-12 AWG (0.05-3.31 MM2),NON-IS | PWR,DISTRIBUTION RAIL^LEFT DOOR
XT0563 | 1066730-7,1067996-4 | TERMINAL BLOCK, SPRING, 4 CONDUCTOR,30-12 AWG (0.05-3.31 MM2),NON-IS | PWR,DISTRIBUTION RAIL^LEFT DOOR
XT0680 | 1066730-7,1067996-4 | TERMINAL BLOCK, SPRING, 4 CONDUCTOR,30-12 AWG (0.05-3.31 MM2),NON-IS | PWR,DISTRIBUTION RAIL^LEFT DOOR
HL0701 | 1751651-2 | LIGHT, GENERATOR CIRCUIT BREAKER OPEN, GREEN | SWITCH PANEL
HL0702 | 1751651-1 | LIGHT, GENERATOR CIRCUIT BREAKER CLOSED, RED | SWITCH PANEL
HL0703 | 910087C1 | LIGHT, GENERATOR SYNCHRONIZING - PHASE A, CLEAR | SWITCH PANEL
HL0704 | 910087C1 | LIGHT, GENERATOR SYNCHRONIZING - PHASE C, CLEAR | SWITCH PANEL
PF0700 | 1035040-209,1614318-1 | GAGE, SYNCHROSCOPE | SWITCH PANEL
SA0700 | 1051149-3 | SELECTOR SWITCH, MANUAL SYNCHRONIZATION | SWITCH PANEL
SA0701 | 1051149-5 | SELECTOR SWITCH, CIRCUIT BREAKER CONTROL | SWITCH PANEL
SA0710 | 1051149-4 | SELECTOR SWITCH, VOLTAGE SELECT | SWITCH PANEL
SA0740 | 1051149-2 | SELECTOR SWITCH, CURRENT SELECT | SWITCH PANEL
SA0770 | 1051149-1 | SELECTOR SWITCH, KW/KVAR SELECT | SWITCH PANEL
AF0181 | 2684693-17,2684693-24 | 5094-OB16XT, 16 DISCRETE OUTPUT | VIBRATION
AF0182 | 2684693-17,2684693-23 | 5094-IB16XT, 16 DISCRETE INPUT | VIBRATION
AF0183 | 2684693-18,2684693-28 | 5094-IB16SXT, 16 DISCRETE INPUT, S | VIBRATION
AF0184 | 2684693-19,2684693-33 | 5094-IY8XT, 8 ANALOG INPUT,TC/RTD/I&V | VIBRATION
AF0185 | 2684693-18,2684693-27 | 5094-OF8IHXT, 8 ANALOG OUTPUT, ISOLATED | VIBRATION
AF0400 | 1322418-31,1322418-40 | 1444-TSCX02-02RB, 2-CH TACHOMETER INPUT^DYNAMIX 1444 VIBRATION | VIBRATION
AF0410 | 1322418-11,1322418-20,1322418-70,1322418-71 | 1444-DYN04-01RA, 4-CH VIBRATION INPUT^DYNAMIX 1444 VIBRATION | VIBRATION
AF0420 | 1322418-11,1322418-20,1322418-70,1322418-71 | 1444-DYN04-01RA, 4-CH VIBRATION INPUT^DYNAMIX 1444 VIBRATION | VIBRATION
AF0450 | 1322418-11,1322418-20,1322418-70,1322418-71 | 1444-DYN04-01RA, 4-CH VIBRATION INPUT^DYNAMIX 1444 VIBRATION | VIBRATION
AF0500 | 1322418-31,1322418-40,1322418-72,1322418-73 | 1444-TSCX02-02RB, 2-CH TACHOMETER INPUT^DYNAMIX 1444 VIBRATION | VIBRATION
AF0510 | 1322418-11,1322418-20,1322418-70,1322418-71 | 1444-DYN04-01RA, 4-CH VIBRATION INPUT^DYNAMIX 1444 VIBRATION | VIBRATION
AT0175 | 1056244-5 | 8 CHANNEL ED I/O, EAGLE QUANTUM PREMIER | VIBRATION
AT0176 | 1056244-5 | 8 CHANNEL ED I/O, EAGLE QUANTUM PREMIER | VIBRATION
AT0178 | 1056244-5 | 8 CHANNEL ED I/O, EAGLE QUANTUM PREMIER | VIBRATION
AU0180 | 2684693-22 | 5094-AENTRXT, FLEX 5000 I/O | VIBRATION
FU0113 | 1043265-1,1043265-4 | ISOLATOR, THERMOCOUPLE ELEMENT | VIBRATION
FU0130 | 1043265-1,1043265-4 | FUSE, 5A | VIBRATION
FU0180 | 1043265-1,1043265-5 | ISOLATOR, VOLTAGE REPEATER | VIBRATION
FU0181 | 1043265-1,1043265-5 | ISOLATOR, RESISTIVE TEMPERATURE DEVICE | VIBRATION
FU0272 | 1043265-1,1043265-4 | ISOLATOR, RESISTIVE TEMPERATURE DEVICE | VIBRATION
GR0170 | 903849C1 | RAIL GROUND, DIN RAIL GROUNDING | VIBRATION
GR0172 | 903849C1 | RAIL GROUND, DIN RAIL GROUNDING | VIBRATION
GR0180 | 903849C1 | ISOLATOR, THERMOCOUPLE ELEMENT | VIBRATION
GR0272 | 903849C1 | RAIL GROUND, DIN RAIL GROUNDING | VIBRATION
GR0273 | 903849C1 | RAIL GROUND, DIN RAIL GROUNDING | VIBRATION
IEG0010 | 1099358-100 | BUS BAR, MARSHALLING INSTRUMENT EARTH GROUNDING | VIBRATION
IEG0130 | 232941-300 | BUS BAR, GENERATOR - INSTRUMENT EARTH GROUNDING | VIBRATION
KA0173 | 1061979-1 | RELAY, FIRE SYSTEM INHIBIT | VIBRATION
KA0175 | 1061979-1 | RELAY, FIRE SYSTEM DISCHARGED | VIBRATION
KA0176 | 1061979-1 | ISOLATOR, THERMOCOUPLE ELEMENT | VIBRATION
KA0177 | 1061979-1 | ISOLATOR, THERMOCOUPLE ELEMENT | VIBRATION
KA0180 | 1061979-1 | RELAY, 90% SPEED | VIBRATION
KA0181 | 1061979-1 | RELAY, TURBINE RUNNING STATUS | VIBRATION
KA0182 | 1061979-1 | RELAY, WHRS PURGE FLOW ESTABLISHED | VIBRATION
KA0183 | 1061979-1 | RELAY, WASTE HEAT READY | VIBRATION
KA0185 | 1061979-1 | POWER FEED MODULE, PERMISSIVE CLOSE CIRCUIT BREAKER | VIBRATION
KA0875 | 1061979-1 | ISOLATOR, VOLTAGE REPEATER | VIBRATION
KA2092 | 1061979-1 | RELAY, LIQUID FUEL BOOST PUMP | VIBRATION
KA6510 | 1061979-1 | RELAY, FIRE SYSTEM AUTO/INHIBIT | VIBRATION
KA6511 | 1061979-1 | ISOLATOR, FIRE SYSTEM AUTO/INHIBIT | VIBRATION
KA9000 | 1061979-1 | RELAY, COMMON ALARM | VIBRATION
KA9002 | 1061979-1 | RELAY, T5 CONTROL MODE | VIBRATION
RR0176S3 | 912137C1 | RESISTOR, 10K OHM | VIBRATION
RR0176S4 | 912137C1 | RESISTOR, 10K OHM | VIBRATION
RR0176S5 | 912137C1 | RESISTOR, 10K OHM | VIBRATION
RR0176S6 | 912137C1 | RESISTOR, 10K OHM | VIBRATION
RR0176S7 | 912137C1 | RESISTOR, 10K OHM | VIBRATION
RR0853 | 912137C1 | RESISTOR, 10K OHM | VIBRATION
UAI0680 | 1053038-35 | ISOLATOR, THERMOCOUPLE ELEMENT | VIBRATION
UAI0681 | 1053038-35 | ISOLATOR, THERMOCOUPLE ELEMENT | VIBRATION
UAI0682 | 1053038-35 | ISOLATOR, THERMOCOUPLE ELEMENT | VIBRATION
UAI0686 | 1106298-11 | ISOLATOR, THERMOCOUPLE ELEMENT | VIBRATION
UAI0730 | 1053038-35 | ISOLATOR, THERMOCOUPLE ELEMENT | VIBRATION
UAI0731 | 1053038-35 | ISOLATOR, THERMOCOUPLE ELEMENT | VIBRATION
UAI0732 | 1053038-35 | ISOLATOR, THERMOCOUPLE ELEMENT | VIBRATION
UAI0736 | 1106298-11 | ISOLATOR, RESISTIVE TEMPERATURE DEVICE | VIBRATION
UAI0747 | 1053038-35 | ISOLATOR, THERMOCOUPLE ELEMENT | VIBRATION
UAI0750 | 1053038-35 | ISOLATOR, THERMOCOUPLE ELEMENT | VIBRATION
UAI0751 | 1053038-35 | ISOLATOR, THERMOCOUPLE ELEMENT | VIBRATION
UAI0752 | 1053038-35 | ISOLATOR, THERMOCOUPLE ELEMENT | VIBRATION
UAI0753 | 1053038-35 | ISOLATOR, THERMOCOUPLE ELEMENT | VIBRATION
UAI0754 | 1053038-35 | ISOLATOR, THERMOCOUPLE ELEMENT | VIBRATION
UAI0770 | 1053038-35 | ISOLATOR, THERMOCOUPLE ELEMENT | VIBRATION
UAI0771 | 1053038-35 | ISOLATOR, THERMOCOUPLE ELEMENT | VIBRATION
UAI0772 | 1053038-35 | ISOLATOR, THERMOCOUPLE ELEMENT | VIBRATION
UAI0832 | 1106298-11 | ISOLATOR, RESISTIVE TEMPERATURE DEVICE | VIBRATION
UAI0833 | 1106298-11 | ISOLATOR, RESISTIVE TEMPERATURE DEVICE | VIBRATION
UAI0835 | 1106298-11 | ISOLATOR, RESISTIVE TEMPERATURE DEVICE | VIBRATION
UAI0842 | 1106298-11 | ISOLATOR, RESISTIVE TEMPERATURE DEVICE | VIBRATION
UAI0843 | 1106298-11 | ISOLATOR, RESISTIVE TEMPERATURE DEVICE | VIBRATION
UAI1260 | 1106298-11 | ISOLATOR, RESISTIVE TEMPERATURE DEVICE | VIBRATION
UAI1842 | 1106298-11 | ISOLATOR, RESISTIVE TEMPERATURE DEVICE | VIBRATION
UAI1843 | 1106298-11 | ISOLATOR, RESISTIVE TEMPERATURE DEVICE | VIBRATION
UAI1844 | 1106298-11 | ISOLATOR, RESISTIVE TEMPERATURE DEVICE | VIBRATION
UAI1845 | 1106298-11 | ISOLATOR, RESISTIVE TEMPERATURE DEVICE | VIBRATION
UAI1846 | 1106298-11 | ISOLATOR, RESISTIVE TEMPERATURE DEVICE | VIBRATION
UAI1847 | 1106298-11 | ISOLATOR, RESISTIVE TEMPERATURE DEVICE | VIBRATION
UV0271 | 1053038-19 | POWER FEED MODULE, INTRINSIC SFAETY | VIBRATION
UV0272 | 1053038-19 | POWER FEED MODULE, INTRINSIC SAFETY | VIBRATION
XT0110 | 1066730-7,1066730-8,1067996-4 | ISOLATOR, RESISTIVE TEMPERATURE DEVICE | VIBRATION
XT0130 | 1066730-7,1067996-53 | TERMINAL BLOCK, SPRING, 4 CONDUCTOR,30-12 AWG (0.05-3.31 MM2),NON-IS | VIBRATION
XT0170 | 1066730-68,1066730-7 | 8 CHANNEL ED I/O, EAGLE QUANTUM PREMIER | VIBRATION
XT0172 | 1066730-68,1066730-7 | ISOLATOR, RESISTIVE TEMPERATURE DEVICE | VIBRATION
XT0180 | 1066730-7,1067996-53 | ISOLATOR, RESISTIVE TEMPERATURE DEVICE | VIBRATION
XT0400 | 1066730-1,1066730-2,1066730-67 | TERMINAL STRIP, 4 CONDUCTOR | VIBRATION
XT0500 | 1066730-1,1066730-2,1066730-32,1066730-67 | 5094-AENTRXT, 4 CONDUCTOR | VIBRATION
XT9018IS | 1066730-50 | TERMINAL STRIP, 4 CONDUCTOR | VIBRATION
XT9019IS | 1066730-50 | TERMINAL STRIP, 4 CONDUCTOR | VIBRATION