## Blue Labels
(SHT 1) ASSEMBLY CONSOLE | (SHT 10) FIRE SYSTEM^PANEL | (SHT 11) SPARE MARSHALLING PANELS | (SHT 12) PLC PANEL | (SHT 13) TURBINE PANEL A | (SHT 14) TURBINE PANEL B | (SHT 15) GENERATOR DECS250^PANEL | (SHT 2) CONSOLE DOOR^PANEL | (SHT 3) ASSEMBLY^CONTROL PANEL | (SHT 4) PWR,DISTRIBUTION RAIL^LEFT DOOR | (SHT 5) FIRE SYSTEM^CONTROLLER PANEL | (SHT 6) METER AND SWITCH^PANELS | (SHT 8) TURB VIB^PANEL | (SHT 9) GENERATOR VIB^PANEL
EL0273 | FU0170 | SPARE5 | UV0600 | AU0090 | XT0240 | SPARE2 | AT0190K | SH0412 | AT0680 | UV0170 | HL0704 | SPARE3 | IEG0130
HA0273 | KA0875 | SPARE6 | AT0600 | AF0091 | FU0070 | SPARE | AT0190 | SH0411 | FU0680 | AT0170 | HL0703 | SPARE4 | XT0130
ZS0273 | KA0178 | SPARE7 | AP0601 | AF0092 | FU0071 | GR0143 | TM0102 | SH0410 | XT0680 | KA0172 | HL0702 | GR0112 | XT0180
FG0000 | KA6510 | SPARE8 | AP0602 | AF0093 | XT0070 | XT0332 |  | SH0409 | XT0560 | KA0174 | HL0701 | AF0410 | FU0180
| XT0170 | SPARE9 | AP0603 | AF0094 | AU0070 | XT0333 |  | XT0564 | FU0190 | KA0176 | SA0710 | AF0450 | FU0181
| XT0172 | SPARE10 | AP0604 | AF0095 | AF0071 | FU0332 |  | AU0200 | FU0200 | XT0171 | SA0740 | XT0400 | KA0182
| GR0170 | GR0135 | AP0605 | XT0136 | AF0072 | FU0120 |  | AF0201 | FU0201 | GR0171 | PF0700 | IEG0110 | GR0181
| AT0175 | GR0136 | AP0606 | KA0130 | AF0073 | FU0121 |  | AF0202 | FU0273 |  | SA0770 | FU0113 | AU0180
| AT0176 | GR0137 | AP0607 | KA0131 | AF0074 | KA0121 |  | GR0200 | FU0560 |  | PA0703 | XT0110 | AF0181
| AT0178 | GR0138 | AP0608 | KA0132 | AF0075 | KA0123 |  | HL0411 | XT0561 |  | SA0700 | GR0110 | AF0182
| GR0172 | GR0139 | AP0609 | KA0141 | AF0076 | KA0128 |  | HL0410 | XT0562 |  | PV0701 |  | AF0183
|  | GR0140 | AR0600 | KA0133 | AF0077 | XT0120 |  | HL0409 | XT0563 |  | PA0701 |  | AF0184
|  |  | GR0111 | KA0134 | GR0233 | GR0120 |  | HL0408 | XT0200 |  | PF0701 |  | AF0185
|  |  |  | KA0144 | KA0235 | GR0144 |  | HL0407 |  |  | PA0771 |  | GR0180
|  |  |  | KA0136 | KA0236 | AT0140 |  | SB0400 |  |  | PV0700
|  |  |  | KA0137 | KA0237 | RS0106 |  | HL0406 |  |  | PA0700
|  |  |  | KA0138 | KA0238 | FU0333 |  | HL0405 |  |  | SA0701
|  |  |  | KA2160 | KA0239 | FU0334 |  | HL0404
|  |  |  | KA2161 | KA0240 | FU0335 |  | HL0403
|  |  |  | KT0140 | KA0248 | KA0185 |  | HL0402
|  |  |  | KT0141 | KA0250 | KA0310 |  | HL0401
|  |  |  | KT0142 | KA0241 | KA0330 |  | HL0400
|  |  |  | KT0143 | KA0242 | KA0331 |  | SB0408
|  |  |  | KT0144 | KA0243 | KA0332 |  | SB0407
|  |  |  | KT0145 | KA0244 | KA0333 |  | SH0408
|  |  |  | KT0146 | KA0246 | KA0335 |  | SB0405
|  |  |  | KA0135 | KA0247 | KA0336 |  | SB0406
|  |  |  | KA3103 | KA0245 | XT0334 |  | SA0401
|  |  |  | KA3220 | KA0249 | XT0335 |  | SB0404
|  |  |  | KA3221 | KA0231 | XT0336 |  | SB0403
|  |  |  | KA6211 | KA0232 | XT0337 |  | SB0402
|  |  |  | GR0133 | KA0233 | XT0313 |  | SB0401
|  |  |  | PC0470 | KA0234 | FU0313 |  | SH0405
|  |  |  | FU0090 | KA1020 | FU0314 |  | SH0404
|  |  |  | FU0091 | KA0222 | XT0360 |  | SA0400
|  |  |  | FU0092 | XT0060 | XT0370 |  | SH0401
|  |  |  | FU0093 | XT0235 | GR0141 |  | SH0400
|  |  |  | XT0090 | XT0233 | XT0340
|  |  |  | FU0010 | XT0237 | XT0341
|  |  |  | FU0139 | GR0232 | XT0342
|  |  |  | XT0138 | FU0210 | XT0343
|  |  |  | XT0139 | FU0211 | KA0180
|  |  |  | XT0134 | FU0212 | XT0351
|  |  |  | XT0135 | FU0060 | XT0352
|  |  |  | FU0137 | FU0061 | XT0350
|  |  |  | FU0136 | FU0062 | XT0338
|  |  |  | XT0012 | FU0063 | FU0315
|  |  |  | GR0131 | XT0236 | KA4100
|  |  |  | FU0016 | AF0068 | GR0142
|  |  |  | FU0011 | AF0067 | AF0123
|  |  |  | FU0012 | AF0066 | AF0122
|  |  |  | FU0013 | AF0065 | AF0121
|  |  |  | FU0014 | AF0064 | AU0120
|  |  |  | FU0015 | AF0063 | KA0364
|  |  |  | XT0011 | AF0062 | KA0313
|  |  |  | XT0013 | AF0061 | KA0314
|  |  |  | GR0132 | AU0060 | PEG0140
|  |  |  | KA0221 | GR0231
|  |  |  | FU0080 | IEG0230
|  |  |  | FU0081 | IEG0010
FU0082
XT0080
XT0081
XT0085
AU0080
AF0081
AF0082
AF0083
AF0084
AF0085
AF0086
AF0087
XT0137
KA0217
GR0134
F0200
PEG0130

## White Labels
(SHT 3) ASSEMBLY^CONTROL PANEL - (SHT 4) PWR,DISTRIBUTION RAIL^LEFT DOOR | (SHT 3) ASSEMBLY^CONTROL PANEL - (SHT 14) TURBINE PANEL B | (SHT 15) GENERATOR DECS250^PANEL | (SHT 15) GENERATOR DECS250^PANEL - (SHT 9) GENERATOR VIB^PANEL | (SHT 15) GENERATOR DECS250^PANEL - (SHT 13) TURBINE PANEL A | (SHT 15) GENERATOR DECS250^PANEL - (SHT 14) TURBINE PANEL B | (SHT 9) GENERATOR VIB^PANEL | (SHT 9) GENERATOR VIB^PANEL - (SHT 14) TURBINE PANEL B | (SHT 12) PLC PANEL | (SHT 12) PLC PANEL - (SHT 14) TURBINE PANEL B | (SHT 4) PWR,DISTRIBUTION RAIL^LEFT DOOR - (SHT 14) TURBINE PANEL B | (SHT 8) TURB VIB^PANEL | (SHT 8) TURB VIB^PANEL - (SHT 14) TURBINE PANEL B | (SHT 13) TURBINE PANEL A | (SHT 13) TURBINE PANEL A - (SHT 14) TURBINE PANEL B | (SHT 14) TURBINE PANEL B
AU0200G | IEG02308 | AU0120G | AT0140LS(S) | PEG0140G | IEG023012 | AU0180G | IEG0130G | UV0600G | IEG02301 | IEG02307 | IEG01101 | IEG0110G | 0V | IEG023011 | AF0064G
|  | EXCS | IEG01304 |  |  | IEG01305 |  |  |  |  | XT04001 |  | AF0083G | IEG02302 | AF0065G
|  | PEG01405 |  |  |  | IEG01308 | [6 empty] | AF0084G | IEG02303 | AF0066G
|  | PMGS | [10 empty] | AF0085G |  | AF0071G
|  | VBUSN | [10 empty] | AU0080G |  | AF0072G
|  | WC8101 | [10 empty] | AU0090G |  | AF0073G
|  | WC8102 | [10 empty] | PEG01301 |  | AF0074G
|  | WC8201 | [12 empty] | AF0075G
|  | WC8301 | [12 empty] | AU0060G
AU0070G
IEG02304
IEG02305
IEG02306
IEG02309
IEG0230G

## Heat Shrink Labels
(SHT 5) FIRE SYSTEM^CONTROLLER PANEL - (SHT 10) FIRE SYSTEM^PANEL | (SHT 10) FIRE SYSTEM^PANEL | (SHT 15) GENERATOR DECS250^PANEL | (SHT 15) GENERATOR DECS250^PANEL - (SHT 6) METER AND SWITCH^PANELS
WC5018 | WC5500 | WC8009 | WC8064
WC8069 | WC8066 | WC8164 | WC8065
WC8067

## ASSEMBLY CONSOLE
ASSEMBLY CONSOLE
Project # | J1640
Project Name | TALOS EW1003 PRINCE
Revision | 0.1
Controls DE | D.JOHN
Phone:
Controls ME | A.ABENGOZA
Phone:
From | [5 empty] | To
Device ID | Cable (W) Conductor (SC) Jumper Clip (JC) | Wire No. | Wire ID | Gauge/Size | Page/Zone | Device ID | Location | Page/Zone
EL0273:+ | SC | ZS0273 | WHT | 14 | 11.B4 | ZS0273:2 | ASSEMBLY CONSOLE | 11.B4
HA0273:(+) | WC5540 | HA0273P | BLK | 16 | 14.A1 | AF0202:23 | ASSEMBLY^CONTROL PANEL | 14.A3
HA0273:(-) | WC5540 | HA0273N | WHT | 16 | 14.A1 | AF0202:55 | ASSEMBLY^CONTROL PANEL | 14.A3
EL0273:- | SC | 0V1 | WHT | 14 | 11.B4 | XT0562:1 | PWR,DISTRIBUTION RAIL^LEFT DOOR | 11.B2
ZS0273:1 | SC | FU0273 | WHT | 14 | 11.B4 | FU0273:LD | PWR,DISTRIBUTION RAIL^LEFT DOOR | 11.B3
SolarTools ver. 24.0.84.24712 (Jul 31, 2025)
Report date: 3/25/2026 10:26 AM

## ASSEMBLY^CONTROL PANEL
ASSEMBLY^CONTROL PANEL
Project # | J1640
Project Name | TALOS EW1003 PRINCE
Revision | 0.1
Controls DE | D.JOHN
Phone:
Controls ME | A.ABENGOZA
Phone:
From | [5 empty] | To
Device ID | Cable (W) Conductor (SC) Jumper Clip (JC) | Wire No. | Wire ID | Gauge/Size | Page/Zone | Device ID | Location | Page/Zone
AF0201:00 | SC | TCP13NO | WHT | 20 | 13.A3 | SH0400:NO | ASSEMBLY^CONTROL PANEL | 13.A1
AF0201:01 | SC | TCP14NO | WHT | 20 | 13.A3 | SH0401:NO | ASSEMBLY^CONTROL PANEL | 13.A1
AF0201:02 | SC | TCP15NO | WHT | 20 | 13.B3 | SH0409:NO | ASSEMBLY^CONTROL PANEL | 13.B1
AF0201:03 | SC | TCP16NO | WHT | 20 | 13.B3 | SH0410:NO | ASSEMBLY^CONTROL PANEL | 13.B1
AF0201:04 | SC | TCP17C2 | WHT | 20 | 13.C3 | SA0400:B-A3 | ASSEMBLY^CONTROL PANEL | 13.C1
AF0201:05 | SC | TCP17B2 | WHT | 20 | 13.C3 | SA0400:W-B1 | ASSEMBLY^CONTROL PANEL | 13.C1
AF0201:06 | SC | TCP17A2 | WHT | 20 | 13.C3 | SA0400:B-B1 | ASSEMBLY^CONTROL PANEL | 13.C1
AF0201:08 | SC | TCP23NC | WHT | 20 | 13.D3 | SB0401:NC | ASSEMBLY^CONTROL PANEL | 13.D1
AF0201:09 | SC | TCP24NO | WHT | 20 | 13.D3 | SB0402:NO | ASSEMBLY^CONTROL PANEL | 13.D1
AF0201:10 | SC | TCP25NO | WHT | 20 | 13.A7 | SB0403:NO | ASSEMBLY^CONTROL PANEL | 13.A5
AF0201:11 | SC | TCP26NO | WHT | 20 | 13.A7 | SB0404:NO | ASSEMBLY^CONTROL PANEL | 13.A5
AF0201:12 | SC | TCP29NO | WHT | 20 | 14.D3 | SB0405:NO | ASSEMBLY^CONTROL PANEL | 14.D1
AF0201:13 | SC | TCP28NC | WHT | 20 | 14.C3 | SB0406:NC | ASSEMBLY^CONTROL PANEL | 14.C1
AF0201:14 | SC | TCP31NO | WHT | 20 | 14.A6 | SB0407:NO | ASSEMBLY^CONTROL PANEL | 14.A5
AF0201:15 | SC | TCP32NO | WHT | 20 | 14.A6 | SB0408:NO | ASSEMBLY^CONTROL PANEL | 14.A5
AF0201:16 | SC | TCP30NO | WHT | 20 | 14.D3 | SH0408:NO | ASSEMBLY^CONTROL PANEL | 14.D1
AF0201:17 | SC | TCP19NO | WHT | 20 | 14.A3 | SH0404:NO | ASSEMBLY^CONTROL PANEL | 14.A1
AF0201:18 | SC | TCP20NO | WHT | 20 | 14.B3 | SH0405:NO | ASSEMBLY^CONTROL PANEL | 14.B1
AF0201:19 | SC | TCP21NO | WHT | 20 | 14.B3 | SH0411:NO | ASSEMBLY^CONTROL PANEL | 14.B1
AF0201:20 | SC | TCP22NO | WHT | 20 | 14.C3 | SH0412:NO | ASSEMBLY^CONTROL PANEL | 14.C1
AF0201:32 | SC | TCP13C | WHT | 20 | 13.A3 | SH0400:C | ASSEMBLY^CONTROL PANEL | 13.A1
AF0201:33 | SC | TCP14C | WHT | 20 | 13.A3 | SH0401:C | ASSEMBLY^CONTROL PANEL | 13.A1
AF0201:34 | SC | TCP15C | WHT | 20 | 13.B3 | SH0409:C | ASSEMBLY^CONTROL PANEL | 13.B1
AF0201:35 | SC | TCP16C | WHT | 20 | 13.B3 | SH0410:C | ASSEMBLY^CONTROL PANEL | 13.B1
AF0201:36 | SC | TCP17C1 | WHT | 20 | 13.C3 | SA0400:B-A4 | ASSEMBLY^CONTROL PANEL | 13.C1
AF0201:37 | SC | TCP17B1 | WHT | 20 | 13.C3 | SA0400:W-B2 | ASSEMBLY^CONTROL PANEL | 13.C1
AF0201:38 | SC | TCP17A1 | WHT | 20 | 13.C3 | SA0400:B-B2 | ASSEMBLY^CONTROL PANEL | 13.C1
AF0201:40 | SC | TCP23C | WHT | 20 | 13.D3 | SB0401:C | ASSEMBLY^CONTROL PANEL | 13.D1
AF0201:41 | SC | TCP24C | WHT | 20 | 13.D3 | SB0402:C | ASSEMBLY^CONTROL PANEL | 13.D1
AF0201:42 | SC | TCP25C | WHT | 20 | 13.A7 | SB0403:C | ASSEMBLY^CONTROL PANEL | 13.A5
AF0201:43 | SC | TCP26C | WHT | 20 | 13.A7 | SB0404:C | ASSEMBLY^CONTROL PANEL | 13.A5
AF0201:44 | SC | TCP29C | WHT | 20 | 14.D3 | SB0405:C | ASSEMBLY^CONTROL PANEL | 14.D1
AF0201:45 | SC | TCP28C | WHT | 20 | 14.C3 | SB0406:C | ASSEMBLY^CONTROL PANEL | 14.C1
AF0201:46 | SC | TCP31C | WHT | 20 | 14.A6 | SB0407:C | ASSEMBLY^CONTROL PANEL | 14.A5
AF0201:47 | SC | TCP32C | WHT | 20 | 14.A6 | SB0408:C | ASSEMBLY^CONTROL PANEL | 14.A5
AF0201:48 | SC | TCP30C | WHT | 20 | 14.D3 | SH0408:C | ASSEMBLY^CONTROL PANEL | 14.D1
AF0201:49 | SC | TCP19C | WHT | 20 | 14.A3 | SH0404:C | ASSEMBLY^CONTROL PANEL | 14.A1
AF0201:50 | SC | TCP20C | WHT | 20 | 14.B3 | SH0405:C | ASSEMBLY^CONTROL PANEL | 14.B1
AF0201:51 | SC | TCP21C | WHT | 20 | 14.B3 | SH0411:C | ASSEMBLY^CONTROL PANEL | 14.B1
AF0201:52 | SC | TCP22C | WHT | 20 | 14.C3 | SH0412:C | ASSEMBLY^CONTROL PANEL | 14.C1
AF0201:COM | SC | AU0200N | WHT | 16 | 11.A4 | AU0200:COM | ASSEMBLY^CONTROL PANEL | 11.A3
AF0201:SHLD | SC | AF0201V+L | WHT | 14 | 11.B5 | AF0201:V+L | ASSEMBLY^CONTROL PANEL | 11.B5
AF0201:V+ | SC | AU0200P | WHT | 16 | 11.A4 | AU0200:V+ | ASSEMBLY^CONTROL PANEL | 11.A3
AF0202:00 | SC | TCP01AP | WHT | 20 | 12.A3 | HL0400:A+ | ASSEMBLY^CONTROL PANEL | 12.A1
AF0202:01 | SC | TCP02AP | WHT | 20 | 12.A3 | HL0401:A+ | ASSEMBLY^CONTROL PANEL | 12.A1
AF0202:02 | SC | TCP03AP | WHT | 20 | 12.B3 | HL0402:A+ | ASSEMBLY^CONTROL PANEL | 12.B1
AF0202:03 | SC | TCP04AP | WHT | 20 | 12.B3 | HL0403:A+ | ASSEMBLY^CONTROL PANEL | 12.B1
AF0202:04 | SC | TCP05AP | WHT | 20 | 12.C3 | HL0404:A+ | ASSEMBLY^CONTROL PANEL | 12.C1
AF0202:05 | SC | TCP06AP | WHT | 20 | 12.C3 | HL0405:A+ | ASSEMBLY^CONTROL PANEL | 12.C1
AF0202:06 | SC | TCP06BP | WHT | 20 | 12.D3 | HL0405:B+ | ASSEMBLY^CONTROL PANEL | 12.D1
AF0202:08 | SC | TCP07AP | WHT | 20 | 12.D3 | HL0406:A+ | ASSEMBLY^CONTROL PANEL | 12.D1
AF0202:09 | SC | TCP08AP | WHT | 20 | 12.A7 | HL0407:A+ | ASSEMBLY^CONTROL PANEL | 12.A5
AF0202:10 | SC | TCP09AP | WHT | 20 | 12.A7 | HL0408:A+ | ASSEMBLY^CONTROL PANEL | 12.A5
AF0202:11 | SC | TCP10AP | WHT | 20 | 12.B7 | HL0409:A+ | ASSEMBLY^CONTROL PANEL | 12.B5
AF0202:12 | SC | TCP11AP | WHT | 20 | 12.B7 | HL0411:A+ | ASSEMBLY^CONTROL PANEL | 12.B5
AF0202:13 | SC | TCP15AP | WHT | 20 | 12.C7 | SH0409:A+ | ASSEMBLY^CONTROL PANEL | 12.C5
AF0202:14 | SC | TCP15BP | WHT | 20 | 12.C7 | SH0409:B+ | ASSEMBLY^CONTROL PANEL | 12.C5
AF0202:15 | SC | TCP16AP | WHT | 20 | 12.D7 | SH0410:A+ | ASSEMBLY^CONTROL PANEL | 12.D5
AF0202:16 | SC | TCP16BP | WHT | 20 | 12.D7 | SH0410:B+ | ASSEMBLY^CONTROL PANEL | 12.D5
AF0202:17 | SC | TCP19AP | WHT | 20 | 14.B6 | SH0404:A+ | ASSEMBLY^CONTROL PANEL | 14.B5
AF0202:18 | SC | TCP20AP | WHT | 20 | 14.B6 | SH0405:A+ | ASSEMBLY^CONTROL PANEL | 14.B5
AF0202:19 | SC | TCP21AP | WHT | 20 | 14.C6 | SH0411:A+ | ASSEMBLY^CONTROL PANEL | 14.C5
AF0202:20 | SC | TCP22AP | WHT | 20 | 14.C6 | SH0412:A+ | ASSEMBLY^CONTROL PANEL | 14.C5
AF0202:21 | SC | TCP30AP | WHT | 20 | 14.D6 | SH0408:A+ | ASSEMBLY^CONTROL PANEL | 14.D5
AF0202:22 | SC | TCP30BP | WHT | 20 | 14.D6 | SH0408:B+ | ASSEMBLY^CONTROL PANEL | 14.D5
AF0202:32 | SC | TCP01A | WHT | 20 | 12.A3 | HL0400:A | ASSEMBLY^CONTROL PANEL | 12.A1
AF0202:33 | SC | TCP02A | WHT | 20 | 12.A3 | HL0401:A | ASSEMBLY^CONTROL PANEL | 12.A1
AF0202:34 | SC | TCP03A | WHT | 20 | 12.B3 | HL0402:A | ASSEMBLY^CONTROL PANEL | 12.B1
AF0202:35 | SC | TCP04A | WHT | 20 | 12.B3 | HL0403:A | ASSEMBLY^CONTROL PANEL | 12.B1
AF0202:36 | SC | TCP05A | WHT | 20 | 12.C3 | HL0404:A | ASSEMBLY^CONTROL PANEL | 12.C1
AF0202:37 | SC | TCP06A | WHT | 20 | 12.C3 | HL0405:A | ASSEMBLY^CONTROL PANEL | 12.C1
AF0202:38 | SC | TCP06B | WHT | 20 | 12.D3 | HL0405:B | ASSEMBLY^CONTROL PANEL | 12.D1
AF0202:40 | SC | TCP07A | WHT | 20 | 12.D3 | HL0406:A | ASSEMBLY^CONTROL PANEL | 12.D1
AF0202:41 | SC | TCP08A | WHT | 20 | 12.A7 | HL0407:A | ASSEMBLY^CONTROL PANEL | 12.A5
AF0202:42 | SC | TCP09A | WHT | 20 | 12.A7 | HL0408:A | ASSEMBLY^CONTROL PANEL | 12.A5
AF0202:43 | SC | TCP10A | WHT | 20 | 12.B7 | HL0409:A | ASSEMBLY^CONTROL PANEL | 12.B5
AF0202:44 | SC | TCP11A | WHT | 20 | 12.B7 | HL0411:A | ASSEMBLY^CONTROL PANEL | 12.B5
AF0202:45 | SC | TCP15A | WHT | 20 | 12.C7 | SH0409:A | ASSEMBLY^CONTROL PANEL | 12.C5
AF0202:46 | SC | TCP15B | WHT | 20 | 12.C7 | SH0409:B | ASSEMBLY^CONTROL PANEL | 12.C5
AF0202:47 | SC | TCP16A | WHT | 20 | 12.D7 | SH0410:A | ASSEMBLY^CONTROL PANEL | 12.D5
AF0202:48 | SC | TCP16B | WHT | 20 | 12.D7 | SH0410:B | ASSEMBLY^CONTROL PANEL | 12.D5
AF0202:49 | SC | TCP19A | WHT | 20 | 14.B6 | SH0404:A | ASSEMBLY^CONTROL PANEL | 14.B5
AF0202:50 | SC | TCP20A | WHT | 20 | 14.B6 | SH0405:A | ASSEMBLY^CONTROL PANEL | 14.B5
AF0202:51 | SC | TCP21A | WHT | 20 | 14.C6 | SH0411:A | ASSEMBLY^CONTROL PANEL | 14.C5
AF0202:52 | SC | TCP22A | WHT | 20 | 14.C6 | SH0412:A | ASSEMBLY^CONTROL PANEL | 14.C5
AF0202:53 | SC | TCP30A | WHT | 20 | 14.D6 | SH0408:A | ASSEMBLY^CONTROL PANEL | 14.D5
AF0202:54 | SC | TCP30B | WHT | 20 | 14.D6 | SH0408:B | ASSEMBLY^CONTROL PANEL | 14.D5
AF0202:COML | SC | AF0202COM-L | WHT | 14 | 11.B6 | AF0202:SHLD | ASSEMBLY^CONTROL PANEL | 11.B6
HL0400:A | SC | TCP01A | WHT | 20 | 12.A1 | HL0400:B | ASSEMBLY^CONTROL PANEL | 12.A1
HL0400:A+ | SC | TCP01AP | WHT | 20 | 12.A1 | HL0400:B+ | ASSEMBLY^CONTROL PANEL | 12.A1
HL0401:A | SC | TCP02A | WHT | 20 | 12.A1 | HL0401:B | ASSEMBLY^CONTROL PANEL | 12.A1
HL0401:A+ | SC | TCP02AP | WHT | 20 | 12.A1 | HL0401:B+ | ASSEMBLY^CONTROL PANEL | 12.A1
HL0402:A | SC | TCP03A | WHT | 20 | 12.B1 | HL0402:B | ASSEMBLY^CONTROL PANEL | 12.B1
HL0402:A+ | SC | TCP03AP | WHT | 20 | 12.B1 | HL0402:B+ | ASSEMBLY^CONTROL PANEL | 12.B1
HL0403:A | SC | TCP04A | WHT | 20 | 12.B1 | HL0403:B | ASSEMBLY^CONTROL PANEL | 12.B1
HL0403:A+ | SC | TCP04AP | WHT | 20 | 12.B1 | HL0403:B+ | ASSEMBLY^CONTROL PANEL | 12.B1
HL0404:A | SC | TCP05A | WHT | 20 | 12.C1 | HL0404:B | ASSEMBLY^CONTROL PANEL | 12.C1
HL0404:A+ | SC | TCP05AP | WHT | 20 | 12.C1 | HL0404:B+ | ASSEMBLY^CONTROL PANEL | 12.C1
HL0406:A | SC | TCP07A | WHT | 20 | 12.D1 | HL0406:B | ASSEMBLY^CONTROL PANEL | 12.D1
HL0406:A+ | SC | TCP07AP | WHT | 20 | 12.D1 | HL0406:B+ | ASSEMBLY^CONTROL PANEL | 12.D1
HL0407:A | SC | TCP08A | WHT | 20 | 12.A5 | HL0407:B | ASSEMBLY^CONTROL PANEL | 12.A5
HL0407:A+ | SC | TCP08AP | WHT | 20 | 12.A5 | HL0407:B+ | ASSEMBLY^CONTROL PANEL | 12.A5
HL0408:A | SC | TCP09A | WHT | 20 | 12.A5 | HL0408:B | ASSEMBLY^CONTROL PANEL | 12.A5
HL0408:A+ | SC | TCP09AP | WHT | 20 | 12.A5 | HL0408:B+ | ASSEMBLY^CONTROL PANEL | 12.A5
HL0409:A | SC | TCP10A | WHT | 20 | 12.B5 | HL0409:B | ASSEMBLY^CONTROL PANEL | 12.B5
HL0409:A+ | SC | TCP10AP | WHT | 20 | 12.B5 | HL0409:B+ | ASSEMBLY^CONTROL PANEL | 12.B5
HL0410:A | SC | 0V | WHT | 20 | 13.B5 | HL0410:B | ASSEMBLY^CONTROL PANEL | 13.B5
HL0410:A+ | SC | TCP12AP | WHT | 20 | 13.B5 | XT0564:1 B1 | ASSEMBLY^CONTROL PANEL | 13.B5
HL0410:A+ | SC | TCP12AP | WHT | 20 | 13.B5 | HL0410:B+ | ASSEMBLY^CONTROL PANEL | 13.B5
HL0411:A | SC | TCP11A | WHT | 20 | 12.B5 | HL0411:B | ASSEMBLY^CONTROL PANEL | 12.B5
HL0411:A+ | SC | TCP11AP | WHT | 20 | 12.B5 | HL0411:B+ | ASSEMBLY^CONTROL PANEL | 12.B5
SB0404:NO | SC | TCP26NO | WHT | 20 | 13.A5 | XT0564:1 T1 | ASSEMBLY^CONTROL PANEL | 13.B5
SH0400:A | SC | 0V1 | WHT | 20 | 13.B5 | SH0401:A | ASSEMBLY^CONTROL PANEL | 13.C5
SH0400:A | SC | 0V1 | WHT | 20 | 13.B5 | SH0400:B | ASSEMBLY^CONTROL PANEL | 13.B5
SH0400:A+ | SC | TCP13AP | WHT | 20 | 13.B5 | XT0564:2 B1 | ASSEMBLY^CONTROL PANEL | 13.B5
SH0400:B+ | SC | TCP13BP | WHT | 20 | 13.B5 | XT0564:3 B1 | ASSEMBLY^CONTROL PANEL | 13.B5
SH0401:A | SC | 0V1 | WHT | 20 | 13.C5 | SH0401:B | ASSEMBLY^CONTROL PANEL | 13.C5
SH0401:A+ | SC | TCP14AP | WHT | 20 | 13.C5 | XT0564:5 B1 | ASSEMBLY^CONTROL PANEL | 13.C5
SH0401:B+ | SC | TCP14BP | WHT | 20 | 13.C5 | XT0564:4 B1 | ASSEMBLY^CONTROL PANEL | 13.C5
SH0404:A | SC | TCP19A | WHT | 20 | 14.B5 | SH0404:B | ASSEMBLY^CONTROL PANEL | 14.B5
SH0404:A+ | SC | TCP19AP | WHT | 20 | 14.B5 | SH0404:B+ | ASSEMBLY^CONTROL PANEL | 14.B5
SH0405:A | SC | TCP20A | WHT | 20 | 14.B5 | SH0405:B | ASSEMBLY^CONTROL PANEL | 14.B5
SH0405:A+ | SC | TCP20AP | WHT | 20 | 14.B5 | SH0405:B+ | ASSEMBLY^CONTROL PANEL | 14.B5
SH0411:A | SC | TCP21A | WHT | 20 | 14.C5 | SH0411:B | ASSEMBLY^CONTROL PANEL | 14.C5
SH0411:A+ | SC | TCP21AP | WHT | 20 | 14.C5 | SH0411:B+ | ASSEMBLY^CONTROL PANEL | 14.C5
SH0412:A | SC | TCP22A | WHT | 20 | 14.C5 | SH0412:B | ASSEMBLY^CONTROL PANEL | 14.C5
SH0412:A+ | SC | TCP22AP | WHT | 20 | 14.C5 | SH0412:B+ | ASSEMBLY^CONTROL PANEL | 14.C5
XT0564:1 T2 | SC | TCP26NO | WHT | 20 | 13.B5 | XT0564:2 T2 | ASSEMBLY^CONTROL PANEL | 13.B5
XT0564:2 T1 | SC | TCP26NO | WHT | 20 | 13.B5 | XT0564:3 T1 | ASSEMBLY^CONTROL PANEL | 13.B5
XT0564:3 T2 | SC | TCP26NO | WHT | 20 | 13.B5 | XT0564:4 T2 | ASSEMBLY^CONTROL PANEL | 13.C5
XT0564:4 T1 | SC | TCP26NO | WHT | 20 | 13.C5 | XT0564:5 T1 | ASSEMBLY^CONTROL PANEL | 13.C5
AF0202:23 | WC5540 | HA0273P | BLK | 16 | 14.A3 | HA0273:(+) | ASSEMBLY CONSOLE | 14.A1
AF0202:55 | WC5540 | HA0273N | WHT | 16 | 14.A3 | HA0273:(-) | ASSEMBLY CONSOLE | 14.A1
AU0200:L1 | WC0018 | AU0180L2 | ENET | CABLE | 2.B3 | AU0180:L2 | GENERATOR VIB^PANEL | 2.B5
AF0202:COM | SC | 0V1 | WHT | 14 | 11.A5 | XT0562:1 | PWR,DISTRIBUTION RAIL^LEFT DOOR | 11.B2
AF0202:V+ | SC | FU0201 | WHT | 14 | 11.A5 | FU0201:LD | PWR,DISTRIBUTION RAIL^LEFT DOOR | 11.B3
AU0200:COM | SC | 0V1 | WHT | 14 | 11.A3 | XT0562:1 | PWR,DISTRIBUTION RAIL^LEFT DOOR | 11.B2
AU0200:GND | SC | AU0200G | GRN | 14 | 11.A3 | XT0200:1 | PWR,DISTRIBUTION RAIL^LEFT DOOR | 11.B4
AU0200:V+ | SC | FU0200 | WHT | 14 | 11.A3 | FU0200:LD | PWR,DISTRIBUTION RAIL^LEFT DOOR | 11.A3
HL0410:A | SC | 0V | WHT | 20 | 13.B5 | XT0563:4 | PWR,DISTRIBUTION RAIL^LEFT DOOR | 13.B6
SA0401:1 | SC | KA0241A1 | WHT | 20 | 13.C5 | XT0563:5 | PWR,DISTRIBUTION RAIL^LEFT DOOR | 13.C6
SA0401:2 | SC | FU0139 | WHT | 20 | 13.C5 | XT0563:6 | PWR,DISTRIBUTION RAIL^LEFT DOOR | 13.C6
SB0400:11 | SC | ESTOPB | WHT | 20 | 13.D5 | XT0563:1 | PWR,DISTRIBUTION RAIL^LEFT DOOR | 13.D6
SB0400:12 | SC | ESTOPA | WHT | 20 | 13.D5 | XT0563:2 | PWR,DISTRIBUTION RAIL^LEFT DOOR | 13.D6
SH0400:B | SC | 0V1 | WHT | 20 | 13.B5 | XT0562:2 | PWR,DISTRIBUTION RAIL^LEFT DOOR | 11.B2
XT0564:1 B2 | SC | KA023612 | WHT | 20 | 13.B5 | XT0563:3 | PWR,DISTRIBUTION RAIL^LEFT DOOR | 13.B6
SB0400:21 | SC | TCP18B1 | WHT | 20 | 13.D5 | AF0081:37 | TURBINE PANEL A | 13.D6
SB0400:22 | SC | TCP18B2 | WHT | 20 | 13.D5 | AF0081:05 | TURBINE PANEL A | 13.D6
GR0200: | SC | IEG02308 | GRN | 14 | 11.A3 | IEG0230:8 | TURBINE PANEL B | 11.A2
SolarTools ver. 24.0.84.24712 (Jul 31, 2025)
Report date: 3/25/2026 10:26 AM

## CONSOLE DOOR^PANEL
CONSOLE DOOR^PANEL
Project # | J1640
Project Name | TALOS EW1003 PRINCE
Revision | 0.1
Controls DE | D.JOHN
Phone:
Controls ME | A.ABENGOZA
Phone:
From | [5 empty] | To
Device ID | Cable (W) Conductor (SC) Jumper Clip (JC) | Wire No. | Wire ID | Gauge/Size | Page/Zone | Device ID | Location | Page/Zone
AT0190:GND | SC | AT0190G | GRN/YEL | 14 | 11.C4 | FRAME | CONSOLE DOOR^PANEL | 11.C3
AT0190:USB | SC | AT0190K | CABLE | USB | 11.C4 | AT0190K:KI | CONSOLE DOOR^PANEL | 11.C5
TM0102:GND | SC | TM0102G | GRN/YEL | 14 | 22.B5 | FRAME | CONSOLE DOOR^PANEL | 22.C5
TM0102:1 | SC | VGENA | RED | 16 | 22.B5 | SA0710:16 | METER AND SWITCH^PANELS | 22.D5
TM0102:2 | SC | VGENB | RED | 16 | 22.B5 | SA0710:26 | METER AND SWITCH^PANELS | 22.C5
TM0102:3 | SC | VGENC | RED | 16 | 22.B5 | SA0710:17 | METER AND SWITCH^PANELS | 22.D5
TM0102:4 | SC | TM01024 | RED | 16 | 22.B5 | SA0770:13 | METER AND SWITCH^PANELS | 22.B5
TM0102:5 | SC | TM01025 | RED | 16 | 22.B5 | SA0770:17 | METER AND SWITCH^PANELS | 22.B5
TM0102:6 | SC | TM01026 | RED | 16 | 22.B5 | SA0770:27 | METER AND SWITCH^PANELS | 22.B5
TM0102:7 | SC | TM01027 | RED | 16 | 22.B5 | SA0770:23 | METER AND SWITCH^PANELS | 22.B5
AT0190:NEG | SC | 0V1 | WHT | 14 | 11.C4 | XT0562:2 | PWR,DISTRIBUTION RAIL^LEFT DOOR | 11.B2
AT0190:POS | SC | FU0190 | WHT | 14 | 11.C4 | FU0190:LD | PWR,DISTRIBUTION RAIL^LEFT DOOR | 11.C3
AT0190:ENET | WC0190 | AT0680LAN2 | CABLE | Gauge: CABLE | 5.A6 | AT0680:LAN2 | PWR,DISTRIBUTION RAIL^LEFT DOOR | 5.A2
SolarTools ver. 24.0.84.24712 (Jul 31, 2025)
Report date: 3/25/2026 10:26 AM

## FIRE SYSTEM^CONTROLLER PANEL
FIRE SYSTEM^CONTROLLER PANEL
Project # | J1640
Project Name | TALOS EW1003 PRINCE
Revision | 0.1
Controls DE | D.JOHN
Phone:
Controls ME | A.ABENGOZA
Phone:
From | [5 empty] | To
Device ID | Cable (W) Conductor (SC) Jumper Clip (JC) | Wire No. | Wire ID | Gauge/Size | Page/Zone | Device ID | Location | Page/Zone
AT0170:1 | SC | UV01705 | WHT | 14 | 10.A5 | UV0170:5(+) | FIRE SYSTEM^CONTROLLER PANEL | 10.A3
AT0170:2 | SC | UV01706 | WHT | 14 | 10.A5 | UV0170:6(-) | FIRE SYSTEM^CONTROLLER PANEL | 10.A3
AT0170:25 | SC | AT017025 | WHT | 20 | 10.B3 | KA0172:A1 | FIRE SYSTEM^CONTROLLER PANEL | 10.B2
AT0170:3 | SC | UV01707 | WHT | 14 | 10.A5 | UV0170:7(+) | FIRE SYSTEM^CONTROLLER PANEL | 10.A3
AT0170:31 | SC | AT017031 | WHT | 20 | 10.C3 | KA0174:A1 | FIRE SYSTEM^CONTROLLER PANEL | 10.C2
AT0170:4 | SC | UV01708 | WHT | 14 | 10.A5 | UV0170:8(-) | FIRE SYSTEM^CONTROLLER PANEL | 10.A3
AT0170:GND | SC | AT0170G | GRN/YEL | 14 | 10.A5 | FRAME | FIRE SYSTEM^CONTROLLER PANEL | 10.B6
KA0172:A2 | SC | 0V | WHT | 20 | 10.B2 | KA0174:A2 | FIRE SYSTEM^CONTROLLER PANEL | 10.C2
KA0176:11 | SC | 009304 | WHT | 20 | 83.A6 | XT0171:1 | FIRE SYSTEM^CONTROLLER PANEL | 83.A5
UV0170:GND | SC | UV0170G | GRN/YEL | 14 | 10.A3 | FRAME | FIRE SYSTEM^CONTROLLER PANEL | 10.B4
XT0171:1 | SC | 009304 | WHT | 20 | 83.A5 | XT0171:2 | FIRE SYSTEM^CONTROLLER PANEL | 83.A6
AT0170:11 | SC | SA0170B113 | WHT | 20 | 32.A6 | XT0170:11 | FIRE SYSTEM^PANEL | 32.A5
AT0170:12 | SC | SA0170B114 | WHT | 20 | 32.A6 | XT0170:12 | FIRE SYSTEM^PANEL | 32.A5
AT0170:45 | SC | AT017045 | WHT | 20 | 73.D6 | XT0170:5 | FIRE SYSTEM^PANEL | 73.D5
AT0170:46 | SC | AT017046 | WHT | 20 | 73.D6 | XT0170:6 | FIRE SYSTEM^PANEL | 73.D5
KA0172:11 | SC | KA017211 | WHT | 20 | 73.D6 | XT0170:7 | FIRE SYSTEM^PANEL | 73.D5
KA0172:12 | SC | KA017212 | WHT | 20 | 73.D6 | XT0170:8 | FIRE SYSTEM^PANEL | 73.D5
KA0172:A2 | SC | 0V | WHT | 20 | 10.B2 | XT0170:4 | FIRE SYSTEM^PANEL | 10.A2
KA0174:11 | SC | KA017411 | WHT | 20 | 73.D6 | XT0170:9 | FIRE SYSTEM^PANEL | 73.D5
KA0174:12 | SC | KA017412 | WHT | 20 | 73.D6 | XT0170:10 | FIRE SYSTEM^PANEL | 73.D5
KA0176:A2 | SC | 0V | WHT | 20 | 83.B5 | XT0170:3 | FIRE SYSTEM^PANEL | 10.A2
UV0170:1(+) | SC | FU0170 | WHT | 14 | 10.A3 | XT0170:2 | FIRE SYSTEM^PANEL | 10.A2
UV0170:10(-) | SC | UV017010 | WHT | 14 | 10.A3 | AT0175:2P1 | FIRE SYSTEM^PANEL | 10.B5
UV0170:11(+) | SC | UV017011 | WHT | 14 | 10.A3 | AT0176:1P1 | FIRE SYSTEM^PANEL | 10.C5
UV0170:12(-) | SC | UV017012 | WHT | 14 | 10.A3 | AT0176:2P1 | FIRE SYSTEM^PANEL | 10.C5
UV0170:13(+) | SC | LON0P | WHT | 14 | 76.B7 | XT0172:13 | FIRE SYSTEM^PANEL | 76.A6
UV0170:14(-) | SC | LON0N | WHT | 14 | 76.B7 | XT0172:14 | FIRE SYSTEM^PANEL | 76.A6
UV0170:15(+) | SC | LON2P | WHT | 14 | 76.B7 | XT0172:17 | FIRE SYSTEM^PANEL | 76.D6
UV0170:16(-) | SC | LON2N | WHT | 14 | 76.B7 | XT0172:18 | FIRE SYSTEM^PANEL | 76.D6
UV0170:2(-) | SC | 0V | WHT | 14 | 10.A3 | XT0170:3 | FIRE SYSTEM^PANEL | 10.A2
UV0170:3(+) | SC | FU0170 | WHT | 14 | 10.A3 | XT0170:2 | FIRE SYSTEM^PANEL | 10.A2
UV0170:4(-) | SC | 0V | WHT | 14 | 10.A3 | XT0170:3 | FIRE SYSTEM^PANEL | 10.A2
UV0170:9(+) | SC | UV01709 | WHT | 14 | 10.A3 | AT0175:1P1 | FIRE SYSTEM^PANEL | 10.B5
AT0170:53 | WC5018 | LON2A | WHT | 16 | 76.D6 | XT0172:22 | FIRE SYSTEM^PANEL | 76.D6
AT0170:52 | WC5018 | LON2B | BLK | 16 | 76.D6 | XT0172:23 | FIRE SYSTEM^PANEL | 76.D6
AT0170:51 | WC5018 | LON2S1 | SH | 16 | 76.D6 | XT0172:24 | FIRE SYSTEM^PANEL | 76.D6
AT0170:50 | WC8069 | AT017050 | WHT | 16 | 10.A7 | AT0175:4P2 | FIRE SYSTEM^PANEL | 10.A7
AT0170:49 | WC8069 | AT017049 | BLK | 16 | 10.A7 | AT0175:5P2 | FIRE SYSTEM^PANEL | 10.A7
AT0170:48 | WC8069 | AT017048 | SH | 16 | 10.A7 | AT0175:6P2 | FIRE SYSTEM^PANEL | 10.A7
AT0170:L2 | WC0017 | AT0170L2 | ENET | CABLE | 2.C3 | AP0602:L1 | PLC PANEL | 2.A2
KA0176:14 | SC | 009336 | WHT | 20 | 83.A6 | AF0093:36 | TURBINE PANEL A | 83.A7
KA0176:A1 | SC | KA014422 | WHT | 20 | 83.B5 | KA0144:22 | TURBINE PANEL A | 83.A6
XT0171:2 | SC | 009304 | WHT | 20 | 83.A6 | AF0093:04 | TURBINE PANEL A | 83.A7
AT0170:24 | SC | FU0139 | WHT | 20 | 10.B3 | XT0240:12 | TURBINE PANEL B | 18.C4
AT0170:26 | SC | KA0243A1 | WHT | 20 | 10.B3 | XT0240:7 | TURBINE PANEL B | 18.C3
AT0170:30 | SC | FU0139 | WHT | 20 | 10.C3 | XT0240:12 | TURBINE PANEL B | 18.C4
AT0170:32 | SC | KA0245A1 | WHT | 20 | 10.C3 | XT0240:8 | TURBINE PANEL B | 18.D3
XT0171:1 | SC | 009304 | WHT | 20 | 83.A5 | KA0246:11 | TURBINE PANEL B | 83.A6
SolarTools ver. 24.0.84.24712 (Jul 31, 2025)
Report date: 3/25/2026 10:26 AM

## FIRE SYSTEM^PANEL
FIRE SYSTEM^PANEL
Project # | J1640
Project Name | TALOS EW1003 PRINCE
Revision | 0.1
Controls DE | D.JOHN
Phone:
Controls ME | A.ABENGOZA
Phone:
From | [5 empty] | To
Device ID | Cable (W) Conductor (SC) Jumper Clip (JC) | Wire No. | Wire ID | Gauge/Size | Page/Zone | Device ID | Location | Page/Zone
XT0170:1 | JC | FU0170 | CLIP | --- | 10.A2 | XT0170:2 | FIRE SYSTEM^PANEL | 10.A2
XT0170:3 | JC | 0V | CLIP | --- | 10.A2 | XT0170:4 | FIRE SYSTEM^PANEL | 10.A2
AT0175:11 | SC | KA651012 | WHT | 20 | 77.A6 | KA6510:12 | FIRE SYSTEM^PANEL | 77.A6
AT0175:14 | SC | AT017514 | LEAD | --- | 78.A6 | RR0175S5:-10K OHM | FIRE SYSTEM^PANEL | 78.A6
AT0175:15 | SC | AT017515 | LEAD | --- | 78.A6 | RR0175S5:-10K OHM | FIRE SYSTEM^PANEL | 78.A6
AT0175:4P1 | SC | AT01754P1 | WHT | 20 | 10.B5 | XT0170:31 | FIRE SYSTEM^PANEL | 32.A5
AT0175:5P1 | SC | KA6510A2 | WHT | 20 | 10.B5 | KA6510:A2 | FIRE SYSTEM^PANEL | 32.A6
AT0175:GND | SC | AT0175G | GRN/YEL | 14 | 10.B5 | FRAME | FIRE SYSTEM^PANEL | 10.C6
AT0176:11 | SC | AT017611 | LEAD | --- | 78.B6 | RR0176S4:-10K OHM | FIRE SYSTEM^PANEL | 78.B6
AT0176:12 | SC | AT017612 | LEAD | --- | 78.B6 | RR0176S4:-10K OHM | FIRE SYSTEM^PANEL | 78.B6
AT0176:14 | SC | AT017614 | LEAD | --- | 78.B6 | RR0176S5:-10K OHM | FIRE SYSTEM^PANEL | 78.B6
AT0176:15 | SC | AT017615 | LEAD | --- | 78.B6 | RR0176S5:-10K OHM | FIRE SYSTEM^PANEL | 78.B6
AT0176:17 | SC | AT017617 | LEAD | --- | 78.C6 | RR0176S6:-10K OHM | FIRE SYSTEM^PANEL | 78.C6
AT0176:18 | SC | AT017618 | LEAD | --- | 78.C6 | RR0176S6:-10K OHM | FIRE SYSTEM^PANEL | 78.C6
AT0176:20 | SC | AT017620 | LEAD | --- | 78.D6 | RR0176S7:-10K OHM | FIRE SYSTEM^PANEL | 78.D6
AT0176:21 | SC | AT017621 | LEAD | --- | 78.D6 | RR0176S7:-10K OHM | FIRE SYSTEM^PANEL | 78.D6
AT0176:4P1 | SC | AT01764P1 | WHT | 14 | 10.C5 | AT0178:1P1 | FIRE SYSTEM^PANEL | 10.D5
AT0176:5P1 | SC | AT01765P1 | WHT | 14 | 10.C5 | AT0178:2P1 | FIRE SYSTEM^PANEL | 10.D5
AT0176:8 | SC | AT01768 | LEAD | --- | 78.A6 | RR0176S3:-10K OHM | FIRE SYSTEM^PANEL | 78.A6
AT0176:9 | SC | AT01769 | LEAD | --- | 78.A6 | RR0176S3:-10K OHM | FIRE SYSTEM^PANEL | 78.A6
AT0176:GND | SC | AT0176G | GRN/YEL | 14 | 10.C5 | FRAME | FIRE SYSTEM^PANEL | 10.C6
AT0178:20 | SC | AT017820 | LEAD | --- | 78.D6 | RR0178S7: -10K OHM | FIRE SYSTEM^PANEL | 78.D6
AT0178:21 | SC | AT017821 | LEAD | --- | 78.D6 | RR0178S7: -10K OHM | FIRE SYSTEM^PANEL | 78.D6
AT0178:23 | SC | VD0178 | WHT | 20 | 32.D6 | XT0170:17 | FIRE SYSTEM^PANEL | 32.D6
AT0178:24 | SC | KA0178A2 | WHT | 20 | 32.D6 | XT0170:18 | FIRE SYSTEM^PANEL | 32.D6
AT0178:GND | SC | AT0178G | GRN/YEL | 14 | 10.D5 | FRAME | FIRE SYSTEM^PANEL | 10.D6
FU0170:LD | SC | FU0170 | WHT | 14 | 10.A2 | XT0170:2 | FIRE SYSTEM^PANEL | 10.A2
KA0178:11 | SC | HA04722 | WHT | 20 | 32.D5 | XT0170:13 | FIRE SYSTEM^PANEL | 32.D5
KA0178:A1 | SC | KA0178A1 | WHT | 20 | 32.D4 | XT0170:16 | FIRE SYSTEM^PANEL | 32.D5
KA0178:A2 | SC | KA0178A2 | WHT | 20 | 32.D4 | XT0170:18 | FIRE SYSTEM^PANEL | 32.D6
KA0875:11 | SC | HA04722 | WHT | 20 | 32.D6 | XT0170:13 | FIRE SYSTEM^PANEL | 32.D5
KA0875:14 | SC | FU0170 | WHT | 14 | 32.D6 | XT0170:1 | FIRE SYSTEM^PANEL | 10.A2
KA6510:A1 | SC | SA017013 | WHT | 20 | 32.A6 | XT0170:32 | FIRE SYSTEM^PANEL | 32.A5
RR0178: -10K OHM | SC | VD0178 | LEAD | --- | 32.D6 | XT0170:17 | FIRE SYSTEM^PANEL | 32.D6
RR0178: -10K OHM | SC | KA0178A2 | LEAD | --- | 32.D6 | XT0170:18 | FIRE SYSTEM^PANEL | 32.D6
VD0178:--1N4007 | SC | KA0178A1 | LEAD | --- | 32.D6 | XT0170:16 | FIRE SYSTEM^PANEL | 32.D5
VD0178:+-1N4007 | SC | VD0178 | LEAD | --- | 32.D6 | XT0170:17 | FIRE SYSTEM^PANEL | 32.D6
XT0170:14 | SC | 0V | WHT | 20 | 32.D5 | XT0170:4 | FIRE SYSTEM^PANEL | 10.A2
XT0170:4 | SC | 0V | WHT | 14 | 10.A2 | XT0172:5 | FIRE SYSTEM^PANEL | 74.A6
XT0172:4 | SC | FU0170 | WHT | 14 | 74.A6 | XT0170:1 | FIRE SYSTEM^PANEL | 10.A2
AT0178:1P2 | WC5500 | LON1A | WHT | 16 | 74.A6 | XT0172:1 | FIRE SYSTEM^PANEL | 74.A6
AT0178:2P2 | WC5500 | LON1B | BLK | 16 | 74.A6 | XT0172:2 | FIRE SYSTEM^PANEL | 74.A6
AT0178:3P2 | WC5500 | LON1S1 | SH | 16 | 74.A6 | XT0172:3 | FIRE SYSTEM^PANEL | 74.A6
AT0175:1P2 | WC8066 | AT01751P2 | WHT | 16 | 10.C7 | AT0176:4P2 | FIRE SYSTEM^PANEL | 10.C7
AT0175:2P2 | WC8066 | AT01752P2 | BLK | 16 | 10.C7 | AT0176:5P2 | FIRE SYSTEM^PANEL | 10.C7
AT0175:3P2 | WC8066 | AT01753P2 | SH | 16 | 10.C7 | AT0176:6P2 | FIRE SYSTEM^PANEL | 10.C7
AT0176:1P2 | WC8067 | AT01761P2 | WHT | 16 | 10.D7 | AT0178:4P2 | FIRE SYSTEM^PANEL | 10.D7
AT0176:2P2 | WC8067 | AT01762P2 | BLK | 16 | 10.D7 | AT0178:5P2 | FIRE SYSTEM^PANEL | 10.D7
AT0176:3P2 | WC8067 | AT01763P2 | SH | 16 | 10.D7 | AT0178:6P2 | FIRE SYSTEM^PANEL | 10.D7
AT0175:1P1 | SC | UV01709 | WHT | 14 | 10.B5 | UV0170:9(+) | FIRE SYSTEM^CONTROLLER PANEL | 10.A3
AT0175:2P1 | SC | UV017010 | WHT | 14 | 10.B5 | UV0170:10(-) | FIRE SYSTEM^CONTROLLER PANEL | 10.A3
AT0176:1P1 | SC | UV017011 | WHT | 14 | 10.C5 | UV0170:11(+) | FIRE SYSTEM^CONTROLLER PANEL | 10.A3
AT0176:2P1 | SC | UV017012 | WHT | 14 | 10.C5 | UV0170:12(-) | FIRE SYSTEM^CONTROLLER PANEL | 10.A3
XT0170:10 | SC | KA017412 | WHT | 20 | 73.D5 | KA0174:12 | FIRE SYSTEM^CONTROLLER PANEL | 73.D6
XT0170:11 | SC | SA0170B113 | WHT | 20 | 32.A5 | AT0170:11 | FIRE SYSTEM^CONTROLLER PANEL | 32.A6
XT0170:12 | SC | SA0170B114 | WHT | 20 | 32.A5 | AT0170:12 | FIRE SYSTEM^CONTROLLER PANEL | 32.A6
XT0170:2 | SC | FU0170 | WHT | 14 | 10.A2 | UV0170:3(+) | FIRE SYSTEM^CONTROLLER PANEL | 10.A3
XT0170:2 | SC | FU0170 | WHT | 14 | 10.A2 | UV0170:1(+) | FIRE SYSTEM^CONTROLLER PANEL | 10.A3
XT0170:3 | SC | 0V | WHT | 14 | 10.A2 | UV0170:4(-) | FIRE SYSTEM^CONTROLLER PANEL | 10.A3
XT0170:3 | SC | 0V | WHT | 14 | 10.A2 | UV0170:2(-) | FIRE SYSTEM^CONTROLLER PANEL | 10.A3
XT0170:3 | SC | 0V | WHT | 20 | 10.A2 | KA0176:A2 | FIRE SYSTEM^CONTROLLER PANEL | 83.B5
XT0170:4 | SC | 0V | WHT | 20 | 10.A2 | KA0172:A2 | FIRE SYSTEM^CONTROLLER PANEL | 10.B2
XT0170:5 | SC | AT017045 | WHT | 20 | 73.D5 | AT0170:45 | FIRE SYSTEM^CONTROLLER PANEL | 73.D6
XT0170:6 | SC | AT017046 | WHT | 20 | 73.D5 | AT0170:46 | FIRE SYSTEM^CONTROLLER PANEL | 73.D6
XT0170:7 | SC | KA017211 | WHT | 20 | 73.D5 | KA0172:11 | FIRE SYSTEM^CONTROLLER PANEL | 73.D6
XT0170:8 | SC | KA017212 | WHT | 20 | 73.D5 | KA0172:12 | FIRE SYSTEM^CONTROLLER PANEL | 73.D6
XT0170:9 | SC | KA017411 | WHT | 20 | 73.D5 | KA0174:11 | FIRE SYSTEM^CONTROLLER PANEL | 73.D6
XT0172:13 | SC | LON0P | WHT | 14 | 76.A6 | UV0170:13(+) | FIRE SYSTEM^CONTROLLER PANEL | 76.B7
XT0172:14 | SC | LON0N | WHT | 14 | 76.A6 | UV0170:14(-) | FIRE SYSTEM^CONTROLLER PANEL | 76.B7
XT0172:17 | SC | LON2P | WHT | 14 | 76.D6 | UV0170:15(+) | FIRE SYSTEM^CONTROLLER PANEL | 76.B7
XT0172:18 | SC | LON2N | WHT | 14 | 76.D6 | UV0170:16(-) | FIRE SYSTEM^CONTROLLER PANEL | 76.B7
XT0172:22 | WC5018 | LON2A | WHT | 16 | 76.D6 | AT0170:53 | FIRE SYSTEM^CONTROLLER PANEL | 76.D6
XT0172:23 | WC5018 | LON2B | BLK | 16 | 76.D6 | AT0170:52 | FIRE SYSTEM^CONTROLLER PANEL | 76.D6
XT0172:24 | WC5018 | LON2S1 | SH | 16 | 76.D6 | AT0170:51 | FIRE SYSTEM^CONTROLLER PANEL | 76.D6
AT0175:4P2 | WC8069 | AT017050 | WHT | 16 | 10.A7 | AT0170:50 | FIRE SYSTEM^CONTROLLER PANEL | 10.A7
AT0175:5P2 | WC8069 | AT017049 | BLK | 16 | 10.A7 | AT0170:49 | FIRE SYSTEM^CONTROLLER PANEL | 10.A7
AT0175:6P2 | WC8069 | AT017048 | SH | 16 | 10.A7 | AT0170:48 | FIRE SYSTEM^CONTROLLER PANEL | 10.A7
FU0170:LI | SC | FU0136 | WHT | 12 | 10.A2 | XT0138:2 | TURBINE PANEL A | 16.A3
KA0875:A1 | SC | 009212 | WHT | 20 | 10.C2 | AF0092:12 | TURBINE PANEL A | 10.C3
KA0875:A2 | SC | 009228 | WHT | 20 | 10.C2 | AF0092:28 | TURBINE PANEL A | 10.C3
XT0170:3 | SC | 0V | WHT | 12 | 10.A2 | XT0134:2 | TURBINE PANEL A | 16.B3
KA0178:14 | SC | KA017814 | WHT | 20 | 32.D5 | KA0232:11 | TURBINE PANEL B | 32.D6
KA0875:14 | SC | FU0170 | WHT | 20 | 32.D6 | KA0232:12 | TURBINE PANEL B | 32.D6
XT0170:2 | SC | FU0170 | WHT | 20 | 10.A2 | KA0232:21 | TURBINE PANEL B | 83.A6
SolarTools ver. 24.0.84.24712 (Jul 31, 2025)
Report date: 3/25/2026 10:26 AM

## GENERATOR DECS250^PANEL
GENERATOR DECS250^PANEL
Project # | J1640
Project Name | TALOS EW1003 PRINCE
Revision | 0.1
Controls DE | D.JOHN
Phone:
Controls ME | A.ABENGOZA
Phone:
From | [5 empty] | To
Device ID | Cable (W) Conductor (SC) Jumper Clip (JC) | Wire No. | Wire ID | Gauge/Size | Page/Zone | Device ID | Location | Page/Zone
XT0120:1 | JC | 0V | CLIP | --- | 25.D1 | XT0120:2 | GENERATOR DECS250^PANEL | 25.D1
XT0336:2 | JC | 0V | CLIP | --- | 24.C4 | XT0336:3 | GENERATOR DECS250^PANEL | 24.C4
XT0336:3 | JC | 0V | CLIP | --- | 24.C4 | XT0336:4 | GENERATOR DECS250^PANEL | 24.D4
XT0341:4 | JC | VGENB | CLIP | --- | 22.D2 | XT0341:5 | GENERATOR DECS250^PANEL | 22.D2
XT0350:2 | JC | CCT1(+) | CLIP | --- | 69.D4 | XT0350:1 | GENERATOR DECS250^PANEL | 69.D4
XT0350:4 | JC | CCT1(-) | CLIP | --- | 69.C4 | XT0350:3 | GENERATOR DECS250^PANEL | 69.D4
XT0351:1 | JC | VBUSA | CLIP | --- | 68.B4 | XT0351:2 | GENERATOR DECS250^PANEL | 68.B4
XT0351:11 | JC | VGENB | CLIP | --- | 68.D4 | XT0351:12 | GENERATOR DECS250^PANEL | 68.D4
XT0351:13 | JC | VGENC | CLIP | --- | 68.D4 | XT0351:14 | GENERATOR DECS250^PANEL | 68.D4
XT0351:3 | JC | VBUSB | CLIP | --- | 68.B4 | XT0351:4 | GENERATOR DECS250^PANEL | 68.B4
XT0351:5 | JC | VBUSC | CLIP | --- | 68.B4 | XT0351:6 | GENERATOR DECS250^PANEL | 68.B4
XT0351:7 | JC | VBUSN | CLIP | --- | 68.B4 | XT0351:8 | GENERATOR DECS250^PANEL | 68.B4
XT0351:9 | JC | VGENA | CLIP | --- | 68.D4 | XT0351:10 | GENERATOR DECS250^PANEL | 68.D4
XT0370:4 | JC | EXC2 | CLIP | --- | 70.C4 | XT0370:3 | GENERATOR DECS250^PANEL | 70.C5
XT0370:5 | JC | EXCS | CLIP | --- | 70.C4 | XT0370:6 | GENERATOR DECS250^PANEL | 70.C5
XT0351:8 | SC | J30 | CLIP | -- | 68.B4 | XT0351:4 | GENERATOR DECS250^PANEL | 68.B4
XT0352:5 | SC | JW8 | CLIP | -- | 69.B4 | XT0352:4 | GENERATOR DECS250^PANEL | 69.B4
AF0121:01 | SC | 012101 | WHT | 20 | 27.A7 | KA0121:A1 | GENERATOR DECS250^PANEL | 27.A5
AF0121:03 | SC | 012103 | WHT | 20 | 27.A7 | KA0123:A1 | GENERATOR DECS250^PANEL | 27.B5
AF0121:08 | SC | 012108 | WHT | 20 | 27.B7 | KA0128:A1 | GENERATOR DECS250^PANEL | 27.B5
AF0121:14 | SC | KA033611 | WHT | 20 | 56.A7 | KA0336:11 | GENERATOR DECS250^PANEL | 56.A5
AF0121:17 | SC | 012117 | WHT | 20 | 27.A7 | KA0121:A2 | GENERATOR DECS250^PANEL | 27.A5
AF0121:19 | SC | 012119 | WHT | 20 | 27.A7 | KA0123:A2 | GENERATOR DECS250^PANEL | 27.B5
AF0121:24 | SC | 012124 | WHT | 20 | 27.B7 | KA0128:A2 | GENERATOR DECS250^PANEL | 27.B5
AF0121:30 | SC | KA4100A2 | WHT | 20 | 56.A7 | KA4100:A2 | GENERATOR DECS250^PANEL | 56.B6
AF0121:COM | SC | 0V | WHT | 14 | 25.D2 | XT0120:2 | GENERATOR DECS250^PANEL | 25.D1
AF0121:V+ | SC | FU0121 | WHT | 14 | 25.D2 | FU0121:LD | GENERATOR DECS250^PANEL | 25.D1
AF0122:00 | SC | 012200 | WHT | 20 | 29.A7 | KA0330:11 | GENERATOR DECS250^PANEL | 29.A6
AF0122:01 | SC | 012201 | WHT | 20 | 29.A7 | KA0331:11 | GENERATOR DECS250^PANEL | 29.A6
AF0122:02 | SC | 012202 | WHT | 20 | 29.B7 | KA0310:11 | GENERATOR DECS250^PANEL | 29.B6
AF0122:09 | SC | 012209 | WHT | 20 | 31.A6 | KA0364:21 | GENERATOR DECS250^PANEL | 31.A6
AF0122:32 | SC | 012232 | WHT | 20 | 29.A7 | KA0330:14 | GENERATOR DECS250^PANEL | 29.A6
AF0122:33 | SC | 012233 | WHT | 20 | 29.A7 | KA0331:14 | GENERATOR DECS250^PANEL | 29.A6
AF0122:34 | SC | 012234 | WHT | 20 | 29.B7 | KA0310:14 | GENERATOR DECS250^PANEL | 29.B6
AF0122:41 | SC | 012241 | WHT | 20 | 31.A6 | KA0364:24 | GENERATOR DECS250^PANEL | 31.A6
AF0122:COM | SC | AF0122N | WHT | 20 | 25.D3 | AF0123:COM | GENERATOR DECS250^PANEL | 25.D3
AF0122:COM | SC | AU0120N | WHT | 20 | 25.D3 | AU0120:COM | GENERATOR DECS250^PANEL | 25.C1
AF0122:V+ | SC | AF0122P | WHT | 20 | 25.D3 | AF0123:V+ | GENERATOR DECS250^PANEL | 25.D3
AF0122:V+ | SC | AU0120P | WHT | 20 | 25.D3 | AU0120:V+ | GENERATOR DECS250^PANEL | 25.C1
AF0123:SH | SC | AU0120G | GRN | 14 | 25.D3 | AU0120:GND | GENERATOR DECS250^PANEL | 25.C1
AT0140:13 VGEN-A | SC | VGENA | RED | 16 | 68.D7 | XT0351:9 | GENERATOR DECS250^PANEL | 68.D4
AT0140:14 VGEN-B | SC | VGENB | RED | 16 | 68.D7 | XT0351:11 | GENERATOR DECS250^PANEL | 68.D4
AT0140:15 VGEN-C | SC | VGENC | RED | 16 | 68.D7 | XT0351:13 | GENERATOR DECS250^PANEL | 68.D4
AT0140:17 VBUS-A | SC | VBUSA | RED | 16 | 68.B7 | XT0351:2 | GENERATOR DECS250^PANEL | 68.B4
AT0140:18 VBUS-B | SC | VBUSB | RED | 16 | 68.B7 | XT0351:3 | GENERATOR DECS250^PANEL | 68.B4
AT0140:19 VBUS-C | SC | VBUSC | RED | 16 | 68.B7 | XT0351:5 | GENERATOR DECS250^PANEL | 68.B4
AT0140:20 VBUS-N | SC | VBUSN | GRN/YEL | 12 | 68.B7 | XT0351:7 | GENERATOR DECS250^PANEL | 68.B4
AT0140:27 ID RLY | SC | CCT1(+) | BLU | 12 | 69.D7 | XT0350:2 | GENERATOR DECS250^PANEL | 69.D4
AT0140:28 ID RLY | SC | CCT1(-) | BLU | 12 | 69.D7 | XT0350:4 | GENERATOR DECS250^PANEL | 69.C4
AT0140:3 EX-D(-) | SC | 0V | WHT | 14 | 72.C6 | XT0336:4 | GENERATOR DECS250^PANEL | 24.D4
AT0140:33 ID RES(+) | SC | CCT1(+) | BLU | 12 | 69.D7 | XT0350:1 | GENERATOR DECS250^PANEL | 69.D4
AT0140:34 ID RES(-) | SC | AT014034 | WHT | 16 | 69.D7 | AT0140:42 ID(+) | GENERATOR DECS250^PANEL | 69.D7
AT0140:36 I1(+) | SC | MCTA | BLU | 12 | 69.B7 | XT0352:1 | GENERATOR DECS250^PANEL | 69.B4
AT0140:37 I1(-) | SC | PA07716 | BLU | 16 | 69.B7 | XT0342:4 | GENERATOR DECS250^PANEL | 22.C2
AT0140:38 I2(+) | SC | MCTB | BLU | 12 | 69.B7 | XT0352:2 | GENERATOR DECS250^PANEL | 69.B4
AT0140:39 I2(-) | SC | SA074013 | BLU | 16 | 69.B7 | XT0342:3 | GENERATOR DECS250^PANEL | 22.B3
AT0140:4 EX-D(+) | SC | KA012314 | WHT | 16 | 72.C6 | KA0123:14 | GENERATOR DECS250^PANEL | 24.B5
AT0140:40 I3(+) | SC | MCTC | BLU | 12 | 69.B7 | XT0352:3 | GENERATOR DECS250^PANEL | 69.B4
AT0140:41 I3(-) | SC | PA07035 | BLU | 16 | 69.B7 | XT0342:1 | GENERATOR DECS250^PANEL | 22.A2
AT0140:43 ID(-) | SC | CCT1(-) | BLU | 12 | 69.D7 | XT0350:3 | GENERATOR DECS250^PANEL | 69.D4
AT0140:56 FG | SC | AT0140G | GRN/YEL | 12 | 25.D5 | FRAME | GENERATOR DECS250^PANEL | 25.D4
AT0140:BAT(-) 48 | SC | 0V | WHT | 14 | 25.D5 | XT0336:4 | GENERATOR DECS250^PANEL | 24.D4
AT0140:BAT(+) 47 | SC | FU0334 | WHT | 16 | 25.D5 | XT0335:2 | GENERATOR DECS250^PANEL | 24.B4
AT0140:FLT 29 | SC | KA0310A2 | WHT | 20 | 25.D5 | KA0310:A2 | GENERATOR DECS250^PANEL | 24.B5
AT0140:FLT 30 | SC | 0V | WHT | 14 | 25.D5 | XT0336:4 | GENERATOR DECS250^PANEL | 24.D4
AU0120:COM | SC | 0V | WHT | 14 | 25.C1 | XT0120:1 | GENERATOR DECS250^PANEL | 25.D1
AU0120:V+ | SC | FU0120 | WHT | 14 | 25.C1 | FU0120:LD | GENERATOR DECS250^PANEL | 25.D1
FU0120:LI | SC | FU0332 | WHT | 14 | 25.D1 | FU0121:LI | GENERATOR DECS250^PANEL | 25.D1
FU0332:LD | SC | FU0332 | WHT | 14 | 24.B2 | XT0333:1 | GENERATOR DECS250^PANEL | 24.B3
FU0332:LI | SC | FU0136 | WHT | 12 | 24.B2 | XT0332:1 | GENERATOR DECS250^PANEL | 24.B2
FU0333:LD | SC | FU0333 | WHT | 14 | 24.B3 | XT0335:1 | GENERATOR DECS250^PANEL | 24.B4
FU0333:LI | SC | FU0332 | WHT | 14 | 24.B3 | XT0333:1 | GENERATOR DECS250^PANEL | 24.B3
FU0334:LD | SC | FU0334 | WHT | 14 | 24.B3 | XT0335:2 | GENERATOR DECS250^PANEL | 24.B4
FU0334:LI | SC | FU0332 | WHT | 14 | 24.B3 | XT0333:1 | GENERATOR DECS250^PANEL | 24.B3
FU0334:LI | SC | FU0332 | WHT | 14 | 24.B3 | FU0335:LI | GENERATOR DECS250^PANEL | 24.A3
FU0335:LD | SC | FU0335 | WHT | 14 | 24.A3 | XT0335:3 | GENERATOR DECS250^PANEL | 24.A4
GR0141: | SC | GR0141 | GRN/YEL | 14 | 4.B4 | FRAME | GENERATOR DECS250^PANEL | 4.B3
GR0142: | SC | GR0142 | GRN/YEL | 14 | 4.B4 | FRAME | GENERATOR DECS250^PANEL | 4.B3
KA0121:11 | SC | KA018511 | WHT | 20 | 28.C4 | XT0337:13 | GENERATOR DECS250^PANEL | 28.C3
KA0121:14 | SC | FU0333 | WHT | 20 | 28.C4 | XT0337:12 | GENERATOR DECS250^PANEL | 28.C3
KA0123:11 | SC | FU0334 | WHT | 20 | 24.B5 | XT0335:2 | GENERATOR DECS250^PANEL | 24.B4
KA0123:A1 | SC | 012103 | WHT | 20 | 27.B5 | KA0313:7 | GENERATOR DECS250^PANEL | 27.A5
KA0123:A2 | SC | 012119 | WHT | 20 | 27.B5 | KA0313:2 | GENERATOR DECS250^PANEL | 27.A5
KA0128:11 | SC | KA0333A1 | WHT | 20 | 28.B4 | KA0335:21 | GENERATOR DECS250^PANEL | 28.B4
KA0128:14 | SC | FU0333 | WHT | 20 | 28.B4 | KA0335:22 | GENERATOR DECS250^PANEL | 28.B4
KA0128:14 | SC | FU0333 | WHT | 20 | 28.B4 | XT0337:7 | GENERATOR DECS250^PANEL | 28.B3
KA0128:21 | SC | KA012821 | WHT | 20 | 29.C6 | XT0337:1 | GENERATOR DECS250^PANEL | 29.C5
KA0128:24 | SC | KA012824 | WHT | 20 | 29.C6 | XT0337:2 | GENERATOR DECS250^PANEL | 29.C5
KA0185:11 | SC | KA018511 | WHT | 20 | 28.C3 | XT0337:13 | GENERATOR DECS250^PANEL | 28.C3
KA0185:14 | SC | KA0332A1 | WHT | 20 | 28.C3 | XT0337:14 | GENERATOR DECS250^PANEL | 28.C3
KA0185:A2 | SC | KA0185A2 | WHT | 20 | 30.A5 | KA0364:11 | GENERATOR DECS250^PANEL | 30.B6
KA0310:21 | SC | KA0333A1 | WHT | 20 | 28.B4 | KA0335:21 | GENERATOR DECS250^PANEL | 28.B4
KA0310:21 | SC | KA0333A1 | WHT | 20 | 28.B4 | XT0337:8 | GENERATOR DECS250^PANEL | 28.B3
KA0310:24 | SC | FU0333 | WHT | 20 | 28.B4 | KA0335:22 | GENERATOR DECS250^PANEL | 28.B4
KA0310:A1 | SC | FU0334 | WHT | 20 | 24.B5 | XT0335:2 | GENERATOR DECS250^PANEL | 24.B4
KA0330:A1 | SC | KA0330A1 | WHT | 20 | 28.B6 | XT0337:9 | GENERATOR DECS250^PANEL | 28.B3
KA0330:A2 | SC | 0V | WHT | 20 | 28.B6 | KA0333:A2 | GENERATOR DECS250^PANEL | 28.B6
KA0330:A2 | SC | 0V | WHT | 20 | 28.B6 | KA0331:A2 | GENERATOR DECS250^PANEL | 28.C6
KA0331:A1 | SC | KA0331A1 | WHT | 20 | 28.C6 | XT0337:11 | GENERATOR DECS250^PANEL | 28.C3
KA0331:A2 | SC | 0V | WHT | 20 | 28.C6 | KA0332:A2 | GENERATOR DECS250^PANEL | 28.C6
KA0332:11 | SC | KA033211 | WHT | 20 | 29.D6 | XT0337:3 | GENERATOR DECS250^PANEL | 29.D5
KA0332:14 | SC | KA033214 | WHT | 20 | 29.D6 | XT0337:4 | GENERATOR DECS250^PANEL | 29.D5
KA0332:A1 | SC | KA0332A1 | WHT | 20 | 28.C6 | XT0337:14 | GENERATOR DECS250^PANEL | 28.C3
KA0332:A2 | SC | 0V | WHT | 20 | 28.C6 | XT0337:15 | GENERATOR DECS250^PANEL | 28.D3
KA0333:11 | SC | KA033311 | WHT | 20 | 29.D6 | KA0335:11 | GENERATOR DECS250^PANEL | 29.D6
KA0333:11 | SC | KA033311 | WHT | 20 | 29.D6 | XT0337:5 | GENERATOR DECS250^PANEL | 29.D5
KA0333:14 | SC | KA033314 | WHT | 20 | 29.D6 | KA0335:12 | GENERATOR DECS250^PANEL | 29.D6
KA0333:14 | SC | KA033314 | WHT | 20 | 29.D6 | XT0337:6 | GENERATOR DECS250^PANEL | 29.D5
KA0333:A1 | SC | KA0333A1 | WHT | 20 | 28.B6 | XT0337:8 | GENERATOR DECS250^PANEL | 28.B3
KA0335:A1 | SC | ESTOP | WHT | 20 | 24.C5 | XT0336:1 | GENERATOR DECS250^PANEL | 24.C4
KA0335:A2 | SC | 0V | WHT | 14 | 24.C5 | XT0336:2 | GENERATOR DECS250^PANEL | 24.C4
KA0336:14 | SC | KA033614 | WHT | 20 | 56.A5 | KA4100:A1 | GENERATOR DECS250^PANEL | 56.B6
KA0336:A1 | SC | KA0231A1 | WHT | 14 | 24.C3 | XT0334:2 | GENERATOR DECS250^PANEL | 24.C2
KA0336:A2 | SC | 0V | WHT | 14 | 24.C3 | XT0336:2 | GENERATOR DECS250^PANEL | 24.C4
KA0364:1 | SC | VGENA | RED | 16 | 22.C1 | XT0341:7 | GENERATOR DECS250^PANEL | 22.D2
KA0364:2 | SC | VGENB | RED | 16 | 22.C1 | XT0341:4 | GENERATOR DECS250^PANEL | 22.D2
KA0364:3 | SC | VBUSA | RED | 16 | 22.C1 | XT0341:2 | GENERATOR DECS250^PANEL | 22.D2
KA0364:4 | SC | VBUSB | RED | 16 | 22.C1 | XT0341:1 | GENERATOR DECS250^PANEL | 22.D2
PEG0140:1 | SC | PMGS | GRN/YEL | 12 | 70.A6 | XT0313:1 | GENERATOR DECS250^PANEL | 70.A6
PEG0140:2 | SC | EXCS | GRN/YEL | 14 | 70.C6 | XT0370:6 | GENERATOR DECS250^PANEL | 70.C5
PEG0140:5 | SC | PEG01405 | GRN/YEL | 12 | 69.B5 | XT0352:5 | GENERATOR DECS250^PANEL | 69.B4
XT0334:1 | SC | 0V | WHT | 14 | 24.C2 | XT0336:2 | GENERATOR DECS250^PANEL | 24.C4
XT0335:1 | SC | FU0333 | WHT | 14 | 24.B4 | XT0337:12 | GENERATOR DECS250^PANEL | 28.C3
XT0336:3 | SC | 0V | WHT | 14 | 24.C4 | XT0337:15 | GENERATOR DECS250^PANEL | 28.D3
XT0337:10 | SC | KA9602NC | WHT | 16 | 28.C3 | XT0343:3 | GENERATOR DECS250^PANEL | 21.C5
XT0337:12 | SC | FU0333 | WHT | 20 | 28.C3 | XT0337:7 | GENERATOR DECS250^PANEL | 28.B3
XT0337:13 | SC | KA018511 | WHT | 16 | 28.C3 | XT0343:1 | GENERATOR DECS250^PANEL | 21.C5
XT0337:8 | SC | KA0333A1 | WHT | 20 | 28.B3 | XT0343:2 | GENERATOR DECS250^PANEL | 21.C5
XT0337:9 | SC | KA0330A1 | WHT | 20 | 28.B3 | XT0343:4 | GENERATOR DECS250^PANEL | 21.C5
XT0340:3 | SC | EXC0 | WHT | 12 | 21.A5 | XT0370:1 | GENERATOR DECS250^PANEL | 70.C4
XT0351:1 | SC | VBUSA | RED | 16 | 68.B4 | XT0341:2 | GENERATOR DECS250^PANEL | 22.D2
XT0351:10 | SC | VGENA | RED | 16 | 68.D4 | XT0341:7 | GENERATOR DECS250^PANEL | 22.D2
XT0351:12 | SC | VGENB | RED | 16 | 68.D4 | XT0341:4 | GENERATOR DECS250^PANEL | 22.D2
XT0351:14 | SC | VGENC | RED | 16 | 68.D4 | XT0341:6 | GENERATOR DECS250^PANEL | 22.D2
XT0351:4 | SC | VBUSB | RED | 16 | 68.B4 | XT0341:1 | GENERATOR DECS250^PANEL | 22.D2
XT0351:6 | SC | VBUSC | RED | 16 | 68.B4 | XT0341:3 | GENERATOR DECS250^PANEL | 22.D2
XT0352:4 | SC | MCTN | BLU | 14 | 69.B4 | XT0342:2 | GENERATOR DECS250^PANEL | 22.B2
XT0370:1 | SC | EXC0 | WHT | 12 | 70.C4 | XT0340:5 | GENERATOR DECS250^PANEL | 21.A5
XT0370:2 | SC | EXC1 | WHT | 12 | 70.C5 | XT0340:2 | GENERATOR DECS250^PANEL | 21.A5
XT0370:4 | SC | EXC2 | WHT | 12 | 70.C4 | XT0340:6 | GENERATOR DECS250^PANEL | 21.B5
XT0370:5 | SC | EXCS | WHT | 12 | 70.C4 | XT0340:4 | GENERATOR DECS250^PANEL | 21.A5
XT0370:6 | SC | EXCS | WHT | 12 | 70.C5 | XT0340:7 | GENERATOR DECS250^PANEL | 21.B5
AT0140:P1 | WC0012 | AU0120L2 | ENET | CABLE | 2.B4 | AU0120:L2 | GENERATOR DECS250^PANEL | 2.B3
AT0140:1 LS(+) | WC8009 | AT0140LS(+) | WHT | 16 | 72.C6 | XT0337:16 | GENERATOR DECS250^PANEL | 72.C4
AT0140:2 LS(-) | WC8009 | AT0140LS(-) | BLK | 16 | 72.C6 | XT0337:17 | GENERATOR DECS250^PANEL | 72.C4
FW0140:3 | WC8009 | AT0140LS(S) | SH | 16 | 72.C6 | XT0337:18 | GENERATOR DECS250^PANEL | 72.C4
FU0313:LD | WC8101 | PMA1 | WHT | 12 | 70.A5 | XT0360:1 | GENERATOR DECS250^PANEL | 70.A4
FU0314:LD | WC8101 | PMA2 | BLK | 12 | 70.A5 | XT0360:2 | GENERATOR DECS250^PANEL | 70.A4
XT0360:3 | WC8101 | PMGS | SH | 12 | 70.A4 | XT0360:4 | GENERATOR DECS250^PANEL | 70.A5
AT0140:54 EXC(+) | WC8102 | EXC1 | WHT | 12 | 70.C7 | XT0370:2 | GENERATOR DECS250^PANEL | 70.C5
AT0140:55 EXC(-) | WC8102 | EXC2 | BLK | 12 | 70.C7 | XT0370:3 | GENERATOR DECS250^PANEL | 70.C5
FW0140:2 | WC8102 | EXCS | SH | 12 | 70.C6 | XT0370:6 | GENERATOR DECS250^PANEL | 70.C5
RS0106:2 | WC8164 | EXC1 | WHT | 16 | 21.A4 | XT0340:2 | GENERATOR DECS250^PANEL | 21.A5
RS0106:4 | WC8164 | EXC0 | BLK | 16 | 21.A4 | XT0340:3 | GENERATOR DECS250^PANEL | 21.A5
XT0340:1 | WC8164 | EXCS | SH | 16 | 21.A4 | XT0340:4 | GENERATOR DECS250^PANEL | 21.A5
FU0313:LI | WC8201 | FU0313 | WHT | 12 | 70.A5 | KA0313:1 | GENERATOR DECS250^PANEL | 70.A6
FU0314:LI | WC8201 | FU0314 | BLK | 12 | 70.A5 | KA0313:8 | GENERATOR DECS250^PANEL | 70.A6
XT0360:4 | WC8201 | PMGS | SH | 12 | 70.A5 | XT0313:1 | GENERATOR DECS250^PANEL | 70.A6
AT0140:49 PMG-A | WC8301 | PMG14C | WHT | 12 | 70.A7 | KA0313:3 | GENERATOR DECS250^PANEL | 70.A6
AT0140:50 PMG-B | WC8301 | PMG14A | BLK | 12 | 70.A7 | KA0313:6 | GENERATOR DECS250^PANEL | 70.A6
FW0140:1 | WC8301 | PMGS | SH | 12 | 70.A6 | XT0313:1 | GENERATOR DECS250^PANEL | 70.A6
AF0123:SH | SC | IEG01304 | GRN | 14 | 25.D3 | IEG0130:4 | GENERATOR VIB^PANEL | 25.D4
FU0120:LI | SC | FU0332 | WHT | 14 | 25.D1 | XT0130:1 | GENERATOR VIB^PANEL | 25.A5
KA0180:A1 | SC | 018100 | WHT | 20 | 30.A5 | AF0181:00 | GENERATOR VIB^PANEL | 30.A7
KA0180:A2 | SC | 018116 | WHT | 20 | 30.A5 | AF0181:16 | GENERATOR VIB^PANEL | 30.A7
KA0185:A1 | SC | 018110 | WHT | 20 | 30.A5 | AF0181:10 | GENERATOR VIB^PANEL | 30.A7
KA0364:14 | SC | 018126 | WHT | 20 | 30.B6 | AF0181:26 | GENERATOR VIB^PANEL | 30.A7
XT0120:1 | SC | 0V | WHT | 14 | 25.D1 | XT0130:2 | GENERATOR VIB^PANEL | 25.A5
XT0333:1 | SC | FU0332 | WHT | 14 | 24.B3 | XT0130:1 | GENERATOR VIB^PANEL | 25.A5
XT0336:3 | SC | 0V | WHT | 14 | 24.C4 | XT0130:2 | GENERATOR VIB^PANEL | 25.A5
XT0337:18 | SC | AT0140LS(S) | GRN | 14 | 72.C4 | IEG0130:7 | GENERATOR VIB^PANEL | 72.C6
AT0140:P2 | WC0114 | AT0140P2 | ENET | CABLE | 2.B4 | AU0180:L1 | GENERATOR VIB^PANEL | 2.B5
KA0180:11 | SC | VGENC | RED | 16 | 22.B6 | SA0770:24 | METER AND SWITCH^PANELS | 22.B6
KA0180:14 | SC | PF07017 | RED | 16 | 22.B6 | PF0701:7 | METER AND SWITCH^PANELS | 22.B6
XT0335:1 | SC | FU0333 | WHT | 16 | 24.B4 | SA0701:14 | METER AND SWITCH^PANELS | 21.C2
XT0336:3 | SC | 0V | WHT | 16 | 24.C4 | HL0702: | METER AND SWITCH^PANELS | 21.C2
XT0341:1 | SC | VBUSB | RED | 16 | 22.D2 | SA0710:23 | METER AND SWITCH^PANELS | 22.D5
XT0341:2 | SC | VBUSA | RED | 16 | 22.D2 | SA0710:12 | METER AND SWITCH^PANELS | 22.D5
XT0341:2 | SC | VBUSA | RED | 16 | 22.D2 | HL0703: | METER AND SWITCH^PANELS | 22.A5
XT0341:3 | SC | VBUSC | RED | 16 | 22.D2 | SA0710:14 | METER AND SWITCH^PANELS | 22.D5
XT0341:3 | SC | VBUSC | RED | 16 | 22.D2 | HL0704: | METER AND SWITCH^PANELS | 22.A5
XT0341:4 | SC | VGENB | RED | 16 | 22.D2 | SA0770:14 | METER AND SWITCH^PANELS | 22.B6
XT0341:4 | SC | VGENB | RED | 16 | 22.D2 | PA0771:7 | METER AND SWITCH^PANELS | 22.C3
XT0341:5 | SC | VGENB | RED | 16 | 22.D2 | SA0710:27 | METER AND SWITCH^PANELS | 22.D5
XT0341:6 | SC | VGENC | RED | 16 | 22.D2 | PA0771:8 | METER AND SWITCH^PANELS | 22.C3
XT0341:6 | SC | VGENC | RED | 16 | 22.D2 | SA0700:17 | METER AND SWITCH^PANELS | 22.A5
XT0341:6 | SC | VGENC | RED | 16 | 22.D2 | SA0710:18 | METER AND SWITCH^PANELS | 22.D5
XT0341:7 | SC | VGENA | RED | 16 | 22.D2 | SA0700:13 | METER AND SWITCH^PANELS | 22.A5
XT0342:1 | SC | PA07035 | BLU | 16 | 22.A2 | PA0703:5 | METER AND SWITCH^PANELS | 22.A4
XT0342:2 | SC | MCTN | BLU | 16 | 22.B2 | SA0740:21 | METER AND SWITCH^PANELS | 22.B3
XT0342:3 | SC | SA074013 | BLU | 16 | 22.B3 | SA0740:13 | METER AND SWITCH^PANELS | 22.B3
XT0342:4 | SC | PA07716 | BLU | 16 | 22.C2 | PA0771:6 | METER AND SWITCH^PANELS | 22.C3
XT0343:1 | SC | KA018511 | WHT | 16 | 21.C5 | SA0700:23 | METER AND SWITCH^PANELS | 21.C3
XT0343:2 | SC | KA0333A1 | WHT | 16 | 21.C5 | SA0701:15 | METER AND SWITCH^PANELS | 21.C2
XT0343:3 | SC | KA9602NC | WHT | 16 | 21.C5 | HL0701: | METER AND SWITCH^PANELS | 21.C2
XT0343:4 | SC | KA0330A1 | WHT | 16 | 21.C5 | HL0702: | METER AND SWITCH^PANELS | 21.C2
RS0106:1 | WC8064 | PA07017 | RED | 20 | 21.A4 | PA0701:7 | METER AND SWITCH^PANELS | 21.A1
RS0106:3 | WC8064 | PA07018 | BLK | 20 | 21.A4 | PA0701:8 | METER AND SWITCH^PANELS | 21.A1
XT0340:1 | WC8064 | EXCS | SH | 20 | 21.A4 | FLOATING | METER AND SWITCH^PANELS | 21.A1
XT0340:5 | WC8065 | EXC0 | RED | 20 | 21.A5 | PV0701:7 | METER AND SWITCH^PANELS | 21.A1
XT0340:6 | WC8065 | EXC2 | BLK | 20 | 21.B5 | PV0701:8 | METER AND SWITCH^PANELS | 21.A1
XT0340:7 | WC8065 | EXCS | SH | 20 | 21.B5 | FLOATING | METER AND SWITCH^PANELS | 21.B1
AU0120:L1 | WC0045 | AF0450L2 | ENET | CABLE | 2.B3 | AF0450:L2 | TURB VIB^PANEL | 2.A5
PEG0140:0 | SC | PEG0140G | GRN/YEL | 8 | 4.B2 | PEG0130:5 | TURBINE PANEL A | 4.B2
XT0332:1 | SC | FU0136 | WHT | 12 | 24.B2 | XT0138:3 | TURBINE PANEL A | 16.A3
XT0334:1 | SC | 0V | WHT | 12 | 24.C2 | XT0134:3 | TURBINE PANEL A | 16.B3
XT0334:2 | SC | KA0231A1 | WHT | 14 | 24.C2 | XT0136:10 | TURBINE PANEL A | 17.B5
GR0120: | SC | IEG023012 | GRN | 14 | 4.B4 | IEG0230:12 | TURBINE PANEL B | 4.B4
XT0336:1 | SC | ESTOP | WHT | 20 | 24.C4 | XT0240:4 | TURBINE PANEL B | 18.A3
SolarTools ver. 24.0.84.24712 (Jul 31, 2025)
Report date: 3/25/2026 10:26 AM

## GENERATOR VIB^PANEL
GENERATOR VIB^PANEL
Project # | J1640
Project Name | TALOS EW1003 PRINCE
Revision | 0.1
Controls DE | D.JOHN
Phone:
Controls ME | A.ABENGOZA
Phone:
From | [5 empty] | To
Device ID | Cable (W) Conductor (SC) Jumper Clip (JC) | Wire No. | Wire ID | Gauge/Size | Page/Zone | Device ID | Location | Page/Zone
XT0130:3 | JC | 0V | CLIP | --- | 25.A5 | XT0130:2 | GENERATOR VIB^PANEL | 25.A5
XT0180:1 | JC | 0V | CLIP | --- | 26.B1 | XT0180:2 | GENERATOR VIB^PANEL | 26.B1
AF0182:01 | SC | JP3 | VIO | 20 | 35.A7 | AF0182:33 | GENERATOR VIB^PANEL | 35.A7
AF0181:02 | SC | 018102 | WHT | 20 | 30.C7 | KA0182:A1 | GENERATOR VIB^PANEL | 30.C5
AF0181:18 | SC | 018118 | WHT | 20 | 30.C7 | KA0182:A2 | GENERATOR VIB^PANEL | 30.C5
AF0181:COM | SC | 0V | WHT | 14 | 26.B2 | XT0180:2 | GENERATOR VIB^PANEL | 26.B1
AF0181:V+ | SC | FU0181 | WHT | 14 | 26.B2 | FU0181:LD | GENERATOR VIB^PANEL | 26.B1
AF0182:COM | SC | AF0182N | WHT | 20 | 26.B3 | AF0183:COM | GENERATOR VIB^PANEL | 26.A3
AF0182:COM | SC | AU0180N | WHT | 20 | 26.B3 | AU0180:COM | GENERATOR VIB^PANEL | 26.A2
AF0182:V+ | SC | AF0182P | WHT | 20 | 26.B3 | AF0183:V+ | GENERATOR VIB^PANEL | 26.A3
AF0182:V+ | SC | AU0180P | WHT | 20 | 26.B3 | AU0180:V+ | GENERATOR VIB^PANEL | 26.A2
AF0183:COM | SC | AF0183N | WHT | 20 | 26.A3 | AF0184:COM | GENERATOR VIB^PANEL | 26.B4
AF0183:V+ | SC | AF0183P | WHT | 20 | 26.A3 | AF0184:V+ | GENERATOR VIB^PANEL | 26.B4
AF0184:COM | SC | AF0184N | WHT | 20 | 26.B4 | AF0185:COM | GENERATOR VIB^PANEL | 26.B5
AF0184:SH | SC | IEG01305 | GRN | 14 | 26.B4 | IEG0130:5 | GENERATOR VIB^PANEL | 26.B5
AF0184:SH | SC | AU0180G | GRN | 14 | 26.B4 | AU0180:GND | GENERATOR VIB^PANEL | 26.A2
AF0184:V+ | SC | AF0184P | WHT | 20 | 26.B4 | AF0185:V+ | GENERATOR VIB^PANEL | 26.B5
AU0180:COM | SC | 0V | WHT | 14 | 26.A2 | XT0180:1 | GENERATOR VIB^PANEL | 26.B1
AU0180:V+ | SC | FU0180 | WHT | 14 | 26.A2 | FU0180:LD | GENERATOR VIB^PANEL | 26.B1
FU0180:LI | SC | FU0332 | WHT | 14 | 26.B1 | FU0181:LI | GENERATOR VIB^PANEL | 26.B1
FU0180:LI | SC | FU0332 | WHT | 14 | 26.B1 | XT0130:1 | GENERATOR VIB^PANEL | 25.A5
GR0180: | SC | IEG01308 | GRN | 14 | 4.C4 | IEG0130:8 | GENERATOR VIB^PANEL | 4.C3
GR0181: | SC | GR0181 | GRN/YEL | 14 | 4.C4 | FRAME | GENERATOR VIB^PANEL | 4.C3
XT0130:3 | SC | 0V | WHT | 14 | 25.A5 | XT0180:1 | GENERATOR VIB^PANEL | 26.B1
AU0180:L2 | WC0018 | AU0180L2 | ENET | CABLE | 2.B5 | AU0200:L1 | ASSEMBLY^CONTROL PANEL | 2.B3
AF0181:00 | SC | 018100 | WHT | 20 | 30.A7 | KA0180:A1 | GENERATOR DECS250^PANEL | 30.A5
AF0181:10 | SC | 018110 | WHT | 20 | 30.A7 | KA0185:A1 | GENERATOR DECS250^PANEL | 30.A5
AF0181:16 | SC | 018116 | WHT | 20 | 30.A7 | KA0180:A2 | GENERATOR DECS250^PANEL | 30.A5
AF0181:26 | SC | 018126 | WHT | 20 | 30.A7 | KA0364:14 | GENERATOR DECS250^PANEL | 30.B6
IEG0130:4 | SC | IEG01304 | GRN | 14 | 25.D4 | AF0123:SH | GENERATOR DECS250^PANEL | 25.D3
IEG0130:7 | SC | AT0140LS(S) | GRN | 14 | 72.C6 | XT0337:18 | GENERATOR DECS250^PANEL | 72.C4
XT0130:1 | SC | FU0332 | WHT | 14 | 25.A5 | FU0120:LI | GENERATOR DECS250^PANEL | 25.D1
XT0130:1 | SC | FU0332 | WHT | 14 | 25.A5 | XT0333:1 | GENERATOR DECS250^PANEL | 24.B3
XT0130:2 | SC | 0V | WHT | 14 | 25.A5 | XT0336:3 | GENERATOR DECS250^PANEL | 24.C4
XT0130:2 | SC | 0V | WHT | 14 | 25.A5 | XT0120:1 | GENERATOR DECS250^PANEL | 25.D1
AU0180:L1 | WC0114 | AT0140P2 | ENET | CABLE | 2.B5 | AT0140:P2 | GENERATOR DECS250^PANEL | 2.B4
IEG0130:0 | SC | IEG0130G | GRN | 8 | 4.C2 | IEG0010:3 | TURBINE PANEL B | 4.C2
SolarTools ver. 24.0.84.24712 (Jul 31, 2025)
Report date: 3/25/2026 10:26 AM

## METER AND SWITCH^PANELS
METER AND SWITCH^PANELS
Project # | J1640
Project Name | TALOS EW1003 PRINCE
Revision | 0.1
Controls DE | D.JOHN
Phone:
Controls ME | A.ABENGOZA
Phone:
From | [5 empty] | To
Device ID | Cable (W) Conductor (SC) Jumper Clip (JC) | Wire No. | Wire ID | Gauge/Size | Page/Zone | Device ID | Location | Page/Zone
HL0701: | SC | 0V | WHT | 16 | 21.C2 | HL0702: | METER AND SWITCH^PANELS | 21.C2
HL0703: | SC | VBUSA | RED | 16 | 22.A5 | PF0700:2 | METER AND SWITCH^PANELS | 22.A4
HL0703: | SC | PF07008 | RED | 16 | 22.A5 | SA0700:12 | METER AND SWITCH^PANELS | 22.A5
HL0704: | SC | VBUSC | RED | 16 | 22.A5 | PF0700:1 | METER AND SWITCH^PANELS | 22.A4
HL0704: | SC | PF07007 | RED | 16 | 22.A5 | SA0700:16 | METER AND SWITCH^PANELS | 22.A5
PA0700:8 | SC | MCTN | BLU | 16 | 22.B2 | SA0740:21 | METER AND SWITCH^PANELS | 22.B3
PA0703:1 | SC | PA07714 | BLU | 16 | 22.A4 | PA0771:4 | METER AND SWITCH^PANELS | 22.C3
PF0701:8 | SC | VGENB | RED | 16 | 22.B6 | SA0770:28 | METER AND SWITCH^PANELS | 22.B6
SA0700:12 | SC | PF07008 | RED | 16 | 22.A5 | PF0700:8 | METER AND SWITCH^PANELS | 22.A4
SA0700:13 | SC | VGENA | RED | 16 | 22.A5 | SA0770:18 | METER AND SWITCH^PANELS | 22.B6
SA0700:16 | SC | PF07007 | RED | 16 | 22.A5 | PF0700:7 | METER AND SWITCH^PANELS | 22.A4
SA0700:17 | SC | VGENC | RED | 16 | 22.A5 | SA0770:24 | METER AND SWITCH^PANELS | 22.B6
SA0700:22 | SC | SA070022 | WHT | 16 | 21.C3 | SA0701:13 | METER AND SWITCH^PANELS | 21.C2
SA0701:12 | SC | FU0333 | WHT | 16 | 21.C2 | SA0701:14 | METER AND SWITCH^PANELS | 21.C2
SA0710:11 | SC | PV07007 | RED | 16 | 22.D5 | PV0700:7 | METER AND SWITCH^PANELS | 22.C5
SA0710:12 | SC | VBUSA | RED | 16 | 22.D5 | SA0710:24 | METER AND SWITCH^PANELS | 22.D5
SA0710:13 | SC | VBUSC | RED | 16 | 22.D5 | SA0710:14 | METER AND SWITCH^PANELS | 22.D5
SA0710:16 | SC | VGENA | RED | 16 | 22.D5 | SA0710:28 | METER AND SWITCH^PANELS | 22.D5
SA0710:17 | SC | VGENC | RED | 16 | 22.D5 | SA0710:18 | METER AND SWITCH^PANELS | 22.D5
SA0710:21 | SC | PV07008 | RED | 16 | 22.C5 | PV0700:8 | METER AND SWITCH^PANELS | 22.C5
SA0710:22 | SC | VBUSB | RED | 16 | 22.C5 | SA0710:23 | METER AND SWITCH^PANELS | 22.D5
SA0710:26 | SC | VGENB | RED | 16 | 22.C5 | SA0710:27 | METER AND SWITCH^PANELS | 22.D5
SA0710:28 | SC | VGENA | RED | 16 | 22.D5 | SA0770:18 | METER AND SWITCH^PANELS | 22.B6
SA0740:11 | SC | PA07007 | BLU | 16 | 22.B3 | PA0700:7 | METER AND SWITCH^PANELS | 22.B2
SA0740:12 | SC | PA07033 | BLU | 16 | 22.C3 | PA0703:3 | METER AND SWITCH^PANELS | 22.A4
SA0740:12 | SC | PA07033 | BLU | 16 | 22.C3 | SA0740:22 | METER AND SWITCH^PANELS | 22.B3
SA0740:13 | SC | SA074013 | BLU | 16 | 22.B3 | SA0740:23 | METER AND SWITCH^PANELS | 22.B3
SA0740:14 | SC | PA07037 | BLU | 16 | 22.B3 | SA0740:24 | METER AND SWITCH^PANELS | 22.B3
SA0740:24 | SC | PA07037 | BLU | 16 | 22.B3 | PA0703:7 | METER AND SWITCH^PANELS | 22.A4
SA0770:11 | SC | PA07036 | RED | 16 | 22.B6 | SA0770:12 | METER AND SWITCH^PANELS | 22.B5
SA0770:12 | SC | PA07036 | RED | 16 | 22.B5 | PA0703:6 | METER AND SWITCH^PANELS | 22.A4
SA0770:14 | SC | VGENB | RED | 16 | 22.B6 | SA0770:28 | METER AND SWITCH^PANELS | 22.B6
SA0770:15 | SC | PA07038 | RED | 16 | 22.B6 | SA0770:16 | METER AND SWITCH^PANELS | 22.B5
SA0770:16 | SC | PA07038 | RED | 16 | 22.B5 | PA0703:8 | METER AND SWITCH^PANELS | 22.A4
SA0770:21 | SC | PA07034 | RED | 16 | 22.B6 | SA0770:22 | METER AND SWITCH^PANELS | 22.B5
SA0770:22 | SC | PA07034 | RED | 16 | 22.B5 | PA0703:4 | METER AND SWITCH^PANELS | 22.A4
SA0770:25 | SC | PA07032 | RED | 16 | 22.B6 | SA0770:26 | METER AND SWITCH^PANELS | 22.B5
SA0770:26 | SC | PA07032 | RED | 16 | 22.B5 | PA0703:2 | METER AND SWITCH^PANELS | 22.A4
SA0710:16 | SC | VGENA | RED | 16 | 22.D5 | TM0102:1 | CONSOLE DOOR^PANEL | 22.B5
SA0710:17 | SC | VGENC | RED | 16 | 22.D5 | TM0102:3 | CONSOLE DOOR^PANEL | 22.B5
SA0710:26 | SC | VGENB | RED | 16 | 22.C5 | TM0102:2 | CONSOLE DOOR^PANEL | 22.B5
SA0770:13 | SC | TM01024 | RED | 16 | 22.B5 | TM0102:4 | CONSOLE DOOR^PANEL | 22.B5
SA0770:17 | SC | TM01025 | RED | 16 | 22.B5 | TM0102:5 | CONSOLE DOOR^PANEL | 22.B5
SA0770:23 | SC | TM01027 | RED | 16 | 22.B5 | TM0102:7 | CONSOLE DOOR^PANEL | 22.B5
SA0770:27 | SC | TM01026 | RED | 16 | 22.B5 | TM0102:6 | CONSOLE DOOR^PANEL | 22.B5
HL0701: | SC | KA9602NC | WHT | 16 | 21.C2 | XT0343:3 | GENERATOR DECS250^PANEL | 21.C5
HL0702: | SC | KA0330A1 | WHT | 16 | 21.C2 | XT0343:4 | GENERATOR DECS250^PANEL | 21.C5
HL0702: | SC | 0V | WHT | 16 | 21.C2 | XT0336:3 | GENERATOR DECS250^PANEL | 24.C4
HL0703: | SC | VBUSA | RED | 16 | 22.A5 | XT0341:2 | GENERATOR DECS250^PANEL | 22.D2
HL0704: | SC | VBUSC | RED | 16 | 22.A5 | XT0341:3 | GENERATOR DECS250^PANEL | 22.D2
PA0703:5 | SC | PA07035 | BLU | 16 | 22.A4 | XT0342:1 | GENERATOR DECS250^PANEL | 22.A2
PA0771:6 | SC | PA07716 | BLU | 16 | 22.C3 | XT0342:4 | GENERATOR DECS250^PANEL | 22.C2
PA0771:7 | SC | VGENB | RED | 16 | 22.C3 | XT0341:4 | GENERATOR DECS250^PANEL | 22.D2
PA0771:8 | SC | VGENC | RED | 16 | 22.C3 | XT0341:6 | GENERATOR DECS250^PANEL | 22.D2
PF0701:7 | SC | PF07017 | RED | 16 | 22.B6 | KA0180:14 | GENERATOR DECS250^PANEL | 22.B6
SA0700:13 | SC | VGENA | RED | 16 | 22.A5 | XT0341:7 | GENERATOR DECS250^PANEL | 22.D2
SA0700:17 | SC | VGENC | RED | 16 | 22.A5 | XT0341:6 | GENERATOR DECS250^PANEL | 22.D2
SA0700:23 | SC | KA018511 | WHT | 16 | 21.C3 | XT0343:1 | GENERATOR DECS250^PANEL | 21.C5
SA0701:14 | SC | FU0333 | WHT | 16 | 21.C2 | XT0335:1 | GENERATOR DECS250^PANEL | 24.B4
SA0701:15 | SC | KA0333A1 | WHT | 16 | 21.C2 | XT0343:2 | GENERATOR DECS250^PANEL | 21.C5
SA0710:12 | SC | VBUSA | RED | 16 | 22.D5 | XT0341:2 | GENERATOR DECS250^PANEL | 22.D2
SA0710:14 | SC | VBUSC | RED | 16 | 22.D5 | XT0341:3 | GENERATOR DECS250^PANEL | 22.D2
SA0710:18 | SC | VGENC | RED | 16 | 22.D5 | XT0341:6 | GENERATOR DECS250^PANEL | 22.D2
SA0710:23 | SC | VBUSB | RED | 16 | 22.D5 | XT0341:1 | GENERATOR DECS250^PANEL | 22.D2
SA0710:27 | SC | VGENB | RED | 16 | 22.D5 | XT0341:5 | GENERATOR DECS250^PANEL | 22.D2
SA0740:13 | SC | SA074013 | BLU | 16 | 22.B3 | XT0342:3 | GENERATOR DECS250^PANEL | 22.B3
SA0740:21 | SC | MCTN | BLU | 16 | 22.B3 | XT0342:2 | GENERATOR DECS250^PANEL | 22.B2
SA0770:14 | SC | VGENB | RED | 16 | 22.B6 | XT0341:4 | GENERATOR DECS250^PANEL | 22.D2
SA0770:24 | SC | VGENC | RED | 16 | 22.B6 | KA0180:11 | GENERATOR DECS250^PANEL | 22.B6
PA0701:7 | WC8064 | PA07017 | RED | 20 | 21.A1 | RS0106:1 | GENERATOR DECS250^PANEL | 21.A4
PA0701:8 | WC8064 | PA07018 | BLK | 20 | 21.A1 | RS0106:3 | GENERATOR DECS250^PANEL | 21.A4
FLOATING | WC8064 | EXCS | SH | 20 | 21.A1 | XT0340:1 | GENERATOR DECS250^PANEL | 21.A4
PV0701:7 | WC8065 | EXC0 | RED | 20 | 21.A1 | XT0340:5 | GENERATOR DECS250^PANEL | 21.A5
PV0701:8 | WC8065 | EXC2 | BLK | 20 | 21.A1 | XT0340:6 | GENERATOR DECS250^PANEL | 21.B5
FLOATING | WC8065 | EXCS | SH | 20 | 21.B1 | XT0340:7 | GENERATOR DECS250^PANEL | 21.B5
SolarTools ver. 24.0.84.24712 (Jul 31, 2025)
Report date: 3/25/2026 10:26 AM

## PLC PANEL
PLC PANEL
Project # | J1640
Project Name | TALOS EW1003 PRINCE
Revision | 0.1
Controls DE | D.JOHN
Phone:
Controls ME | A.ABENGOZA
Phone:
From | [5 empty] | To
Device ID | Cable (W) Conductor (SC) Jumper Clip (JC) | Wire No. | Wire ID | Gauge/Size | Page/Zone | Device ID | Location | Page/Zone
AR0600:IE1 | SC | UV0600G | GRN | 14 | 7.A1 | UV0600:GND | PLC PANEL | 7.B2
AP0602:L2 | WC0001 | AP0602L2 | ENET | CABLE | 2.A2 | AP0603:L1 | PLC PANEL | 2.A3
AP0602:L1 | WC0017 | AT0170L2 | ENET | CABLE | 2.A2 | AT0170:L2 | FIRE SYSTEM^CONTROLLER PANEL | 2.C3
AP0609:L1 | WC0680 | AP0609L1 | ENET | CABLE | 5.A1 | AT0680:LAN1 | PWR,DISTRIBUTION RAIL^LEFT DOOR | 5.A2
UV0600:(-) | SC | 0V | WHT | 14 | 7.B2 | XT0135:1 | TURBINE PANEL A | 16.B4
UV0600:(+) | SC | FU0010 | WHT | 14 | 7.B2 | FU0010:LD | TURBINE PANEL A | 16.A5
AP0603:L2 | WC0003 | AP0603L2 | ENET | CABLE | 2.A3 | AU0090:L1 | TURBINE PANEL A | 2.A4
AR0600:IE2 | SC | IEG02301 | GRN | 12 | 7.A1 | IEG0230:1 | TURBINE PANEL B | 7.B6
SolarTools ver. 24.0.84.24712 (Jul 31, 2025)
Report date: 3/25/2026 10:26 AM

## PWR,DISTRIBUTION RAIL^LEFT DOOR
PWR,DISTRIBUTION RAIL^LEFT DOOR
Project # | J1640
Project Name | TALOS EW1003 PRINCE
Revision | 0.1
Controls DE | D.JOHN
Phone:
Controls ME | A.ABENGOZA
Phone:
From | [5 empty] | To
Device ID | Cable (W) Conductor (SC) Jumper Clip (JC) | Wire No. | Wire ID | Gauge/Size | Page/Zone | Device ID | Location | Page/Zone
XT0561:2 | JC | FU0200LI | CLIP | --- | 11.A2 | XT0561:1 | PWR,DISTRIBUTION RAIL^LEFT DOOR | 11.A2
XT0562:1 | JC | 0V1 | CLIP | --- | 11.B2 | XT0562:2 | PWR,DISTRIBUTION RAIL^LEFT DOOR | 11.B2
XT0562:2 | JC | 0V1 | CLIP | --- | 11.B2 | XT0562:3 | PWR,DISTRIBUTION RAIL^LEFT DOOR | 11.C2
XT0560:2 | SC | JW0 | CLIP | --- | 11.B2 | XT0562:1 | PWR,DISTRIBUTION RAIL^LEFT DOOR | 11.B2
AT0680:NEG | SC | 0V | WHT | 14 | 5.C3 | XT0680:2 | PWR,DISTRIBUTION RAIL^LEFT DOOR | 5.D3
AT0680:POS | SC | AT0680POS | WHT | 14 | 5.C3 | XT0680:1 | PWR,DISTRIBUTION RAIL^LEFT DOOR | 5.D3
FU0190:LI | SC | FU0200LI | WHT | 14 | 11.C3 | FU0273:LI | PWR,DISTRIBUTION RAIL^LEFT DOOR | 11.B3
FU0200:LI | SC | FU0200LI | WHT | 14 | 11.A3 | FU0201:LI | PWR,DISTRIBUTION RAIL^LEFT DOOR | 11.B3
FU0200:LI | SC | FU0200LI | WHT | 14 | 11.A3 | XT0561:1 | PWR,DISTRIBUTION RAIL^LEFT DOOR | 11.A2
FU0201:LI | SC | FU0200LI | WHT | 14 | 11.B3 | FU0273:LI | PWR,DISTRIBUTION RAIL^LEFT DOOR | 11.B3
FU0560:LD | SC | FU0200LI | WHT | 14 | 11.A2 | XT0561:1 | PWR,DISTRIBUTION RAIL^LEFT DOOR | 11.A2
FU0560:LI | SC | FU0136 | WHT | 12 | 11.A2 | XT0560:1 | PWR,DISTRIBUTION RAIL^LEFT DOOR | 11.A2
FU0680:LD | SC | AT0680POS | WHT | 14 | 5.D2 | XT0680:1 | PWR,DISTRIBUTION RAIL^LEFT DOOR | 5.D3
FU0273:LD | SC | FU0273 | WHT | 14 | 11.B3 | ZS0273:1 | ASSEMBLY CONSOLE | 11.B4
XT0562:1 | SC | 0V1 | WHT | 14 | 11.B2 | EL0273:- | ASSEMBLY CONSOLE | 11.B4
FU0200:LD | SC | FU0200 | WHT | 14 | 11.A3 | AU0200:V+ | ASSEMBLY^CONTROL PANEL | 11.A3
FU0201:LD | SC | FU0201 | WHT | 14 | 11.B3 | AF0202:V+ | ASSEMBLY^CONTROL PANEL | 11.A5
XT0200:1 | SC | AU0200G | GRN | 14 | 11.B4 | AU0200:GND | ASSEMBLY^CONTROL PANEL | 11.A3
XT0562:1 | SC | 0V1 | WHT | 14 | 11.B2 | AF0202:COM | ASSEMBLY^CONTROL PANEL | 11.A5
XT0562:1 | SC | 0V1 | WHT | 14 | 11.B2 | AU0200:COM | ASSEMBLY^CONTROL PANEL | 11.A3
XT0562:2 | SC | 0V1 | WHT | 20 | 11.B2 | SH0400:B | ASSEMBLY^CONTROL PANEL | 13.B5
XT0563:1 | SC | ESTOPB | WHT | 20 | 13.D6 | SB0400:11 | ASSEMBLY^CONTROL PANEL | 13.D5
XT0563:2 | SC | ESTOPA | WHT | 20 | 13.D6 | SB0400:12 | ASSEMBLY^CONTROL PANEL | 13.D5
XT0563:3 | SC | KA023612 | WHT | 20 | 13.B6 | XT0564:1 B2 | ASSEMBLY^CONTROL PANEL | 13.B5
XT0563:4 | SC | 0V | WHT | 20 | 13.B6 | HL0410:A | ASSEMBLY^CONTROL PANEL | 13.B5
XT0563:5 | SC | KA0241A1 | WHT | 20 | 13.C6 | SA0401:1 | ASSEMBLY^CONTROL PANEL | 13.C5
XT0563:6 | SC | FU0139 | WHT | 20 | 13.C6 | SA0401:2 | ASSEMBLY^CONTROL PANEL | 13.C5
FU0190:LD | SC | FU0190 | WHT | 14 | 11.C3 | AT0190:POS | CONSOLE DOOR^PANEL | 11.C4
XT0562:2 | SC | 0V1 | WHT | 14 | 11.B2 | AT0190:NEG | CONSOLE DOOR^PANEL | 11.C4
AT0680:LAN2 | WC0190 | AT0680LAN2 | CABLE | Gauge: CABLE | 5.A2 | AT0190:ENET | CONSOLE DOOR^PANEL | 5.A6
AT0680:LAN1 | WC0680 | AP0609L1 | ENET | CABLE | 5.A2 | AP0609:L1 | PLC PANEL | 5.A1
XT0560:1 | SC | FU0136 | WHT | 12 | 11.A2 | XT0138:2 | TURBINE PANEL A | 16.A3
XT0560:2 | SC | 0V | WHT | 14 | 11.B2 | XT0134:2 | TURBINE PANEL A | 16.B3
FU0680:LI | SC | FU0210 | WHT | 14 | 5.D2 | XT0233:3 | TURBINE PANEL B | 16.C4
XT0200:2 | SC | IEG02307 | GRN | 14 | 11.A3 | IEG0230:7 | TURBINE PANEL B | 11.A2
XT0563:1 | SC | ESTOPB | WHT | 20 | 13.D6 | XT0240:2 | TURBINE PANEL B | 18.A3
XT0563:2 | SC | ESTOPA | WHT | 20 | 13.D6 | XT0240:3 | TURBINE PANEL B | 18.A3
XT0563:3 | SC | KA023612 | WHT | 20 | 13.B6 | XT0240:13 | TURBINE PANEL B | 18.D4
XT0563:4 | SC | 0V | WHT |  | 13.B6 | XT0240:9 | TURBINE PANEL B | 18.D3
XT0563:5 | SC | KA0241A1 | WHT |  | 13.C6 | XT0240:6 | TURBINE PANEL B | 18.C3
XT0563:6 | SC | FU0139 | WHT | 20 | 13.C6 | XT0240:11 | TURBINE PANEL B | 18.C4
XT0680:2 | SC | 0V | WHT | 14 | 5.D3 | XT0235:3 | TURBINE PANEL B | 16.D4
SolarTools ver. 24.0.84.24712 (Jul 31, 2025)
Report date: 3/25/2026 10:26 AM

## TURB VIB^PANEL
TURB VIB^PANEL
Project # | J1640
Project Name | TALOS EW1003 PRINCE
Revision | 0.1
Controls DE | D.JOHN
Phone:
Controls ME | A.ABENGOZA
Phone:
From | [5 empty] | To
Device ID | Cable (W) Conductor (SC) Jumper Clip (JC) | Wire No. | Wire ID | Gauge/Size | Page/Zone | Device ID | Location | Page/Zone
AF0410:32 | SC | XT04001 | GRN | 16 | 23.B5 | XT0400:1 | TURB VIB^PANEL | 23.C6
AF0410:53 | SC | 0V | WHT | 16 | 23.B5 | XT0110:2 | TURB VIB^PANEL | 23.A5
AF0410:54 | SC | AF0450N | WHT | 16 | 23.B5 | AF0450:53 | TURB VIB^PANEL | 23.B3
AF0410:55 | SC | FU0113 | WHT | 16 | 23.B5 | FU0113:LD | TURB VIB^PANEL | 23.A4
AF0410:56 | SC | AF0450P | WHT | 16 | 23.B5 | AF0450:55 | TURB VIB^PANEL | 23.B3
AF0450:32 | SC | XT04001 | GRN | 16 | 23.B3 | XT0400:1 | TURB VIB^PANEL | 23.C6
FU0113:LI | SC | FU0136 | WHT | 14 | 23.A4 | XT0110:1 | TURB VIB^PANEL | 23.A5
IEG0110:1 | SC | IEG01101 | GRN | 14 | 23.C6 | XT0400:2 | TURB VIB^PANEL | 23.C6
AF0410:L2 | WC0041 | AF0410L2 | ENET | CABLE | 2.A2 | AF0450:L1 | TURB VIB^PANEL | 2.A5
AF0410:LBUS | WC8041 | AF0450RBUS | BUS | CABLE | 23.B5 | AF0450:RBUS | TURB VIB^PANEL | 23.B3
AF0450:L2 | WC0045 | AF0450L2 | ENET | CABLE | 2.A5 | AU0120:L1 | GENERATOR DECS250^PANEL | 2.B3
XT0110:1 | SC | FU0136 | WHT | 12 | 23.A5 | XT0138:4 | TURBINE PANEL A | 16.B3
XT0110:2 | SC | 0V | WHT | 14 | 23.A5 | XT0134:4 | TURBINE PANEL A | 16.B3
IEG0110:0 | SC | IEG0110G | GRN | 8 | 4.B2 | IEG0010:2 | TURBINE PANEL B | 4.B2
AF0410:L1 | WC0006 | AU0060L2 | ENET | CABLE | 2.A2 | AU0060:L2 | TURBINE PANEL B | 2.A6
SolarTools ver. 24.0.84.24712 (Jul 31, 2025)
Report date: 3/25/2026 10:26 AM

## TURBINE PANEL A
TURBINE PANEL A
Project # | J1640
Project Name | TALOS EW1003 PRINCE
Revision | 0.1
Controls DE | D.JOHN
Phone:
Controls ME | A.ABENGOZA
Phone:
From | [5 empty] | To
Device ID | Cable (W) Conductor (SC) Jumper Clip (JC) | Wire No. | Wire ID | Gauge/Size | Page/Zone | Device ID | Location | Page/Zone
XT0011:1 | JC | 0V | CLIP | --- | 15.C4 | XT0011:2 | TURBINE PANEL A | 15.C4
XT0011:2 | JC | 0V | CLIP | --- | 15.C4 | XT0011:3 | TURBINE PANEL A | 15.C4
XT0011:3 | JC | 0V | CLIP | --- | 15.C4 | XT0011:4 | TURBINE PANEL A | 15.C4
XT0012:2 | JC | 24V | CLIP | --- | 15.B3 | XT0012:1 | TURBINE PANEL A | 15.B3
XT0012:3 | JC | 0V | CLIP | --- | 15.B3 | XT0012:4 | TURBINE PANEL A | 15.B3
XT0080:1 | JC | 0V | CLIP | --- | 8.D1 | XT0080:2 | TURBINE PANEL A | 8.D1
XT0080:2 | JC | 0V | CLIP | --- | 8.D1 | XT0080:3 | TURBINE PANEL A | 8.D1
XT0090:1 | JC | 0V | CLIP | --- | 8.B1 | XT0090:2 | TURBINE PANEL A | 8.B1
XT0134:1 | JC | 0V | CLIP | --- | 16.B3 | XT0134:2 | TURBINE PANEL A | 16.B3
XT0134:2 | JC | 0V | CLIP | --- | 16.B3 | XT0134:3 | TURBINE PANEL A | 16.B3
XT0134:3 | JC | 0V | CLIP | --- | 16.B3 | XT0134:4 | TURBINE PANEL A | 16.B3
XT0135:1 | JC | 0V | CLIP | --- | 16.B4 | XT0135:2 | TURBINE PANEL A | 16.B4
XT0135:2 | JC | 0V | CLIP | --- | 16.B4 | XT0135:3 | TURBINE PANEL A | 16.B4
XT0136:1 | JC | FU0139 | CLIP | --- | 17.A2 | XT0136:2 | TURBINE PANEL A | 17.A2
XT0138:1 | JC | FU0136 | CLIP | --- | 16.A3 | XT0138:2 | TURBINE PANEL A | 16.A3
XT0138:2 | JC | FU0136 | CLIP | --- | 16.A3 | XT0138:3 | TURBINE PANEL A | 16.A3
XT0138:3 | JC | FU0136 | CLIP | --- | 16.A3 | XT0138:4 | TURBINE PANEL A | 16.B3
XT0139:1 | JC | FU0137 | CLIP | --- | 16.A4 | XT0139:2 | TURBINE PANEL A | 16.A4
XT0139:2 | JC | FU0137 | CLIP | --- | 16.A4 | XT0139:3 | TURBINE PANEL A | 16.B4
AF0081:03 | SC | 008103 | WHT | 20 | 19.C7 | KA0130:14 | TURBINE PANEL A | 19.D6
AF0081:35 | SC | 008135 | WHT | 20 | 19.C7 | KA0130:A1 | TURBINE PANEL A | 19.C5
AF0081:07 | SC | JP2 | VIO | 20 | 35.D7 | AF0081:39 | TURBINE PANEL A | 35.D7
AF0081:COM | SC | AU0080N | WHT | 20 | 8.C2 | AU0080:COM | TURBINE PANEL A | 8.C2
AF0081:V+ | SC | AU0080P | WHT | 20 | 8.C2 | AU0080:V+ | TURBINE PANEL A | 8.C2
AF0082:COM | SC | 0V | WHT | 14 | 8.D3 | XT0080:2 | TURBINE PANEL A | 8.D1
AF0082:COM | SC | AF0082N | WHT | 20 | 8.D3 | AF0083:COM | TURBINE PANEL A | 8.D3
AF0082:V+ | SC | FU0081 | WHT | 14 | 8.D3 | FU0081:LD | TURBINE PANEL A | 8.D1
AF0082:V+ | SC | AF0082P | WHT | 20 | 8.D3 | AF0083:V+ | TURBINE PANEL A | 8.D3
AF0083:COM | SC | AF0083N | WHT | 20 | 8.D3 | AF0084:COM | TURBINE PANEL A | 8.D4
AF0083:SH | SC | AF0083G | GRN | 14 | 8.D3 | AF0084:SH | TURBINE PANEL A | 8.D4
AF0083:SH | SC | AU0080G | GRN | 14 | 8.D3 | AU0080:GND | TURBINE PANEL A | 8.C2
AF0083:V+ | SC | AF0083P | WHT | 20 | 8.D3 | AF0084:V+ | TURBINE PANEL A | 8.D4
AF0084:COM | SC | AF0084N | WHT | 20 | 8.D4 | AF0085:COM | TURBINE PANEL A | 8.D5
AF0084:SH | SC | AF0084G | GRN | 14 | 8.D4 | AF0085:SH | TURBINE PANEL A | 8.D5
AF0084:V+ | SC | AF0084P | WHT | 20 | 8.D4 | AF0085:V+ | TURBINE PANEL A | 8.D5
AF0085:COM | SC | AF0085N | WHT | 20 | 8.D5 | AF0086:COM | TURBINE PANEL A | 8.D5
AF0085:SH | SC | AF0085G | GRN | 14 | 8.D5 | AF0086:SH | TURBINE PANEL A | 8.D5
AF0085:V+ | SC | AF0085P | WHT | 20 | 8.D5 | AF0086:V+ | TURBINE PANEL A | 8.D5
AF0086:COM | SC | AF0086N | WHT | 20 | 8.D5 | AF0087:COM | TURBINE PANEL A | 8.D6
AF0086:V+ | SC | AF0086P | WHT | 20 | 8.D5 | AF0087:V+ | TURBINE PANEL A | 8.D6
AF0087:11 | SC | KA013624 | WHT | 20 | 17.B4 | KA0136:24 | TURBINE PANEL A | 17.B3
AF0087:43 | SC | KA013621 | WHT | 20 | 17.B4 | KA0136:21 | TURBINE PANEL A | 17.B3
AF0091:07 | SC | KA014114 | WHT | 20 | 17.C2 | KA0141:14 | TURBINE PANEL A | 17.C2
AF0091:39 | SC | KA014111 | WHT | 20 | 17.C2 | KA0141:11 | TURBINE PANEL A | 17.C2
AF0091:COM | SC | AF0091N | WHT | 20 | 8.B2 | AF0094:COM | TURBINE PANEL A | 8.B4
AF0091:COM | SC | AU0090N | WHT | 20 | 8.B2 | AU0090:COM | TURBINE PANEL A | 8.A2
AF0091:V+ | SC | AF0091P | WHT | 20 | 8.B2 | AF0094:V+ | TURBINE PANEL A | 8.B4
AF0091:V+ | SC | AU0090P | WHT | 20 | 8.B2 | AU0090:V+ | TURBINE PANEL A | 8.A2
AF0092:02 | SC | KA0133A1 | WHT | 20 | 60.B7 | KA0133:A1 | TURBINE PANEL A | 17.C6
AF0092:04 | SC | 009204 | WHT | 20 | 37.A6 | KA2160:A1 | TURBINE PANEL A | 37.A5
AF0092:06 | SC | KA013114 | WHT | 20 | 60.A7 | KA0131:14 | TURBINE PANEL A | 17.D4
AF0092:07 | SC | 009207 | WHT | 20 | 37.A6 | KA2161:A1 | TURBINE PANEL A | 37.B5
AF0092:08 | SC | 009208 | WHT | 20 | 65.A7 | KA3103:A1 | TURBINE PANEL A | 65.A5
AF0092:20 | SC | 009220 | WHT | 20 | 37.A6 | KA2160:A2 | TURBINE PANEL A | 37.A5
AF0092:23 | SC | 009223 | WHT | 20 | 37.A6 | KA2161:A2 | TURBINE PANEL A | 37.B5
AF0092:24 | SC | 009224 | WHT | 20 | 65.A7 | KA3103:A2 | TURBINE PANEL A | 65.A5
AF0092:COM | SC | 0V | WHT | 14 | 8.B3 | XT0090:2 | TURBINE PANEL A | 8.B1
AF0092:V+ | SC | FU0091 | WHT | 14 | 8.B3 | FU0091:LD | TURBINE PANEL A | 8.B1
AF0093:01 | SC | KA32201 | WHT | 20 | 63.A7 | KA3220:A1 | TURBINE PANEL A | 63.B5
AF0093:02 | SC | KA32211 | WHT | 20 | 63.D7 | KA3221:A1 | TURBINE PANEL A | 63.D5
AF0093:12 | SC | 009312 | WHT | 20 | 34.B7 | PC0470:INP_A | TURBINE PANEL A | 34.B5
AF0093:17 | SC | KA32202 | WHT | 20 | 63.A7 | KA3220:A2 | TURBINE PANEL A | 63.B5
AF0093:18 | SC | KA32212 | WHT | 20 | 63.D7 | KA3221:A2 | TURBINE PANEL A | 63.D5
AF0093:20 | SC | 009320 | WHT | 20 | 83.A7 | KA6211:A2 | TURBINE PANEL A | 83.A6
AF0093:28 | SC | 009328 | WHT | 20 | 34.B7 | PC0470:-PWR | TURBINE PANEL A | 34.B5
AF0093:44 | SC | 009344 | WHT | 20 | 34.B7 | PC0470:+PWR | TURBINE PANEL A | 34.B5
AF0093:COM | SC | 0V | WHT | 14 | 8.B3 | XT0090:2 | TURBINE PANEL A | 8.B1
AF0093:V+ | SC | FU0092 | WHT | 14 | 8.B3 | FU0092:LD | TURBINE PANEL A | 8.B1
AF0094:00 | SC | 009400 | WHT | 20 | 15.A7 | XT0085:2 | TURBINE PANEL A | 15.A6
AF0094:01 | SC | 0V | WHT | 20 | 15.A7 | XT0085:3 | TURBINE PANEL A | 15.B6
AF0094:SH | SC | AU0090G | GRN | 14 | 8.B4 | AU0090:GND | TURBINE PANEL A | 8.A2
AF0095:02 | SC | 009502 | WHT | 20 | 48.A7 | KA0221:14 | TURBINE PANEL A | 48.A6
AF0095:10 | SC | KA0134A1 | WHT | 20 | 62.D7 | KA0134:A1 | TURBINE PANEL A | 17.C6
AF0095:COM | SC | 0V | WHT | 14 | 8.B5 | XT0090:2 | TURBINE PANEL A | 8.B1
AF0095:V+ | SC | FU0093 | WHT | 14 | 8.B5 | FU0093:LD | TURBINE PANEL A | 8.B1
AU0080:COM | SC | 0V | WHT | 14 | 8.C2 | XT0080:1 | TURBINE PANEL A | 8.D1
AU0080:V+ | SC | FU0080 | WHT | 14 | 8.C2 | FU0080:LD | TURBINE PANEL A | 8.D1
AU0090:COM | SC | 0V | WHT | 14 | 8.A2 | XT0090:1 | TURBINE PANEL A | 8.B1
AU0090:V+ | SC | FU0090 | WHT | 14 | 8.A2 | FU0090:LD | TURBINE PANEL A | 8.B1
F0200:GND | SC | PEG01301 | GRN/YEL | 12 | 15.B2 | PEG0130:1 | TURBINE PANEL A | 15.B3
F0200:LD - | SC | 0V | WHT | 10 | 15.B2 | XT0012:3 | TURBINE PANEL A | 15.B3
F0200:LD + | SC | 24V | WHT | 10 | 15.B2 | XT0012:1 | TURBINE PANEL A | 15.B3
F0200:LI - | SC | 521NEG | WHT | 10 | 15.B2 | XT0013:2 | TURBINE PANEL A | 15.B2
F0200:LI + | SC | FU0011LD | WHT | 10 | 15.B2 | FU0011:LD | TURBINE PANEL A | 15.B2
FU0010:LI | SC | FU0137 | WHT | 14 | 16.A5 | XT0139:1 | TURBINE PANEL A | 16.A4
FU0011:LI | SC | 521POS | WHT | 10 | 15.B2 | XT0013:1 | TURBINE PANEL A | 15.B2
FU0012:LI | SC | 24V | WHT | 12 | 15.B4 | FU0013:LI | TURBINE PANEL A | 15.B4
FU0012:LI | SC | 24V | WHT | 12 | 15.B4 | XT0012:2 | TURBINE PANEL A | 15.B3
FU0013:LI | SC | 24V | WHT | 12 | 15.B4 | FU0014:LI | TURBINE PANEL A | 15.C4
FU0014:LI | SC | 24V | WHT | 12 | 15.C4 | FU0015:LI | TURBINE PANEL A | 15.C4
FU0015:LI | SC | 24V | WHT | 12 | 15.C4 | FU0016:LI | TURBINE PANEL A | 15.C4
FU0080:LI | SC | FU0137 | WHT | 14 | 8.D1 | FU0081:LI | TURBINE PANEL A | 8.D1
FU0080:LI | SC | FU0137 | WHT | 14 | 8.D1 | XT0139:2 | TURBINE PANEL A | 16.A4
FU0081:LI | SC | FU0137 | WHT | 14 | 8.D1 | FU0082:LI | TURBINE PANEL A | 8.D1
FU0090:LI | SC | FU0137 | WHT | 14 | 8.B1 | XT0139:2 | TURBINE PANEL A | 16.A4
FU0090:LI | SC | FU0137 | WHT | 14 | 8.B1 | FU0091:LI | TURBINE PANEL A | 8.B1
FU0091:LI | SC | FU0137 | WHT | 14 | 8.B1 | FU0092:LI | TURBINE PANEL A | 8.B1
FU0092:LI | SC | FU0137 | WHT | 14 | 8.B1 | FU0093:LI | TURBINE PANEL A | 8.B1
FU0136:LD | SC | FU0136 | WHT | 10 | 16.A3 | XT0138:1 | TURBINE PANEL A | 16.A3
FU0136:LI | SC | 24V | WHT | 10 | 16.A3 | XT0012:1 | TURBINE PANEL A | 15.B3
FU0137:LD | SC | FU0137 | WHT | 12 | 16.A4 | XT0139:1 | TURBINE PANEL A | 16.A4
FU0137:LI | SC | FU0136 | WHT | 12 | 16.A4 | XT0138:1 | TURBINE PANEL A | 16.A3
FU0139:LD | SC | FU0139 | WHT | 14 | 16.A5 | XT0136:1 | TURBINE PANEL A | 17.A2
FU0139:LI | SC | FU0137 | WHT | 14 | 16.A5 | XT0139:1 | TURBINE PANEL A | 16.A4
GR0131: | SC | GR0131 | GRN/YEL | 14 | 4.A4 | FRAME | TURBINE PANEL A | 4.A3
GR0132: | SC | GR0132 | GRN/YEL | 14 | 4.A4 | FRAME | TURBINE PANEL A | 4.A3
KA0130:A1 | SC | 008135 | WHT | 20 | 19.C5 | KA0130:11 | TURBINE PANEL A | 19.D6
KA0131:11 | SC | KA0135A1 | WHT | 20 | 17.D4 | KA0135:A1 | TURBINE PANEL A | 17.D6
KA0131:12 | SC | KA013112 | WHT | 20 | 17.D4 | KA0137:24 | TURBINE PANEL A | 17.D3
KA0131:A1 | SC | KA0231A1 | WHT | 20 | 17.B6 | KA0132:A1 | TURBINE PANEL A | 17.B6
KA0131:A1 | SC | KA0231A1 | WHT | 20 | 17.B6 | XT0136:10 | TURBINE PANEL A | 17.B5
KA0131:A2 | SC | 0V | WHT | 20 | 17.B6 | KA0132:A2 | TURBINE PANEL A | 17.B6
KA0131:A2 | SC | 0V | WHT | 20 | 17.B6 | KT0145:A2 | TURBINE PANEL A | 17.B6
KA0132:11 | SC | FU0139 | WHT | 20 | 17.A3 | KA0133:11 | TURBINE PANEL A | 17.A3
KA0132:11 | SC | FU0139 | WHT | 20 | 17.A3 | KT0145:15 | TURBINE PANEL A | 17.D2
KA0132:12 | SC | KT0141A1 | WHT | 20 | 17.A3 | KT0142:A1 | TURBINE PANEL A | 17.A6
KA0132:12 | SC | KT0141A1 | WHT | 20 | 17.A3 | KA0133:12 | TURBINE PANEL A | 17.A3
KA0132:21 | SC | KA0138A1 | WHT | 20 | 17.D4 | KA0138:A1 | TURBINE PANEL A | 17.D6
KA0132:22 | SC | KA013222 | WHT | 20 | 17.D4 | KA0137:14 | TURBINE PANEL A | 17.D3
KA0132:22 | SC | KA013222 | WHT | 20 | 17.D4 | KT0141:18 | TURBINE PANEL A | 17.D2
KA0132:24 | SC | KA013224 | WHT | 20 | 17.D4 | KA0134:14 | TURBINE PANEL A | 17.D3
KA0132:A1 | SC | KA0231A1 | WHT | 20 | 17.B6 | KA0141:A1 | TURBINE PANEL A | 17.C6
KA0132:A2 | SC | 0V | WHT | 20 | 17.B6 | KA0141:A2 | TURBINE PANEL A | 17.C6
KA0133:11 | SC | FU0139 | WHT | 20 | 17.A3 | KA0134:11 | TURBINE PANEL A | 17.D3
KA0133:A2 | SC | 0V | WHT | 20 | 17.C6 | KA0134:A2 | TURBINE PANEL A | 17.C6
KA0133:A2 | SC | 0V | WHT | 20 | 17.C6 | KA0141:A2 | TURBINE PANEL A | 17.C6
KA0134:11 | SC | FU0139 | WHT | 20 | 17.D3 | KA0136:11 | TURBINE PANEL A | 17.B4
KA0134:A1 | SC | KA0134A1 | WHT | 20 | 17.C6 | AF0091:12 | TURBINE PANEL A | 62.C7
KA0134:A2 | SC | 0V | WHT | 20 | 17.C6 | KA0144:A2 | TURBINE PANEL A | 17.C6
KA0135:A1 | SC | KA0135A1 | WHT | 20 | 17.D6 | KA0144:A1 | TURBINE PANEL A | 17.C6
KA0135:A2 | SC | 0V | WHT | 20 | 17.D6 | KA0136:A2 | TURBINE PANEL A | 17.D6
KA0135:A2 | SC | 0V | WHT | 20 | 17.D6 | KA0144:A2 | TURBINE PANEL A | 17.C6
KA0136:11 | SC | FU0139 | WHT | 20 | 17.B4 | KA0137:21 | TURBINE PANEL A | 17.D3
KA0136:A1 | SC | PS32002 | WHT | 20 | 17.D6 | XT0136:5 | TURBINE PANEL A | 59.D5
KA0136:A2 | SC | 0V | WHT | 20 | 17.D6 | KA0137:A2 | TURBINE PANEL A | 17.D6
KA0137:11 | SC | FU0139 | WHT | 20 | 17.D3 | KA0137:21 | TURBINE PANEL A | 17.D3
KA0137:24 | SC | KA013112 | WHT | 20 | 17.D3 | AF0087:09 | TURBINE PANEL A | 17.C4
KA0137:A1 | SC | KA0137A1 | WHT | 20 | 17.D6 | KT0142:18 | TURBINE PANEL A | 17.D2
KA0137:A2 | SC | 0V | WHT | 20 | 17.D6 | KA0138:A2 | TURBINE PANEL A | 17.D6
KA0138:21 | SC | KA013821 | WHT | 20 | 17.B5 | KA0136:14 | TURBINE PANEL A | 17.B4
KA0138:21 | SC | KM3170EP | WHT | 20 | 62.C5 | XT0136:13 | TURBINE PANEL A | 62.C5
KA0138:22 | SC | FU0139 | WHT | 20 | 62.C5 | XT0136:11 | TURBINE PANEL A | 62.C6
KA0138:24 | SC | KT0144B1 | WHT | 20 | 17.B5 | KT0144:B1 | TURBINE PANEL A | 17.B6
KA0141:21 | SC | KT0146A1 | WHT | 20 | 17.B2 | KT0146:A1 | TURBINE PANEL A | 17.B2
KA0141:24 | SC | FU0139 | WHT | 20 | 17.B2 | XT0136:2 | TURBINE PANEL A | 17.A2
KT0140:15 | SC | FU0139 | WHT | 20 | 17.D1 | KT0142:15 | TURBINE PANEL A | 17.D2
KT0140:15 | SC | FU0139 | WHT | 20 | 17.A2 | XT0136:2 | TURBINE PANEL A | 17.A2
KT0140:16 | SC | KT014115 | WHT | 20 | 17.D1 | KT0141:15 | TURBINE PANEL A | 17.D2
KT0140:18 | SC | KT0143A1 | WHT | 20 | 17.A2 | KT0143:A1 | TURBINE PANEL A | 17.A6
KT0140:A1 | SC | KT0140A1 | WHT | 20 | 17.A6 | KT0143:16 | TURBINE PANEL A | 17.A5
KT0140:A2 | SC | 0V | WHT | 20 | 17.A6 | KT0141:A2 | TURBINE PANEL A | 17.A6
KT0140:A2 | SC | 0V | WHT | 20 | 17.A6 | XT0136:3 | TURBINE PANEL A | 17.A2
KT0141:18 | SC | KA013222 | WHT | 20 | 17.D2 | KT0144:18 | TURBINE PANEL A | 17.D2
KT0141:A1 | SC | KT0141A1 | WHT | 20 | 17.A6 | KT0143:15 | TURBINE PANEL A | 17.A5
KT0141:A1 | SC | KT0141A1 | WHT | 20 | 17.A6 | KT0142:A1 | TURBINE PANEL A | 17.A6
KT0141:A2 | SC | 0V | WHT | 20 | 17.A6 | KT0142:A2 | TURBINE PANEL A | 17.A6
KT0142:15 | SC | FU0139 | WHT | 20 | 17.D2 | KT0144:A1 | TURBINE PANEL A | 17.B6
KT0142:18 | SC | KA0137A1 | WHT | 20 | 17.D2 | KT0145:18 | TURBINE PANEL A | 17.D2
KT0142:A2 | SC | 0V | WHT | 20 | 17.A6 | KT0143:A2 | TURBINE PANEL A | 17.A6
KT0143:A2 | SC | 0V | WHT | 20 | 17.A6 | KT0144:A2 | TURBINE PANEL A | 17.B6
KT0144:15 | SC | FU0139 | WHT | 20 | 17.D2 | KT0145:15 | TURBINE PANEL A | 17.D2
KT0144:15 | SC | FU0139 | WHT | 20 | 17.D2 | KT0144:A1 | TURBINE PANEL A | 17.B6
KT0144:A2 | SC | 0V | WHT | 20 | 17.B6 | KT0145:A2 | TURBINE PANEL A | 17.B6
PC0470:INP_A | SC | 009312 | WHT | 20 | 34.B5 | PC0470:INP_B | TURBINE PANEL A | 34.B5
PEG0130:3 | SC | 0V | GRN/YEL | 12 | 16.B4 | XT0135:3 | TURBINE PANEL A | 16.B4
RR0851: -3.01K OHM | SC | FU0137 | LEAD | --- | 15.A6 | XT0085:1 | TURBINE PANEL A | 15.A6
RR0851: -3.01K OHM | SC | 009400 | LEAD | --- | 15.A6 | XT0085:2 | TURBINE PANEL A | 15.A6
RR0852: -1.0K OHM | SC | 0V | LEAD | --- | 15.B6 | XT0085:3 | TURBINE PANEL A | 15.B6
RR0852: -1.0K OHM | SC | 009400 | LEAD | --- | 15.B6 | XT0085:2 | TURBINE PANEL A | 15.A6
XT0012:3 | SC | 0V | WHT | 10 | 15.B3 | XT0134:1 | TURBINE PANEL A | 16.B3
XT0012:4 | SC | 0V | WHT | 10 | 15.B3 | XT0011:1 | TURBINE PANEL A | 15.C4
XT0085:1 | SC | FU0137 | WHT | 12 | 15.A6 | XT0139:3 | TURBINE PANEL A | 16.B4
XT0085:3 | SC | 0V | WHT | 14 | 15.B6 | XT0135:3 | TURBINE PANEL A | 16.B4
XT0090:1 | SC | 0V | WHT | 14 | 8.B1 | XT0135:2 | TURBINE PANEL A | 16.B4
XT0135:1 | SC | 0V | WHT | 12 | 16.B4 | XT0134:1 | TURBINE PANEL A | 16.B3
XT0135:1 | SC | 0V | WHT | 14 | 16.B4 | XT0136:3 | TURBINE PANEL A | 17.A2
XT0135:2 | SC | 0V | WHT | 14 | 16.B4 | XT0080:1 | TURBINE PANEL A | 8.D1
XT0136:1 | SC | FU0139 | WHT | 20 | 17.A2 | XT0136:4 | TURBINE PANEL A | 59.D5
XT0136:11 | SC | FU0139 | WHT | 20 | 62.C6 | XT0136:1 | TURBINE PANEL A | 17.A2
XT0136:12 | SC | 0V | WHT | 20 | 62.C6 | XT0136:3 | TURBINE PANEL A | 17.A2
AU0080:L1 | WC0009 | AU0090L2 | ENET | CABLE | 2.A4 | AU0090:L2 | TURBINE PANEL A | 2.A4
AF0081:05 | SC | TCP18B2 | WHT | 20 | 13.D6 | SB0400:22 | ASSEMBLY^CONTROL PANEL | 13.D5
AF0081:37 | SC | TCP18B1 | WHT | 20 | 13.D6 | SB0400:21 | ASSEMBLY^CONTROL PANEL | 13.D5
AF0093:04 | SC | 009304 | WHT | 20 | 83.A7 | XT0171:2 | FIRE SYSTEM^CONTROLLER PANEL | 83.A6
AF0093:36 | SC | 009336 | WHT | 20 | 83.A7 | KA0176:14 | FIRE SYSTEM^CONTROLLER PANEL | 83.A6
KA0144:22 | SC | KA014422 | WHT | 20 | 83.A6 | KA0176:A1 | FIRE SYSTEM^CONTROLLER PANEL | 83.B5
AF0092:12 | SC | 009212 | WHT | 20 | 10.C3 | KA0875:A1 | FIRE SYSTEM^PANEL | 10.C2
AF0092:28 | SC | 009228 | WHT | 20 | 10.C3 | KA0875:A2 | FIRE SYSTEM^PANEL | 10.C2
XT0134:2 | SC | 0V | WHT | 12 | 16.B3 | XT0170:3 | FIRE SYSTEM^PANEL | 10.A2
XT0138:2 | SC | FU0136 | WHT | 12 | 16.A3 | FU0170:LI | FIRE SYSTEM^PANEL | 10.A2
PEG0130:5 | SC | PEG0140G | GRN/YEL | 8 | 4.B2 | PEG0140:0 | GENERATOR DECS250^PANEL | 4.B2
XT0134:3 | SC | 0V | WHT | 12 | 16.B3 | XT0334:1 | GENERATOR DECS250^PANEL | 24.C2
XT0136:10 | SC | KA0231A1 | WHT | 14 | 17.B5 | XT0334:2 | GENERATOR DECS250^PANEL | 24.C2
XT0138:3 | SC | FU0136 | WHT | 12 | 16.A3 | XT0332:1 | GENERATOR DECS250^PANEL | 24.B2
FU0010:LD | SC | FU0010 | WHT | 14 | 16.A5 | UV0600:(+) | PLC PANEL | 7.B2
XT0135:1 | SC | 0V | WHT | 14 | 16.B4 | UV0600:(-) | PLC PANEL | 7.B2
AU0090:L1 | WC0003 | AP0603L2 | ENET | CABLE | 2.A4 | AP0603:L2 | PLC PANEL | 2.A3
XT0134:2 | SC | 0V | WHT | 14 | 16.B3 | XT0560:2 | PWR,DISTRIBUTION RAIL^LEFT DOOR | 11.B2
XT0138:2 | SC | FU0136 | WHT | 12 | 16.A3 | XT0560:1 | PWR,DISTRIBUTION RAIL^LEFT DOOR | 11.A2
XT0134:4 | SC | 0V | WHT | 14 | 16.B3 | XT0110:2 | TURB VIB^PANEL | 23.A5
XT0138:4 | SC | FU0136 | WHT | 12 | 16.B3 | XT0110:1 | TURB VIB^PANEL | 23.A5
AF0081:00 | SC | UA1200J21 | WHT | 20 | 18.A7 | KA0241:11 | TURBINE PANEL B | 18.A5
AF0081:01 | SC | KA024314 | WHT | 20 | 18.B7 | KA0243:14 | TURBINE PANEL B | 18.B6
AF0081:02 | SC | KA024524 | WHT | 20 | 18.B7 | KA0245:24 | TURBINE PANEL B | 18.B6
AF0081:08 | SC | KA024214 | WHT | 20 | 18.C7 | KA0242:14 | TURBINE PANEL B | 18.C6
AF0081:09 | SC | KA023924 | WHT | 20 | 18.A7 | KA0239:24 | TURBINE PANEL B | 18.B6
AF0081:33 | SC | KA024311 | WHT | 20 | 18.B7 | KA0243:11 | TURBINE PANEL B | 18.B6
AF0081:34 | SC | KA024521 | WHT | 20 | 18.B7 | KA0245:21 | TURBINE PANEL B | 18.B6
AF0081:41 | SC | KA023921 | WHT | 20 | 18.A7 | KA0239:21 | TURBINE PANEL B | 18.B6
AF0086:SH | SC | IEG02302 | GRN | 14 | 8.D5 | IEG0230:2 | TURBINE PANEL B | 8.D6
AF0094:SH | SC | IEG023011 | GRN | 14 | 8.B4 | IEG0230:11 | TURBINE PANEL B | 8.B5
AF0095:18 | SC | SV21202 | WHT | 20 | 48.A7 | XT0060:4 | TURBINE PANEL B | 48.A5
FU0016:LD | SC | FU0016 | WHT | 16 | 15.C4 | KA0237:14 | TURBINE PANEL B | 46.D6
GR0133: | SC | IEG02303 | GRN | 14 | 4.A4 | IEG0230:3 | TURBINE PANEL B | 4.A4
KA0141:21 | SC | KT0146A1 | WHT | 20 | 17.B2 | KA0241:21 | TURBINE PANEL B | 17.B2
KA0141:24 | SC | FU0139 | WHT | 20 | 17.B2 | KA0241:24 | TURBINE PANEL B | 17.B2
KA0144:21 | SC | KA014421 | WHT | 20 | 83.A6 | KA0232:22 | TURBINE PANEL B | 83.A6
KA0144:22 | SC | KA014422 | WHT | 20 | 83.A6 | KA0249:12 | TURBINE PANEL B | 83.B6
KA0217:11 | SC | FCE213019 | WHT | 16 | 46.D5 | XT0236:10 | TURBINE PANEL B | 46.D5
KA0217:14 | SC | KA021714 | WHT | 16 | 46.D5 | KA0237:11 | TURBINE PANEL B | 46.D6
KA0217:A1 | SC | 007600 | WHT | 20 | 46.C5 | AF0076:00 | TURBINE PANEL B | 46.C7
KA0217:A2 | SC | 007616 | WHT | 20 | 46.C5 | AF0076:16 | TURBINE PANEL B | 46.C7
KA0221:11 | SC | 022111 | WHT | 20 | 48.A6 | KA0235:24 | TURBINE PANEL B | 48.A5
KA0221:A1 | SC | 007602 | WHT | 16 | 48.A6 | AF0076:02 | TURBINE PANEL B | 48.A7
KA0221:A2 | SC | 007618 | WHT | 20 | 48.A6 | AF0076:18 | TURBINE PANEL B | 48.A7
KA6211:A1 | SC | KA6211A1 | WHT | 20 | 83.A6 | KA0246:14 | TURBINE PANEL B | 83.A6
KT0145:A1 | SC | KA024412 | WHT | 20 | 17.B6 | KA0244:12 | TURBINE PANEL B | 18.D4
KT0146:15 | SC | KT014615 | WHT | 20 | 18.C6 | AF0076:10 | TURBINE PANEL B | 18.C7
KT0146:18 | SC | KA024214 | WHT | 20 | 18.C6 | KA0231:14 | TURBINE PANEL B | 18.C6
KT0146:A2 | SC | KT0146A2 | WHT | 20 | 17.B2 | AF0076:29 | TURBINE PANEL B | 17.B2
KT0146:B1 | SC | KT0146B1 | WHT | 20 | 17.B2 | AF0076:13 | TURBINE PANEL B | 17.B2
XT0134:4 | SC | 0V | WHT | 12 | 16.B3 | XT0235:1 | TURBINE PANEL B | 16.D4
XT0135:1 | SC | 0V | WHT | 14 | 16.B4 | KA1020:24 | TURBINE PANEL B | 39.A5
XT0136:1 | SC | FU0139 | WHT | 20 | 17.A2 | XT0240:12 | TURBINE PANEL B | 18.C4
XT0136:10 | SC | KA0231A1 | WHT | 20 | 17.B5 | KA0242:11 | TURBINE PANEL B | 18.C6
XT0136:3 | SC | 0V | WHT | 20 | 17.A2 | XT0240:10 | TURBINE PANEL B | 18.D3
XT0136:7 | SC | UF1300 | WHT | 20 | 59.D6 | KA0240:14 | TURBINE PANEL B | 59.D6
XT0136:8 | SC | PS32004 | WHT | 20 | 59.D5 | KA0240:11 | TURBINE PANEL B | 59.D6
XT0138:4 | SC | FU0136 | WHT | 12 | 16.B3 | FU0210:LI | TURBINE PANEL B | 16.C4
XT0139:3 | SC | FU0137 | WHT | 12 | 16.B4 | FU0211:LI | TURBINE PANEL B | 16.B4
AU0080:L2 | WC0008 | AU0080L2 | ENET | CABLE | 2.A4 | AU0070:L1 | TURBINE PANEL B | 2.A5
SolarTools ver. 24.0.84.24712 (Jul 31, 2025)
Report date: 3/25/2026 10:26 AM

## TURBINE PANEL B
TURBINE PANEL B
Project # | J1640
Project Name | TALOS EW1003 PRINCE
Revision | 0.1
Controls DE | D.JOHN
Phone:
Controls ME | A.ABENGOZA
Phone:
From | [5 empty] | To
Device ID | Cable (W) Conductor (SC) Jumper Clip (JC) | Wire No. | Wire ID | Gauge/Size | Page/Zone | Device ID | Location | Page/Zone
XT0060:1 | JC | 0V | CLIP | --- | 9.D1 | XT0060:2 | TURBINE PANEL B | 9.D1
XT0070:1 | JC | 0V | CLIP | --- | 9.B1 | XT0070:2 | TURBINE PANEL B | 9.B1
XT0233:1 | JC | FU0210 | CLIP | --- | 16.C4 | XT0233:2 | TURBINE PANEL B | 16.C4
XT0233:2 | JC | FU0210 | CLIP | --- | 16.C4 | XT0233:3 | TURBINE PANEL B | 16.C4
XT0235:1 | JC | 0V | CLIP | --- | 16.D4 | XT0235:2 | TURBINE PANEL B | 16.D4
XT0235:2 | JC | 0V | CLIP | --- | 16.D4 | XT0235:3 | TURBINE PANEL B | 16.D4
XT0240:11 | JC | FU0139 | CLIP | --- | 18.C4 | XT0240:12 | TURBINE PANEL B | 18.C4
XT0240:9 | JC | 0V | CLIP | --- | 18.D3 | XT0240:10 | TURBINE PANEL B | 18.D3
AF0061:COM | SC | 0V | WHT | 14 | 9.D2 | XT0060:2 | TURBINE PANEL B | 9.D1
AF0061:V+ | SC | FU0061 | WHT | 14 | 9.D2 | FU0061:LD | TURBINE PANEL B | 9.D1
AF0062:00 | SC | 006200 | WHT | 20 | 48.B7 | KA0222:14 | TURBINE PANEL B | 48.B6
AF0062:10 | SC | 006210 | WHT | 20 | 40.A7 | KA0234:14 | TURBINE PANEL B | 40.A5
AF0062:16 | SC | SV21242 | WHT | 20 | 48.B7 | XT0060:6 | TURBINE PANEL B | 48.C5
AF0062:COM | SC | 0V | WHT | 14 | 9.D3 | XT0060:2 | TURBINE PANEL B | 9.D1
AF0062:V+ | SC | FU0062 | WHT | 14 | 9.D3 | FU0062:LD | TURBINE PANEL B | 9.D1
AF0063:COM | SC | AF0063N | WHT | 20 | 9.D3 | AF0064:COM | TURBINE PANEL B | 9.C4
AF0063:COM | SC | AU0060N | WHT | 20 | 9.D3 | AU0060:COM | TURBINE PANEL B | 9.C2
AF0063:V+ | SC | AF0063P | WHT | 20 | 9.D3 | AF0064:V+ | TURBINE PANEL B | 9.C4
AF0063:V+ | SC | AU0060P | WHT | 20 | 9.D3 | AU0060:V+ | TURBINE PANEL B | 9.C2
AF0064:COM | SC | AF0064N | WHT | 20 | 9.C4 | AF0065:COM | TURBINE PANEL B | 9.C5
AF0064:SH | SC | AF0064G | GRN | 14 | 9.C4 | AF0065:SH | TURBINE PANEL B | 9.C5
AF0064:SH | SC | AU0060G | GRN | 14 | 9.C4 | AU0060:GND | TURBINE PANEL B | 9.C2
AF0064:V+ | SC | AF0064P | WHT | 20 | 9.C4 | AF0065:V+ | TURBINE PANEL B | 9.C5
AF0065:COM | SC | AF0065N | WHT | 20 | 9.C5 | AF0066:COM | TURBINE PANEL B | 9.D5
AF0065:SH | SC | AF0065G | GRN | 14 | 9.C5 | AF0066:SH | TURBINE PANEL B | 9.D5
AF0065:V+ | SC | AF0065P | WHT | 20 | 9.C5 | AF0066:V+ | TURBINE PANEL B | 9.D5
AF0066:COM | SC | AF0066N | WHT | 20 | 9.D5 | AF0068:COM | TURBINE PANEL B | 9.D6
AF0066:SH | SC | AF0066G | GRN | 14 | 9.D5 | AF0068:SH | TURBINE PANEL B | 9.D6
AF0066:V+ | SC | AF0066P | WHT | 14 | 9.D5 | AF0068:V+ | TURBINE PANEL B | 9.D6
AF0067:COM | SC | 0V | WHT | 14 | 9.D6 | XT0060:2 | TURBINE PANEL B | 9.D1
AF0067:V+ | SC | FU0063 | WHT | 14 | 9.D6 | FU0063:LD | TURBINE PANEL B | 9.D1
AF0068:SH | SC | IEG02304 | GRN | 14 | 9.D6 | IEG0230:4 | TURBINE PANEL B | 9.D7
AF0071:COM | SC | AF0071N | WHT | 20 | 9.B2 | AF0072:COM | TURBINE PANEL B | 9.A3
AF0071:COM | SC | AU0070N | WHT | 20 | 9.B2 | AU0070:COM | TURBINE PANEL B | 9.A2
AF0071:SH | SC | AF0071G | GRN | 14 | 9.B2 | AF0072:SH | TURBINE PANEL B | 9.A3
AF0071:SH | SC | AU0070G | GRN | 14 | 9.B2 | AU0070:GND | TURBINE PANEL B | 9.A2
AF0071:V+ | SC | AF0071P | WHT | 20 | 9.B2 | AF0072:V+ | TURBINE PANEL B | 9.A3
AF0071:V+ | SC | AU0070P | WHT | 20 | 9.B2 | AU0070:V+ | TURBINE PANEL B | 9.A2
AF0072:COM | SC | AF0072N | WHT | 20 | 9.A3 | AF0073:COM | TURBINE PANEL B | 9.B3
AF0072:SH | SC | AF0072G | GRN | 14 | 9.A3 | AF0073:SH | TURBINE PANEL B | 9.B3
AF0072:V+ | SC | AF0072P | WHT | 20 | 9.A3 | AF0073:V+ | TURBINE PANEL B | 9.B3
AF0073:COM | SC | AF0073N | WHT | 20 | 9.B3 | AF0074:COM | TURBINE PANEL B | 9.B4
AF0073:SH | SC | AF0073G | GRN | 14 | 9.B3 | AF0074:SH | TURBINE PANEL B | 9.B4
AF0073:V+ | SC | AF0073P | WHT | 20 | 9.B3 | AF0074:V+ | TURBINE PANEL B | 9.B4
AF0074:COM | SC | AF0074N | WHT | 20 | 9.B4 | AF0075:COM | TURBINE PANEL B | 9.A5
AF0074:SH | SC | AF0074G | GRN | 14 | 9.B4 | AF0075:SH | TURBINE PANEL B | 9.A5
AF0074:V+ | SC | AF0074P | WHT | 20 | 9.B4 | AF0075:V+ | TURBINE PANEL B | 9.A5
AF0075:COM | SC | AF0075N | WHT | 20 | 9.A5 | AF0077:COM | TURBINE PANEL B | 9.B6
AF0075:SH | SC | AF0075G | GRN | 14 | 9.A5 | AF0077:SH | TURBINE PANEL B | 9.B6
AF0075:V+ | SC | AF0075P | WHT | 20 | 9.A5 | AF0077:V+ | TURBINE PANEL B | 9.B6
AF0076:04 | SC | 007604 | WHT | 16 | 48.B7 | KA0222:A1 | TURBINE PANEL B | 48.B6
AF0076:07 | SC | 007607 | WHT | 20 | 34.A7 | KA1020:A1 | TURBINE PANEL B | 34.A5
AF0076:12 | SC | 007612 | WHT | 20 | 19.C7 | XT0237:1 B2 | TURBINE PANEL B | 19.C5
AF0076:20 | SC | 007620 | WHT | 20 | 48.B7 | KA0222:A2 | TURBINE PANEL B | 48.B6
AF0076:23 | SC | 007623 | WHT | 20 | 34.A7 | KA1020:A2 | TURBINE PANEL B | 34.A5
AF0076:26 | SC | KA0231A2 | WHT | 20 | 18.C7 | KA0231:A2 | TURBINE PANEL B | 18.C6
AF0076:COM | SC | 0V | WHT | 14 | 9.A5 | XT0070:2 | TURBINE PANEL B | 9.B1
AF0076:V+ | SC | FU0071 | WHT | 14 | 9.A5 | FU0071:LD | TURBINE PANEL B | 9.B1
AF0077:SH | SC | IEG02305 | GRN | 14 | 9.B6 | IEG0230:5 | TURBINE PANEL B | 9.B7
XT0240:2 | SC | JP0 | VIO | 20 | 18.A3 | XT0240:1 | TURBINE PANEL B | 18.A3
AU0060:COM | SC | 0V | WHT | 14 | 9.C2 | XT0060:1 | TURBINE PANEL B | 9.D1
AU0060:V+ | SC | FU0060 | WHT | 14 | 9.C2 | FU0060:LD | TURBINE PANEL B | 9.D1
AU0070:COM | SC | 0V | WHT | 14 | 9.A2 | XT0070:1 | TURBINE PANEL B | 9.B1
AU0070:V+ | SC | FU0070 | WHT | 14 | 9.A2 | FU0070:LD | TURBINE PANEL B | 9.B1
FU0060:LI | SC | FU0210 | WHT | 14 | 9.D1 | XT0233:1 | TURBINE PANEL B | 16.C4
FU0060:LI | SC | FU0210 | WHT | 14 | 9.D1 | FU0061:LI | TURBINE PANEL B | 9.D1
FU0061:LI | SC | FU0210 | WHT | 14 | 9.D1 | FU0062:LI | TURBINE PANEL B | 9.D1
FU0062:LI | SC | FU0210 | WHT | 14 | 9.D1 | FU0063:LI | TURBINE PANEL B | 9.D1
FU0070:LI | SC | FU0210 | WHT | 14 | 9.B1 | XT0233:2 | TURBINE PANEL B | 16.C4
FU0070:LI | SC | FU0210 | WHT | 14 | 9.B1 | FU0071:LI | TURBINE PANEL B | 9.B1
FU0210:LD | SC | FU0210 | WHT | 12 | 16.C4 | XT0233:1 | TURBINE PANEL B | 16.C4
FU0211:LD | SC | FU0211 | WHT | 14 | 16.B4 | KA1020:14 | TURBINE PANEL B | 39.A5
FU0212:LD | SC | FU0212 | WHT | 16 | 16.C5 | KA0248:21 | TURBINE PANEL B | 19.C6
FU0212:LD | SC | FU0212 | WHT | 16 | 16.C5 | XT0233:4 | TURBINE PANEL B | 19.D5
FU0212:LI | SC | FU0210 | WHT | 14 | 16.C5 | XT0233:1 | TURBINE PANEL B | 16.C4
GR0231: | SC | IEG02306 | GRN | 14 | 4.B4 | IEG0230:6 | TURBINE PANEL B | 4.B3
GR0232: | SC | GR0232 | GRN/YEL | 14 | 4.B4 | FRAME | TURBINE PANEL B | 4.B3
GR0233: | SC | IEG02309 | GRN | 14 | 4.B4 | IEG0230:9 | TURBINE PANEL B | 4.B4
IEG0010:1 | SC | IEG0230G | GRN | 8 | 4.B2 | IEG0230:0 | TURBINE PANEL B | 4.B2
KA0222:11 | SC | 022211 | WHT | 20 | 48.B6 | KA0236:24 | TURBINE PANEL B | 48.B5
KA0231:11 | SC | KA0231A1 | WHT | 20 | 18.C6 | KA0242:11 | TURBINE PANEL B | 18.C6
KA0231:11 | SC | KA0231A1 | WHT | 20 | 18.C6 | KA0231:A1 | TURBINE PANEL B | 18.C6
KA0231:14 | SC | KA024214 | WHT | 20 | 18.C6 | KA0242:14 | TURBINE PANEL B | 18.C6
KA0231:21 | SC | KA023121 | WHT | 20 | 18.A4 | KA0245:14 | TURBINE PANEL B | 18.A4
KA0231:A1 | SC | KA0231A1 | WHT | 20 | 18.C6 | KA0232:A1 | TURBINE PANEL B | 18.D6
KA0231:A2 | SC | KA0231A2 | WHT | 20 | 18.C6 | KA0232:A2 | TURBINE PANEL B | 18.D6
KA0232:22 | SC | KA014421 | WHT | 20 | 83.A6 | KA0249:11 | TURBINE PANEL B | 83.B6
KA0232:A1 | SC | KA0231A1 | WHT | 20 | 18.D6 | KA0233:A1 | TURBINE PANEL B | 18.D6
KA0232:A2 | SC | KA0231A2 | WHT | 20 | 18.D6 | KA0233:A2 | TURBINE PANEL B | 18.D6
KA0233:A1 | SC | KA0231A1 | WHT | 20 | 18.D6 | KA0234:A1 | TURBINE PANEL B | 18.D6
KA0233:A2 | SC | KA0231A2 | WHT | 20 | 18.D6 | KA0234:A2 | TURBINE PANEL B | 18.D6
KA0235:11 | SC | UA1200J21 | WHT | 20 | 18.A5 | XT0060:3 | TURBINE PANEL B | 19.D5
KA0235:11 | SC | UA1200J21 | WHT | 20 | 18.A5 | KA0241:11 | TURBINE PANEL B | 18.A5
KA0235:14 | SC | KA024114 | WHT | 20 | 18.A5 | KA0241:14 | TURBINE PANEL B | 18.A5
KA0235:A1 | SC | ESTOP | WHT | 20 | 18.A2 | XT0240:4 | TURBINE PANEL B | 18.A3
KA0235:A1 | SC | ESTOP | WHT | 20 | 18.A2 | KA0236:A1 | TURBINE PANEL B | 18.B2
KA0236:11 | SC | FU0139 | WHT | 20 | 18.D4 | KA0244:11 | TURBINE PANEL B | 18.D4
KA0236:11 | SC | FU0139 | WHT | 20 | 18.D4 | XT0240:12 | TURBINE PANEL B | 18.C4
KA0236:12 | SC | KA023612 | WHT | 20 | 18.D4 | XT0240:13 | TURBINE PANEL B | 18.D4
KA0236:A1 | SC | ESTOP | WHT | 20 | 18.B2 | KA0237:A1 | TURBINE PANEL B | 18.B2
KA0236:A2 | SC | 0V | WHT | 20 | 18.B2 | KA0235:A2 | TURBINE PANEL B | 18.A2
KA0236:A2 | SC | 0V | WHT | 20 | 18.B2 | KA0237:A2 | TURBINE PANEL B | 18.B2
KA0237:A1 | SC | ESTOP | WHT | 20 | 18.B2 | KA0238:A1 | TURBINE PANEL B | 18.B2
KA0237:A2 | SC | 0V | WHT | 20 | 18.B2 | KA0238:A2 | TURBINE PANEL B | 18.B2
KA0238:A1 | SC | ESTOP | WHT | 20 | 18.B2 | KA0239:A1 | TURBINE PANEL B | 18.B2
KA0238:A2 | SC | 0V | WHT | 20 | 18.B2 | KA0239:A2 | TURBINE PANEL B | 18.B2
KA0239:A1 | SC | ESTOP | WHT | 20 | 18.B2 | KA0240:A1 | TURBINE PANEL B | 18.B2
KA0239:A2 | SC | 0V | WHT | 20 | 18.B2 | KA0240:A2 | TURBINE PANEL B | 18.B2
KA0240:A1 | SC | ESTOP | WHT | 20 | 18.B2 | KA0248:A1 | TURBINE PANEL B | 18.C2
KA0240:A2 | SC | 0V | WHT | 20 | 18.B2 | KA0248:A2 | TURBINE PANEL B | 18.C2
KA0241:14 | SC | KA024114 | WHT | 20 | 18.A5 | KA0231:24 | TURBINE PANEL B | 18.A4
KA0241:A1 | SC | KA0241A1 | WHT | 20 | 18.C2 | KA0242:A1 | TURBINE PANEL B | 18.C2
KA0241:A1 | SC | KA0241A1 | WHT | 20 | 18.C2 | XT0240:6 | TURBINE PANEL B | 18.C3
KA0241:A2 | SC | 0V | WHT | 20 | 18.C2 | KA0242:A2 | TURBINE PANEL B | 18.C2
KA0241:A2 | SC | 0V | WHT | 20 | 18.C2 | KA0250:A2 | TURBINE PANEL B | 18.C2
KA0242:21 | SC | 024221 | WHT | 20 | 19.C6 | XT0237:1 T2 | TURBINE PANEL B | 19.C5
KA0242:24 | SC | KA024822 | WHT | 20 | 19.C6 | KA0248:22 | TURBINE PANEL B | 19.C6
KA0242:A2 | SC | 0V | WHT | 20 | 18.C2 | KA0243:A2 | TURBINE PANEL B | 18.C2
KA0243:21 | SC | ESTOPC | WHT | 20 | 18.A3 | XT0240:1 | TURBINE PANEL B | 18.A3
KA0243:24 | SC | KA024511 | WHT | 20 | 18.A3 | KA0245:11 | TURBINE PANEL B | 18.A4
KA0243:A1 | SC | KA0243A1 | WHT | 20 | 18.C2 | KA0244:A1 | TURBINE PANEL B | 18.D2
KA0243:A1 | SC | KA0243A1 | WHT | 20 | 18.C2 | XT0240:7 | TURBINE PANEL B | 18.C3
KA0243:A2 | SC | 0V | WHT | 20 | 18.C2 | KA0244:A2 | TURBINE PANEL B | 18.D2
KA0244:A1 | SC | KA0243A1 | WHT | 20 | 18.D2 | KA0246:A1 | TURBINE PANEL B | 18.D2
KA0244:A2 | SC | 0V | WHT | 20 | 18.D2 | KA0246:A2 | TURBINE PANEL B | 18.D2
KA0245:A1 | SC | KA0245A1 | WHT | 20 | 18.D2 | KA0249:A1 | TURBINE PANEL B | 18.D2
KA0245:A1 | SC | KA0245A1 | WHT | 20 | 18.D2 | XT0240:8 | TURBINE PANEL B | 18.D3
KA0245:A2 | SC | 0V | WHT | 20 | 18.D2 | KA0249:A2 | TURBINE PANEL B | 18.D2
KA0245:A2 | SC | 0V | WHT | 20 | 18.D2 | KA0247:A2 | TURBINE PANEL B | 18.D2
KA0246:A1 | SC | KA0243A1 | WHT | 20 | 18.D2 | KA0247:A1 | TURBINE PANEL B | 18.D2
KA0246:A2 | SC | 0V | WHT | 20 | 18.D2 | KA0247:A2 | TURBINE PANEL B | 18.D2
KA0248:A1 | SC | ESTOP | WHT | 20 | 18.C2 | KA0250:A1 | TURBINE PANEL B | 18.C2
KA0248:A2 | SC | 0V | WHT | 20 | 18.C2 | KA0250:A2 | TURBINE PANEL B | 18.C2
KA0249:A2 | SC | 0V | WHT | 20 | 18.D2 | XT0240:10 | TURBINE PANEL B | 18.D3
XT0070:1 | SC | 0V | WHT | 14 | 9.B1 | XT0235:1 | TURBINE PANEL B | 16.D4
XT0235:1 | SC | 0V | WHT | 14 | 16.D4 | XT0060:1 | TURBINE PANEL B | 9.D1
XT0235:2 | SC | 0V | WHT | 16 | 16.D4 | XT0235:4 | TURBINE PANEL B | 19.D5
AU0060:L1 | WC0007 | AU0070L2 | ENET | CABLE | 2.A6 | AU0070:L2 | TURBINE PANEL B | 2.A5
IEG0230:8 | SC | IEG02308 | GRN | 14 | 11.A2 | GR0200: | ASSEMBLY^CONTROL PANEL | 11.A3
KA0246:11 | SC | 009304 | WHT | 20 | 83.A6 | XT0171:1 | FIRE SYSTEM^CONTROLLER PANEL | 83.A5
XT0240:12 | SC | FU0139 | WHT | 20 | 18.C4 | AT0170:30 | FIRE SYSTEM^CONTROLLER PANEL | 10.C3
XT0240:12 | SC | FU0139 | WHT | 20 | 18.C4 | AT0170:24 | FIRE SYSTEM^CONTROLLER PANEL | 10.B3
XT0240:7 | SC | KA0243A1 | WHT | 20 | 18.C3 | AT0170:26 | FIRE SYSTEM^CONTROLLER PANEL | 10.B3
XT0240:8 | SC | KA0245A1 | WHT | 20 | 18.D3 | AT0170:32 | FIRE SYSTEM^CONTROLLER PANEL | 10.C3
KA0232:11 | SC | KA017814 | WHT | 20 | 32.D6 | KA0178:14 | FIRE SYSTEM^PANEL | 32.D5
KA0232:12 | SC | FU0170 | WHT | 20 | 32.D6 | KA0875:14 | FIRE SYSTEM^PANEL | 32.D6
KA0232:21 | SC | FU0170 | WHT | 20 | 83.A6 | XT0170:2 | FIRE SYSTEM^PANEL | 10.A2
IEG0230:12 | SC | IEG023012 | GRN | 14 | 4.B4 | GR0120: | GENERATOR DECS250^PANEL | 4.B4
XT0240:4 | SC | ESTOP | WHT | 20 | 18.A3 | XT0336:1 | GENERATOR DECS250^PANEL | 24.C4
IEG0010:3 | SC | IEG0130G | GRN | 8 | 4.C2 | IEG0130:0 | GENERATOR VIB^PANEL | 4.C2
IEG0230:1 | SC | IEG02301 | GRN | 12 | 7.B6 | AR0600:IE2 | PLC PANEL | 7.A1
IEG0230:7 | SC | IEG02307 | GRN | 14 | 11.A2 | XT0200:2 | PWR,DISTRIBUTION RAIL^LEFT DOOR | 11.A3
XT0233:3 | SC | FU0210 | WHT | 14 | 16.C4 | FU0680:LI | PWR,DISTRIBUTION RAIL^LEFT DOOR | 5.D2
XT0235:3 | SC | 0V | WHT | 14 | 16.D4 | XT0680:2 | PWR,DISTRIBUTION RAIL^LEFT DOOR | 5.D3
XT0240:11 | SC | FU0139 | WHT | 20 | 18.C4 | XT0563:6 | PWR,DISTRIBUTION RAIL^LEFT DOOR | 13.C6
XT0240:13 | SC | KA023612 | WHT | 20 | 18.D4 | XT0563:3 | PWR,DISTRIBUTION RAIL^LEFT DOOR | 13.B6
XT0240:2 | SC | ESTOPB | WHT | 20 | 18.A3 | XT0563:1 | PWR,DISTRIBUTION RAIL^LEFT DOOR | 13.D6
XT0240:3 | SC | ESTOPA | WHT | 20 | 18.A3 | XT0563:2 | PWR,DISTRIBUTION RAIL^LEFT DOOR | 13.D6
XT0240:6 | SC | KA0241A1 | WHT |  | 18.C3 | XT0563:5 | PWR,DISTRIBUTION RAIL^LEFT DOOR | 13.C6
XT0240:9 | SC | 0V | WHT |  | 18.D3 | XT0563:4 | PWR,DISTRIBUTION RAIL^LEFT DOOR | 13.B6
IEG0010:2 | SC | IEG0110G | GRN | 8 | 4.B2 | IEG0110:0 | TURB VIB^PANEL | 4.B2
AU0060:L2 | WC0006 | AU0060L2 | ENET | CABLE | 2.A6 | AF0410:L1 | TURB VIB^PANEL | 2.A2
AF0076:00 | SC | 007600 | WHT | 20 | 46.C7 | KA0217:A1 | TURBINE PANEL A | 46.C5
AF0076:02 | SC | 007602 | WHT | 16 | 48.A7 | KA0221:A1 | TURBINE PANEL A | 48.A6
AF0076:10 | SC | KT014615 | WHT | 20 | 18.C7 | KT0146:15 | TURBINE PANEL A | 18.C6
AF0076:13 | SC | KT0146B1 | WHT | 20 | 17.B2 | KT0146:B1 | TURBINE PANEL A | 17.B2
AF0076:16 | SC | 007616 | WHT | 20 | 46.C7 | KA0217:A2 | TURBINE PANEL A | 46.C5
AF0076:18 | SC | 007618 | WHT | 20 | 48.A7 | KA0221:A2 | TURBINE PANEL A | 48.A6
AF0076:29 | SC | KT0146A2 | WHT | 20 | 17.B2 | KT0146:A2 | TURBINE PANEL A | 17.B2
FU0210:LI | SC | FU0136 | WHT | 12 | 16.C4 | XT0138:4 | TURBINE PANEL A | 16.B3
FU0211:LI | SC | FU0137 | WHT | 12 | 16.B4 | XT0139:3 | TURBINE PANEL A | 16.B4
IEG0230:11 | SC | IEG023011 | GRN | 14 | 8.B5 | AF0094:SH | TURBINE PANEL A | 8.B4
IEG0230:2 | SC | IEG02302 | GRN | 14 | 8.D6 | AF0086:SH | TURBINE PANEL A | 8.D5
IEG0230:3 | SC | IEG02303 | GRN | 14 | 4.A4 | GR0133: | TURBINE PANEL A | 4.A4
KA0231:14 | SC | KA024214 | WHT | 20 | 18.C6 | KT0146:18 | TURBINE PANEL A | 18.C6
KA0232:22 | SC | KA014421 | WHT | 20 | 83.A6 | KA0144:21 | TURBINE PANEL A | 83.A6
KA0235:24 | SC | 022111 | WHT | 20 | 48.A5 | KA0221:11 | TURBINE PANEL A | 48.A6
KA0237:11 | SC | KA021714 | WHT | 16 | 46.D6 | KA0217:14 | TURBINE PANEL A | 46.D5
KA0237:14 | SC | FU0016 | WHT | 16 | 46.D6 | FU0016:LD | TURBINE PANEL A | 15.C4
KA0239:21 | SC | KA023921 | WHT | 20 | 18.B6 | AF0081:41 | TURBINE PANEL A | 18.A7
KA0239:24 | SC | KA023924 | WHT | 20 | 18.B6 | AF0081:09 | TURBINE PANEL A | 18.A7
KA0240:11 | SC | PS32004 | WHT | 20 | 59.D6 | XT0136:8 | TURBINE PANEL A | 59.D5
KA0240:14 | SC | UF1300 | WHT | 20 | 59.D6 | XT0136:7 | TURBINE PANEL A | 59.D6
KA0241:11 | SC | UA1200J21 | WHT | 20 | 18.A5 | AF0081:00 | TURBINE PANEL A | 18.A7
KA0241:21 | SC | KT0146A1 | WHT | 20 | 17.B2 | KA0141:21 | TURBINE PANEL A | 17.B2
KA0241:24 | SC | FU0139 | WHT | 20 | 17.B2 | KA0141:24 | TURBINE PANEL A | 17.B2
KA0242:11 | SC | KA0231A1 | WHT | 20 | 18.C6 | XT0136:10 | TURBINE PANEL A | 17.B5
KA0242:14 | SC | KA024214 | WHT | 20 | 18.C6 | AF0081:08 | TURBINE PANEL A | 18.C7
KA0243:11 | SC | KA024311 | WHT | 20 | 18.B6 | AF0081:33 | TURBINE PANEL A | 18.B7
KA0243:14 | SC | KA024314 | WHT | 20 | 18.B6 | AF0081:01 | TURBINE PANEL A | 18.B7
KA0244:12 | SC | KA024412 | WHT | 20 | 18.D4 | KT0145:A1 | TURBINE PANEL A | 17.B6
KA0245:21 | SC | KA024521 | WHT | 20 | 18.B6 | AF0081:34 | TURBINE PANEL A | 18.B7
KA0245:24 | SC | KA024524 | WHT | 20 | 18.B6 | AF0081:02 | TURBINE PANEL A | 18.B7
KA0246:14 | SC | KA6211A1 | WHT | 20 | 83.A6 | KA6211:A1 | TURBINE PANEL A | 83.A6
KA0249:12 | SC | KA014422 | WHT | 20 | 83.B6 | KA0144:22 | TURBINE PANEL A | 83.A6
KA1020:24 | SC | 0V | WHT | 14 | 39.A5 | XT0135:1 | TURBINE PANEL A | 16.B4
XT0060:4 | SC | SV21202 | WHT | 20 | 48.A5 | AF0095:18 | TURBINE PANEL A | 48.A7
XT0235:1 | SC | 0V | WHT | 12 | 16.D4 | XT0134:4 | TURBINE PANEL A | 16.B3
XT0236:10 | SC | FCE213019 | WHT | 16 | 46.D5 | KA0217:11 | TURBINE PANEL A | 46.D5
XT0240:10 | SC | 0V | WHT | 20 | 18.D3 | XT0136:3 | TURBINE PANEL A | 17.A2
XT0240:12 | SC | FU0139 | WHT | 20 | 18.C4 | XT0136:1 | TURBINE PANEL A | 17.A2
AU0070:L1 | WC0008 | AU0080L2 | ENET | CABLE | 2.A5 | AU0080:L2 | TURBINE PANEL A | 2.A4
SolarTools ver. 24.0.84.24712 (Jul 31, 2025)
Report date: 3/25/2026 10:26 AM

## Panel Errors
Panel Errors
Project # | J1640
Project Name | TALOS EW1003 PRINCE
Revision | 0.1
Controls DE | D.JOHN
Phone:
Controls ME | A.ABENGOZA
Phone:
From | [6 empty] | To
Device ID | Location | Cable (W) Conductor (SC) Jumper Clip (JC) | Wire ID | Wire No. | Gauge/Size | Page/Zone | Device ID | Location | Page/Zone
HL0171:X1 | JB70 | SC | WHT | HL01712 | 20 | 32.B1 | XT6170:8 | JB70 | 32.B3
HL0171:X2 | JB70 | SC | WHT | HL01711 | 20 | 32.B1 | XT6171:1 | JB70 | 32.B2
HL0172:X1 | JB70 | SC | WHT | HL01722 | 20 | 32.C1 | XT6170:10 | JB70 | 32.C3
HL0172:X2 | JB70 | SC | WHT | HL01721 | 20 | 32.C1 | XT6172:1 | JB70 | 32.C2
HL0173:X1 | JB70 | SC | WHT | HL01732 | 20 | 32.C1 | XT6170:12 | JB70 | 32.C3
HL0173:X2 | JB70 | SC | WHT | HL01731 | 20 | 32.C1 | XT6173:1 | JB70 | 32.C2
RR0175A: -10K OHM | JB70 | SC | LEAD | VD0175A | --- | 32.B3 | XT6170:7 | JB70 | 32.B3
RR0175A: -10K OHM | JB70 | SC | LEAD | HL01712 | --- | 32.B3 | XT6170:8 | JB70 | 32.B3
RR0175D: -10K OHM | JB70 | SC | LEAD | VD0175D | --- | 32.C3 | XT6170:11 | JB70 | 32.C3
RR0175D: -10K OHM | JB70 | SC | LEAD | HL01732 | --- | 32.C3 | XT6170:12 | JB70 | 32.C3
RR0175I: -10K OHM | JB70 | SC | LEAD | HL01722 | --- | 32.C3 | XT6170:10 | JB70 | 32.C3
RR0175I: -10K OHM | JB70 | SC | LEAD | VD0175I | --- | 32.C3 | XT6170:9 | JB70 | 32.C3
RR0175M: -10K OHM | JB70 | SC | LEAD | SB017013 | --- | 32.A3 | XT6170:5 | JB70 | 32.B3
RR0175M: -10K OHM | JB70 | SC | LEAD | SB017014 | --- | 32.A3 | XT6170:6 | JB70 | 32.B3
SA0170:B1-13 | JB70 | SC | WHT | SA0170B113 | 20 | 32.A1 | XT6170:1 | JB70 | 32.A3
SA0170:B1-14 | JB70 | SC | WHT | SA0170B114 | 20 | 32.A1 | XT6170:2 | JB70 | 32.A3
SA0170:B2-13 | JB70 | SC | WHT | AT01754P1 | 20 | 32.A1 | XT6170:3 | JB70 | 32.A3
SA0170:B2-14 | JB70 | SC | WHT | SA017013 | 20 | 32.A1 | XT6170:4 | JB70 | 32.A3
SB0170:13 | JB70 | SC | WHT | SB017013 | 20 | 32.B1 | XT6170:5 | JB70 | 32.B3
SB0170:14 | JB70 | SC | WHT | SB017014 | 20 | 32.B1 | XT6170:6 | JB70 | 32.B3
VD0175A:- | JB70 | SC | LEAD | HL01711 | --- | 32.B2 | XT6171:1 | JB70 | 32.B2
VD0175A:+ | JB70 | SC | LEAD | VD0175A | --- | 32.B2 | XT6170:7 | JB70 | 32.B3
VD0175D:- | JB70 | SC | LEAD | HL01731 | --- | 32.C2 | XT6173:1 | JB70 | 32.C2
VD0175D:+ | JB70 | SC | LEAD | VD0175D | --- | 32.C2 | XT6170:11 | JB70 | 32.C3
VD0175I:- | JB70 | SC | LEAD | HL01721 | --- | 32.C2 | XT6172:1 | JB70 | 32.C2
VD0175I:+ | JB70 | SC | LEAD | VD0175I | --- | 32.C2 | XT6170:9 | JB70 | 32.C3
FWDTF2:1 | PANEL | WC5020 | SH | DTF0S2 | 16 | 76.A3 | FWDTF2:2 | PANEL | 76.A3
FWDTF3:1 | PANEL | WC5042 | SH | DTF1S2 | 16 | 76.A2 | FWDTF3:2 | PANEL | 76.B3
FWDTF6:1 | PANEL | WC5046 | SH | DTF4S2 | 16 | 76.B2 | FWDTF6:2 | PANEL | 76.B2
FWDTG21:1 | PANEL | WC5525 | SH | DTGEXS2 | 16 | 74.C3 | FWDTG12:2 | PANEL | 74.B4
FWDTG20:1 | PANEL | WC5526 | SH | DTG71S2 | 16 | 74.C3 | FWDTG20:2 | PANEL | 74.C3
KA7514:A1 | PANEL | SC | WHT | 018104 | 20 | 36.A5 | AF0181:04 | GENERATOR VIB^PANEL | 36.A7
KA7514:A2 | PANEL | SC | WHT | 018120 | 20 | 36.A5 | AF0181:20 | GENERATOR VIB^PANEL | 36.A7
SolarTools ver. 24.0.84.24712 (Jul 31, 2025)
Report date: 3/25/2026 10:26 AM

## Cable Part Numbers
Cable Part Numbers |  |  | SolarTools ver. 24.0.84.24712 (Jul 31, 2025)
Project # | J1640
Report date: 3/25/2026 10:26 AM
Project Name | TALOS EW1003 PRINCE
Revision | 0.1
Controls DE | D.JOHN
Phone:
Controls ME | A.ABENGOZA
Phone:
Device ID |  | Part Number |  | Description
WC0001 |  | 1302073-36 |  | CABLE, ETHERNET - 36 INCHES
WC0003 |  | 1302073-36 |  | CABLE, ETHERNET - 36 INCHES
WC0006 |  | 1302073-36 |  | CABLE, ETHERNET - 36 INCHES
WC0007 |  | 1302073-36 |  | CABLE, ETHERNET - 36 INCHES
WC0008 |  | 1302073-36 |  | CABLE, ETHERNET - 36 INCHES
WC0009 |  | 1302073-36 |  | CABLE, ETHERNET - 36 INCHES
WC0012 |  | 1302073-36 |  | CABLE, ETHERNET - 36 INCHES
WC0017 |  | 1302073-36 |  | CABLE, ETHERNET - 36 INCHES
WC0018 |  | 1302073-36 |  | CABLE, ETHERNET - 36 INCHES
WC0041 |  | 1302073-36 |  | CABLE, ETHERNET - 36 INCHES
WC0045 |  | 1302073-36 |  | CABLE, ETHERNET - 36 INCHES
WC0114 |  | 1302073-36 |  | CABLE, ETHERNET - 36 INCHES
WC0190 |  | 1106458-10 |  | Cable Type: CABLE, SYTSTEM FUNCTION
WC0680 |  | 1302073-36 |  | CABLE
WC5018 |  | 1022941-22 |  | TPE, 1 PAIR TWISTED SHIELDED
WC5500 |  | 1022941-22 |  | TPE, 1 PAIR TWISTED SHIELDED
WC5540 |  | PART OF 1113568-200 |  | CABLE, 2 CONDUCTOR TRIMMED SHIELD PART OF HORN
WC8009 |  | 1022941-22 |  | TPE, 1 PAIR TWISTED SHIELDED
WC8041 |  | 1322418-90 |  | CABLE, SUPPLIED BY OTHERS
WC8064 |  | 1022941-12 |  | TPE, 1 PAIR TWISTED SHIELDED
WC8065 |  | 1022941-12 |  | TPE, 1 PAIR TWISTED SHIELDED
WC8066 |  | 1022941-22 |  | TPE, 1 PAIR TWISTED SHIELDED
WC8067 |  | 1022941-22 |  | TPE, 1 PAIR TWISTED SHIELDED
WC8069 |  | 1022941-22 |  | TPE, 1 PAIR TWISTED SHIELDED
WC8101 |  | 1022941-32 |  | TPE, 1 PAIR TWISTED SHIELDED
WC8102 |  | 1022941-32 |  | TPE, 1 PAIR TWISTED SHIELDED
WC8164 |  | 1022941-22 |  | TPE, 1 PAIR TWISTED SHIELDED
WC8201 |  | 1022941-32 |  | TPE, 1 PAIR TWISTED SHIELDED
WC8301 |  | 1022941-32 |  | TPE, 1 PAIR TWISTED SHIELDED

## Part Number List
Part Number List |  | SolarTools ver. 24.0.84.24712 (Jul 31, 2025)
Project # | J1640
Report date: 3/25/2026 10:26 AM
Project Name | TALOS EW1003 PRINCE
Revision | 0.1
Controls DE | D.JOHN
Phone:
Controls ME | A.ABENGOZA
Phone:
Device ID | Part Number | Description | Location
EL0273 | 1022899,22650R1 | LIGHT, LED, WHITE | ASSEMBLY CONSOLE
HA0273 | 1015162-10,1113568-100 | HORN, AUDIBLE ALARM | ASSEMBLY CONSOLE
ZS0273 | 1113474-1 | LIMIT SWITCH, CONSOLE DOOR OPEN | ASSEMBLY CONSOLE
AF0201 | 2684693-48,2684693-51 | 5094-IB32XT, 32 DISCRETE INPUT | ASSEMBLY^CONTROL PANEL
AF0202 | 2684693-49,2684693-52 | 5094-OB32XT, 32 DISCRETE OUTPUT | ASSEMBLY^CONTROL PANEL
AU0200 | 2684693-22 | 5094-AENTRXT, FLEX 5000 I/O | ASSEMBLY^CONTROL PANEL
GR0200 | PARTOFTCPASSY | RAIL LUG, DIN RAIL GROUNDING | ASSEMBLY^CONTROL PANEL
HL0400 | PARTOFTCPASSY | LIGHT, READY, GREEN | ASSEMBLY^CONTROL PANEL
HL0401 | PARTOFTCPASSY | LIGHT, STARTING, WHITE | ASSEMBLY^CONTROL PANEL
HL0402 | PARTOFTCPASSY | LIGHT, READY TO LOAD, WHITE | ASSEMBLY^CONTROL PANEL
HL0403 | PARTOFTCPASSY | LIGHT, ON LOAD, WHITE | ASSEMBLY^CONTROL PANEL
HL0404 | PARTOFTCPASSY | LIGHT, CUSTOMER SELECT, WHITE | ASSEMBLY^CONTROL PANEL
HL0405 | PARTOFTCPASSY | LIGHT, LOCAL/AUXILIARY SELECT, WHITE | ASSEMBLY^CONTROL PANEL
HL0406 | PARTOFTCPASSY | LIGHT, SPARE, WHITE | ASSEMBLY^CONTROL PANEL
HL0407 | PARTOFTCPASSY | LIGHT, COOLDOWN, WHITE | ASSEMBLY^CONTROL PANEL
HL0408 | PARTOFTCPASSY | LIGHT, STOPPING, WHITE | ASSEMBLY^CONTROL PANEL
HL0409 | PARTOFTCPASSY | LIGHT, ALARM SUMMARY, AMBER | ASSEMBLY^CONTROL PANEL
HL0410 | PARTOFTCPASSY | LIGHT, BACKUP ACTIVE, AMBER | ASSEMBLY^CONTROL PANEL
HL0411 | PARTOFTCPASSY | LIGHT, SHUTDOWN SUMMARY, RED | ASSEMBLY^CONTROL PANEL
SA0400 | PARTOFTCPASSY | SELECTOR SWITCH, OFF/LOC/AUX/CUST. | ASSEMBLY^CONTROL PANEL
SA0401 | PARTOFTCPASSY | SELECTOR SWITCH, BACKUP SYSTEM RESET | ASSEMBLY^CONTROL PANEL
SB0400 | PARTOFTCPASSY | PUSHBUTTON SWITCH, EMERGENCY STOP | ASSEMBLY^CONTROL PANEL
SB0401 | PARTOFTCPASSY | PUSHBUTTON SWITCH, HORN SILENCE | ASSEMBLY^CONTROL PANEL
SB0402 | PARTOFTCPASSY | PUSHBUTTON SWITCH, ACKNOWLEDGE | ASSEMBLY^CONTROL PANEL
SB0403 | PARTOFTCPASSY | PUSHBUTTON SWITCH, RESET | ASSEMBLY^CONTROL PANEL
SB0404 | PARTOFTCPASSY | PUSHBUTTON SWITCH, LAMP TEST | ASSEMBLY^CONTROL PANEL
SB0405 | PARTOFTCPASSY | PUSHBUTTON SWITCH, START | ASSEMBLY^CONTROL PANEL
SB0406 | PARTOFTCPASSY | PUSHBUTTON SWITCH, NORMAL STOP | ASSEMBLY^CONTROL PANEL
SB0407 | PARTOFTCPASSY | PUSHBUTTON SWITCH, SPEED/LOAD DECREASE | ASSEMBLY^CONTROL PANEL
SB0408 | PARTOFTCPASSY | PUSHBUTTON SWITCH, SPEED/LOAD INCREASE | ASSEMBLY^CONTROL PANEL
SH0400 | PARTOFTCPASSY | LIGHTED SWITCH, SPARE, WHITE | ASSEMBLY^CONTROL PANEL
SH0401 | PARTOFTCPASSY | LIGHTED SWITCH, SPARE, WHITE | ASSEMBLY^CONTROL PANEL
SH0404 | PARTOFTCPASSY | LIGHTED SWITCH, SPARE, WHITE | ASSEMBLY^CONTROL PANEL
SH0405 | PARTOFTCPASSY | LIGHTED SWITCH, SPARE, WHITE | ASSEMBLY^CONTROL PANEL
SH0408 | PARTOFTCPASSY | LIGHTED SWITCH, SPARE, WHITE | ASSEMBLY^CONTROL PANEL
SH0409 | PARTOFTCPASSY | LIGHTED SWITCH, SPARE, WHITE | ASSEMBLY^CONTROL PANEL
SH0410 | PARTOFTCPASSY | LIGHTED SWITCH, SPARE, WHITE | ASSEMBLY^CONTROL PANEL
SH0411 | PARTOFTCPASSY | LIGHTED SWITCH, VOLTAGE DECREASE SELECT, WHITE | ASSEMBLY^CONTROL PANEL
SH0412 | PARTOFTCPASSY | LIGHTED SWITCH, VOLTAGE INCREASE SELECT, WHITE | ASSEMBLY^CONTROL PANEL
XT0564 | PARTOFTCPASSY | TERMINAL STRIP, SYSTEM FUNCTION (USE) | ASSEMBLY^CONTROL PANEL
AT0190 | 1577354-5100 | WORKSTATION, PANEL COMPUTER, TT4000 | CONSOLE DOOR^PANEL
AT0190K | 1068334 | KEYBOARD, TYPING INTERFACE | CONSOLE DOOR^PANEL
TM0102 | 908539C1 | TRANSFORMER, PHASE SHIFTING | CONSOLE DOOR^PANEL
AT0170 | 1056244-29 | CONTROLLER, EAGLE QUANTUM PREMIER | FIRE SYSTEM^CONTROLLER PANEL
KA0172 | 1061979-2 | RELAY, FIRE DETECTED (CUSTOMER) | FIRE SYSTEM^CONTROLLER PANEL
KA0174 | 1061979-2 | RELAY, GAS DETECTED (CUSTOMER) | FIRE SYSTEM^CONTROLLER PANEL
KA0176 | 1061979-2 | RELAY, VENTILATION REQUIRED | FIRE SYSTEM^CONTROLLER PANEL
UV0170 | 1056244-2 | POWER SUPPLY, EAGLE QUANTUM PREMIER | FIRE SYSTEM^CONTROLLER PANEL
XT0171 | 1066730-7,1066730-8 | TERMINAL BLOCK, SPRING, 4 CONDUCTOR,30-12 AWG (0.05-3.31 MM2),NON-IS | FIRE SYSTEM^CONTROLLER PANEL
AT0175 | 1056244-5 | 8 CHANNEL ED I/O, EAGLE QUANTUM PREMIER | FIRE SYSTEM^PANEL
AT0176 | 1056244-5 | 8 CHANNEL ED I/O, EAGLE QUANTUM PREMIER | FIRE SYSTEM^PANEL
AT0178 | 1056244-5 | 8 CHANNEL ED I/O, EAGLE QUANTUM PREMIER | FIRE SYSTEM^PANEL
FU0170 | 1043265-1,1043265-7 | FUSE, 20A | FIRE SYSTEM^PANEL
KA0178 | 1061979-2 | RELAY, LOCAL HORN CONTROL (EQP) | FIRE SYSTEM^PANEL
KA0875 | 1061979-2 | RELAY, LOCAL HORN CONTROL (PLC) | FIRE SYSTEM^PANEL
KA6510 | 1061979-2 | RELAY, FIRE SYSTEM AUTO/INHIBIT | FIRE SYSTEM^PANEL
RR0175S5 | 912137C1 | RESISTOR, 10K OHM | FIRE SYSTEM^PANEL
RR0176S3 | 912137C1 | RESISTOR, 10K OHM | FIRE SYSTEM^PANEL
RR0176S4 | 912137C1 | RESISTOR, 10K OHM | FIRE SYSTEM^PANEL
RR0176S5 | 912137C1 | RESISTOR, 10K OHM | FIRE SYSTEM^PANEL
RR0176S6 | 912137C1 | RESISTOR, 10K OHM | FIRE SYSTEM^PANEL
RR0176S7 | 912137C1 | RESISTOR, 10K OHM | FIRE SYSTEM^PANEL
RR0178 | 912137C1 | RESISTOR, 10K OHM | FIRE SYSTEM^PANEL
RR0178S7 | 912137C1 | RESISTOR, 10K OHM | FIRE SYSTEM^PANEL
VD0178 | 960592C1 | DIODE, 15 pF | FIRE SYSTEM^PANEL
XT0170 | 1066730-7,1066730-8 | TERMINAL BLOCK, SPRING, 4 CONDUCTOR,30-12 AWG (0.05-3.31 MM2),NON-IS | FIRE SYSTEM^PANEL
XT0172 | 1066730-7,1066730-8 | TERMINAL BLOCK, SPRING, 4 CONDUCTOR,30-12 AWG (0.05-3.31 MM2),NON-IS | FIRE SYSTEM^PANEL
AF0121 | 2684693-17,2684693-24 | 5094-OB16XT, 16 DISCRETE OUTPUT | GENERATOR DECS250^PANEL
AF0122 | 2684693-17,2684693-23 | 5094-IB16XT, 16 DISCRETE INPUT | GENERATOR DECS250^PANEL
AF0123 | 2684693-19,2684693-33 | 5094-IY8XT, 8 ANALOG INPUT,TC/RTD/I&V | GENERATOR DECS250^PANEL
AT0140 | 2769310-1 | MODULE, DECS-250 | GENERATOR DECS250^PANEL
AU0120 | 2684693-22 | 5094-AENTRXT, FLEX 5000 I/O | GENERATOR DECS250^PANEL
FU0120 | 1043265-1,1043265-5 | FUSE, 10A | GENERATOR DECS250^PANEL
FU0121 | 1043265-1,1043265-5 | FUSE, 10A | GENERATOR DECS250^PANEL
FU0313 | 1043265-1,1043265-7 | FUSE, 20A | GENERATOR DECS250^PANEL
FU0314 | 1043265-1,1043265-7 | FUSE, 20A | GENERATOR DECS250^PANEL
FU0332 | 1043265-1,1043265-7 | FUSE, 20A | GENERATOR DECS250^PANEL
FU0333 | 1043265-1,1043265-4 | FUSE, 5A | GENERATOR DECS250^PANEL
FU0334 | 1043265-1,1043265-4 | FUSE, 5A | GENERATOR DECS250^PANEL
FU0335 | 1043265-1,1043265-4 | FUSE, 5A | GENERATOR DECS250^PANEL
GR0120 | 903849C1 | RAIL GROUND, DIN RAIL GROUNDING | GENERATOR DECS250^PANEL
GR0141 | 903849C1 | RAIL GROUND, DIN RAIL GROUNDING | GENERATOR DECS250^PANEL
GR0142 | 903849C1 | RAIL GROUND, DIN RAIL GROUNDING | GENERATOR DECS250^PANEL
KA0121 | 1061979-2 | RELAY, AUTOMATIC CLOSE CIRCUIT BREAKER | GENERATOR DECS250^PANEL
KA0123 | 1061979-2 | RELAY, CGCM #1 ENABLED | GENERATOR DECS250^PANEL
KA0128 | 1061979-2 | RELAY, GENERATOR TRIP SUMMARY CIRCUIT BREAKER | GENERATOR DECS250^PANEL
KA0180 | 1061979-2 | RELAY, 90% SPEED | GENERATOR DECS250^PANEL
KA0185 | 1061979-2 | RELAY, PERMISSIVE CLOSE CIRCUIT BREAKER | GENERATOR DECS250^PANEL
KA0310 | 1061979-2 | RELAY, CGCM #1 FAULT | GENERATOR DECS250^PANEL
KA0313 | 1076251-1 | RELAY, PMG INPUT #1 | GENERATOR DECS250^PANEL
KA0330 | 1061979-2 | RELAY, CLOSED CIRCUIT BREAKER | GENERATOR DECS250^PANEL
KA0331 | 1061979-2 | RELAY, MAIN UTILITY BREAKER AUXILIARY CONTACT CLOSED | GENERATOR DECS250^PANEL
KA0332 | 1061979-2 | RELAY, CLOSE CONTROL CIRCUIT BREAKER | GENERATOR DECS250^PANEL
KA0333 | 1061979-2 | RELAY, TRIP CONTROL CIRCUIT BREAKER | GENERATOR DECS250^PANEL
KA0335 | 1061979-2 | RELAY, NO EMERGENCY SHUTDOWN SUMMARY | GENERATOR DECS250^PANEL
KA0336 | 1061979-2 | RELAY, CONTROLLER ACTIVE | GENERATOR DECS250^PANEL
KA0364 | 1031741-4 | RELAY, SYNCHRONIZATION CHECK | GENERATOR DECS250^PANEL
KA4100 | 1061979-2 | RELAY, GENERATOR HEATER DISABLED | GENERATOR DECS250^PANEL
PEG0140 | 232941-200 | BUS BAR, GENERATOR - POWER EARTH GROUNDING | GENERATOR DECS250^PANEL
RS0106 | 969787C1 | RESISTIVE SHUNT, EXCITER FIELD CURRENT REGULATOR | GENERATOR DECS250^PANEL
XT0120 | 1066730-7,1067996-4 | TERMINAL BLOCK, SPRING, 4 CONDUCTOR,30-12 AWG (0.05-3.31 MM2),NON-IS | GENERATOR DECS250^PANEL
XT0313 | 1066730-7,1067996-4 | TERMINAL BLOCK, SPRING, 4 CONDUCTOR,30-12 AWG (0.05-3.31 MM2),NON-IS | GENERATOR DECS250^PANEL
XT0332 | 1066730-7,1067996-4 | TERMINAL BLOCK, SPRING, 4 CONDUCTOR,30-12 AWG (0.05-3.31 MM2),NON-IS | GENERATOR DECS250^PANEL
XT0333 | 1066730-7,1067996-4 | TERMINAL BLOCK, SPRING, 4 CONDUCTOR,30-12 AWG (0.05-3.31 MM2),NON-IS | GENERATOR DECS250^PANEL
XT0334 | 1066730-7,1067996-4 | TERMINAL BLOCK, SPRING, 4 CONDUCTOR,30-12 AWG (0.05-3.31 MM2),NON-IS | GENERATOR DECS250^PANEL
XT0335 | 1066730-7,1067996-4 | TERMINAL BLOCK, SPRING, 4 CONDUCTOR,30-12 AWG (0.05-3.31 MM2),NON-IS | GENERATOR DECS250^PANEL
XT0336 | 1066730-7,1067996-4 | TERMINAL BLOCK, SPRING, 4 CONDUCTOR,30-12 AWG (0.05-3.31 MM2),NON-IS | GENERATOR DECS250^PANEL
XT0337 | 1066730-7,1067996-4 | TERMINAL BLOCK, SPRING, 4 CONDUCTOR,30-12 AWG (0.05-3.31 MM2),NON-IS | GENERATOR DECS250^PANEL
XT0340 | 1066730-7,1066730-8,1067996-4 | TERMINAL BLOCK, SPRING, 4 CONDUCTOR,30-12 AWG (0.05-3.31 MM2),NON-IS | GENERATOR DECS250^PANEL
XT0341 | 1066730-7,1067996-4 | TERMINAL BLOCK, SPRING, 4 CONDUCTOR,30-12 AWG (0.05-3.31 MM2),NON-IS | GENERATOR DECS250^PANEL
XT0342 | 1066730-7,1067996-4 | TERMINAL BLOCK, SPRING, 4 CONDUCTOR,30-12 AWG (0.05-3.31 MM2),NON-IS | GENERATOR DECS250^PANEL
XT0343 | 1066730-7,1066730-8,1067996-4 | TERMINAL BLOCK, SPRING, 4 CONDUCTOR,30-12 AWG (0.05-3.31 MM2),NON-IS | GENERATOR DECS250^PANEL
XT0350 | 1066730-16,1067996-18 | TERMINAL STRIP, 2 CONDUCTOR | GENERATOR DECS250^PANEL
XT0351 | 1066730-7,1067996-4 | TERMINAL BLOCK, SPRING, 4 CONDUCTOR,30-12 AWG (0.05-3.31 MM2),NON-IS | GENERATOR DECS250^PANEL
XT0352 | 1066730-16,1067996-40 | TERMINAL STRIP, 2 CONDUCTOR | GENERATOR DECS250^PANEL
XT0360 | 1066730-7,1067996-4 | TERMINAL BLOCK, SPRING, 4 CONDUCTOR,30-12 AWG (0.05-3.31 MM2),NON-IS | GENERATOR DECS250^PANEL
XT0370 | 1066730-7,1067996-4 | TERMINAL BLOCK, SPRING, 4 CONDUCTOR,30-12 AWG (0.05-3.31 MM2),NON-IS | GENERATOR DECS250^PANEL
AF0181 | 2684693-17,2684693-25 | 5094-OB8XT, 8 DISCRETE OUTPUT | GENERATOR VIB^PANEL
AF0182 | 2684693-17,2684693-23 | 5094-IB16XT, 16 DISCRETE INPUT | GENERATOR VIB^PANEL
AF0183 | 2684693-18,2684693-28 | 5094-IB16SXT, 16 DISCRETE INPUT, S | GENERATOR VIB^PANEL
AF0184 | 2684693-19,2684693-33 | 5094-IY8XT, 8 ANALOG INPUT,TC/RTD/I&V | GENERATOR VIB^PANEL
AF0185 | 2684693-17,2684693-23 | 5094-IB16XT, 16 DISCRETE INPUT | GENERATOR VIB^PANEL
AU0180 | 2684693-22 | 5094-AENTRXT, FLEX 5000 I/O | GENERATOR VIB^PANEL
FU0180 | 1043265-1,1043265-5 | FUSE, 10A | GENERATOR VIB^PANEL
FU0181 | 1043265-1,1043265-5 | FUSE, 10A | GENERATOR VIB^PANEL
GR0180 | 903849C1 | RAIL GROUND, DIN RAIL GROUNDING | GENERATOR VIB^PANEL
GR0181 | 903849C1 | RAIL GROUND, DIN RAIL GROUNDING | GENERATOR VIB^PANEL
IEG0130 | 232941-110 | BUS BAR, GENERATOR - INSTRUMENT EARTH GROUNDING | GENERATOR VIB^PANEL
KA0182 | 1061979-2 | RELAY, MEG ALERT | GENERATOR VIB^PANEL
XT0130 | 1066730-7,1067996-53 | TERMINAL BLOCK, SPRING, 4 CONDUCTOR,30-12 AWG (0.05-3.31 MM2),NON-IS | GENERATOR VIB^PANEL
XT0180 | 1066730-7,1067996-53 | TERMINAL BLOCK, SPRING, 4 CONDUCTOR,30-12 AWG (0.05-3.31 MM2),NON-IS | GENERATOR VIB^PANEL
HA0472 | 1060150 | HORN, AUDIBLE ALARM | JB70
HL0171 | 2380746-7 | LIGHT, FIRE SYSTEM AUTO, GREEN | JB70
HL0172 | 2380746-7 | LIGHT, FIRE SYSTEM INHIBIT, AMBER | JB70
HL0173 | 2380746-7 | LIGHT, FIRE SYSTEM DISCHARGED, RED | JB70
RR0175A | 912137C1 | RESISTOR, 10K OHM | JB70
RR0175D | 912137C1 | RESISTOR, 10K OHM | JB70
RR0175I | 912137C1 | RESISTOR, 10K OHM | JB70
RR0175M | 912137C1 | RESISTOR, 10K OHM | JB70
SA0170 | 2380746-9 | SELECTOR SWITCH, FIRE SYSTEM AUTO/INHIBIT | JB70
SB0170 | 2380746-10 | PUSHBUTTON SWITCH, MANUAL RELEASE | JB70
VD0175A | ENCLOSURE COMMON | DIODE | JB70
VD0175D | ENCLOSURE COMMON | DIODE | JB70
VD0175I | ENCLOSURE COMMON | DIODE | JB70
XT6170 | 1066730-7,1066730-8 | TERMINAL BLOCK, SPRING, 4 CONDUCTOR,30-12 AWG (0.05-3.31 MM2),NON-IS | JB70
XT6171 | 1066730-7,1066730-8 | TERMINAL BLOCK, SPRING, 4 CONDUCTOR,30-12 AWG (0.05-3.31 MM2),NON-IS | JB70
XT6172 | 1066730-7,1066730-8 | TERMINAL BLOCK, SPRING, 4 CONDUCTOR,30-12 AWG (0.05-3.31 MM2),NON-IS | JB70
XT6173 | 1066730-7,1066730-8 | TERMINAL BLOCK, SPRING, 4 CONDUCTOR,30-12 AWG (0.05-3.31 MM2),NON-IS | JB70
HL0701 | 1751651-2 | LIGHT, GENERATOR CIRCUIT BREAKER OPEN, GREEN | METER AND SWITCH^PANELS
HL0702 | 1751651-1 | LIGHT, GENERATOR CIRCUIT BREAKER CLOSED, RED | METER AND SWITCH^PANELS
HL0703 | 910087C1 | LIGHT, GENERATOR SYNCHRONIZING - PHASE A, CLEAR | METER AND SWITCH^PANELS
HL0704 | 910087C1 | LIGHT, GENERATOR SYNCHRONIZING - PHASE C, CLEAR | METER AND SWITCH^PANELS
PA0700 | 1565287-13 | AMMETER, CURRENT MEASUREMENT | METER AND SWITCH^PANELS
PA0701 | 1616415-2,REQ | AMMETER, EXCITER FIELD CURRENT | METER AND SWITCH^PANELS
PA0703 | 1620357-110 | WATT METER, POWER | METER AND SWITCH^PANELS
PA0771 | 1616419-3 | WATT METER, POWER FACTOR | METER AND SWITCH^PANELS
PF0700 | REQ | GAGE, SYNCHROSCOPE | METER AND SWITCH^PANELS
PF0701 | 1616418-2 | METER, FREQUENCY MEASUREMENT | METER AND SWITCH^PANELS
PV0700 | 1620356-20 | VOLT METER, VOLTAGE MEASUREMEMT | METER AND SWITCH^PANELS
PV0701 | 1616416-2 | VOLT METER, EXCITER FIELD VOLTAGE | METER AND SWITCH^PANELS
SA0700 | 1051149-3 | SELECTOR SWITCH, MANUAL SYNCHRONIZATION | METER AND SWITCH^PANELS
SA0701 | 1051149-5 | SELECTOR SWITCH, CIRCUIT BREAKER CONTROL | METER AND SWITCH^PANELS
SA0710 | 1051149-4 | SELECTOR SWITCH, VOLTAGE SELECT | METER AND SWITCH^PANELS
SA0740 | 1051149-2 | SELECTOR SWITCH, CURRENT SELECT | METER AND SWITCH^PANELS
SA0770 | 1051149-1 | SELECTOR SWITCH, KW/KVAR SELECT | METER AND SWITCH^PANELS
KA7514 | 1061979-1 | RELAY, RESET (CUSTOMER) | PANEL
SB7510 | CUSTOMER DEFINED | PUSHBUTTON SWITCH, START (CUSTOMER) | PANEL
SB7511 | CUSTOMER DEFINED | PUSHBUTTON SWITCH, NORMAL STOP (CUSTOMER) | PANEL
SB7512 | CUSTOMER DEFINED | PUSHBUTTON SWITCH, EMERGENCY STOP (CUSTOMER) | PANEL
SB7514 | CUSTOMER PROVIDED | CUSTOMER CONNECTION, RESET (CUSTOMER) | PANEL
SB7551 | CUSTOMER DEFINED | PUSHBUTTON SWITCH, VOLTAGE INCREASE (EXTERNAL) | PANEL
SB7552 | CUSTOMER DEFINED | PUSHBUTTON SWITCH, VOLTAGE DECREASE (EXTERNAL) | PANEL
SB7554 | CUSTOMER DEFINED | PUSHBUTTON SWITCH, SPEED INCREASE (EXTERNAL) | PANEL
SB7555 | CUSTOMER DEFINED | PUSHBUTTON SWITCH, SPEED DECREASE (EXTERNAL) | PANEL
AP0601 | 1089241-20 | MODULE, BLANK FILLER | PLC PANEL
AP0602 | 1089241-40 | 1756-EN2TRXT, ETHERNET | PLC PANEL
AP0603 | 1089241-40 | 1756-EN2TRXT, ETHERNET | PLC PANEL
AP0604 | 1089241-20 | MODULE, BLANK FILLER | PLC PANEL
AP0605 | 1089241-20 | MODULE, BLANK FILLER | PLC PANEL
AP0606 | 1089241-20 | MODULE, BLANK FILLER | PLC PANEL
AP0607 | 1089241-36 | 1756-EN2TXT, ETHERNET | PLC PANEL
AP0608 | 1089241-20 | MODULE, BLANK FILLER | PLC PANEL
AP0609 | 1089241-40 | 1756-EN2TRXT, ETHERNET | PLC PANEL
AR0600 | 1089241-42 | RACK CHASSIS, 1756-A10XT (10 SLOT) | PLC PANEL
AT0600 | 1089241-43 | 1756-L83EXTS, CONTROLLER^GUARDLOGIX | PLC PANEL
UV0600 | 1089241-28 | POWER SUPPLY, RSLOGIX CHASSIS | PLC PANEL
AT0680 | 1634974-100 | GATEWAY MODULE, TURBOTRONIC GATEWAY | PWR,DISTRIBUTION RAIL^LEFT DOOR
FU0190 | 1043265-1,1043265-5 | FUSE, 10A | PWR,DISTRIBUTION RAIL^LEFT DOOR
FU0200 | 1043265-1,1043265-5 | FUSE, 10A | PWR,DISTRIBUTION RAIL^LEFT DOOR
FU0201 | 1043265-1,1043265-5 | FUSE, 10A | PWR,DISTRIBUTION RAIL^LEFT DOOR
FU0273 | 1043265-1,1043265-4 | FUSE, 5A | PWR,DISTRIBUTION RAIL^LEFT DOOR
FU0560 | 1043265-1,1043265-7 | FUSE, 20A | PWR,DISTRIBUTION RAIL^LEFT DOOR
FU0680 | 1043265-1,1043265-4 | FUSE, 5A | PWR,DISTRIBUTION RAIL^LEFT DOOR
XT0200 | 1066730-1 | TERMINAL STRIP, 4 CONDUCTOR | PWR,DISTRIBUTION RAIL^LEFT DOOR
XT0560 | 1066730-16,1066730-17 | TERMINAL STRIP, 2 CONDUCTOR | PWR,DISTRIBUTION RAIL^LEFT DOOR
XT0561 | 1066730-53,1066730-7 | TERMINAL BLOCK, SPRING, 4 CONDUCTOR,30-12 AWG (0.05-3.31 MM2),NON-IS | PWR,DISTRIBUTION RAIL^LEFT DOOR
XT0562 | 1066730-53,1066730-7 | TERMINAL BLOCK, SPRING, 4 CONDUCTOR,30-12 AWG (0.05-3.31 MM2),NON-IS | PWR,DISTRIBUTION RAIL^LEFT DOOR
XT0563 | 1066730-7,1067996-4 | TERMINAL BLOCK, SPRING, 4 CONDUCTOR,30-12 AWG (0.05-3.31 MM2),NON-IS | PWR,DISTRIBUTION RAIL^LEFT DOOR
XT0680 | 1066730-7,1067996-4 | TERMINAL BLOCK, SPRING, 4 CONDUCTOR,30-12 AWG (0.05-3.31 MM2),NON-IS | PWR,DISTRIBUTION RAIL^LEFT DOOR
AF0410 | 1322418-11,1322418-70 | 1444-DYN04-01RA, 4-CH VIBRATION INPUT^DYNAMIX 1444 VIBRATION | TURB VIB^PANEL
AF0450 | 1322418-11,1322418-70 | 1444-DYN04-01RA, 4-CH VIBRATION INPUT^DYNAMIX 1444 VIBRATION | TURB VIB^PANEL
FU0113 | 1043265-1,1043265-4 | FUSE, 5A | TURB VIB^PANEL
IEG0110 | 232941-200 | BUS BAR, ENGINE VIBRATION - INSTRUMENT EARTH GROUNDING | TURB VIB^PANEL
XT0110 | 1066730-7,1066730-8,1067996-4 | TERMINAL BLOCK, SPRING, 4 CONDUCTOR,30-12 AWG (0.05-3.31 MM2),NON-IS | TURB VIB^PANEL
XT0400 | 1066730-1,1066730-2,1066730-67 | TERMINAL STRIP, 4 CONDUCTOR | TURB VIB^PANEL
AF0081 | 2684693-18,2684693-28 | 5094-IB16SXT, 16 DISCRETE INPUT, S | TURBINE PANEL A
AF0082 | 2684693-17,2684693-23 | 5094-IB16XT, 16 DISCRETE INPUT | TURBINE PANEL A
AF0083 | 2684693-19,2684693-33 | 5094-IY8XT, 8 ANALOG INPUT,TC/RTD/I&V | TURBINE PANEL A
AF0084 | 2684693-19,2684693-33 | 5094-IY8XT, 8 ANALOG INPUT,TC/RTD/I&V | TURBINE PANEL A
AF0085 | 2684693-18,2684693-56 | 5094-IF8IHXT, 8 ANALOG INPUT, ISOLATED | TURBINE PANEL A
AF0086 | 2684693-18,2684693-56 | 5094-IF8IHXT, 8 ANALOG INPUT, ISOLATED | TURBINE PANEL A
AF0087 | 2684693-17,2684693-23 | 5094-IB16XT, 16 DISCRETE INPUT | TURBINE PANEL A
AF0091 | 2684693-17,2684693-23 | 5094-IB16XT, 16 DISCRETE INPUT | TURBINE PANEL A
AF0092 | 2684693-17,2684693-24 | 5094-OB16XT, 16 DISCRETE OUTPUT | TURBINE PANEL A
AF0093 | 2684693-17,2684693-24 | 5094-OB16XT, 16 DISCRETE OUTPUT | TURBINE PANEL A
AF0094 | 2684693-19,2684693-33 | 5094-IY8XT, 8 ANALOG INPUT,TC/RTD/I&V | TURBINE PANEL A
AF0095 | 2684693-17,2684693-18,2684693-25 | 5094-OB8XT, 8 DISCRETE OUTPUT | TURBINE PANEL A
AU0080 | 2684693-22 | 5094-AENTRXT, FLEX 5000 I/O | TURBINE PANEL A
AU0090 | 2684693-22 | 5094-AENTRXT, FLEX 5000 I/O | TURBINE PANEL A
F0200 | 1022716-1,1059465 | EMI/SURGE FILTER, 24VDC | TURBINE PANEL A
FU0010 | 1043265-1,1043265-5 | FUSE, 10A | TURBINE PANEL A
FU0011 | 1043265-1,1043265-9 | FUSE, 30A | TURBINE PANEL A
FU0012 | 1043265-1,1043265-5 | FUSE, 10A | TURBINE PANEL A
FU0013 | 1043265-1,1043265-5 | FUSE, 10A | TURBINE PANEL A
FU0014 | 1043265-1,1043265-5 | FUSE, 10A | TURBINE PANEL A
FU0015 | 1043265-1,1043265-5 | FUSE, 10A | TURBINE PANEL A
FU0016 | 1043265-1,1043265-5 | FUSE, 10A | TURBINE PANEL A
FU0080 | 1043265-1,1043265-5 | FUSE, 10A | TURBINE PANEL A
FU0081 | 1043265-1,1043265-5 | FUSE, 10A | TURBINE PANEL A
FU0082 | 1043265-1,1043265-5 | FUSE, 10A | TURBINE PANEL A
FU0090 | 1043265-1,1043265-5 | FUSE, 10A | TURBINE PANEL A
FU0091 | 1043265-1,1043265-5 | FUSE, 10A | TURBINE PANEL A
FU0092 | 1043265-1,1043265-5 | FUSE, 10A | TURBINE PANEL A
FU0093 | 1043265-1,1043265-5 | FUSE, 10A | TURBINE PANEL A
FU0136 | 1043265-1,1043265-9 | FUSE, 30A | TURBINE PANEL A
FU0137 | 1043265-1,1043265-7 | FUSE, 20A | TURBINE PANEL A
FU0139 | 1043265-1,1043265-4 | FUSE, 5A | TURBINE PANEL A
GR0131 | 903849C1 | RAIL GROUND, DIN RAIL GROUNDING | TURBINE PANEL A
GR0132 | 903849C1 | RAIL GROUND, DIN RAIL GROUNDING | TURBINE PANEL A
GR0133 | 903849C1 | RAIL GROUND, DIN RAIL GROUNDING | TURBINE PANEL A
KA0130 | 1061979-2 | RELAY, LOWSPEED/OPEN PROBE SETPOINT | TURBINE PANEL A
KA0131 | 1061979-2 | RELAY, CONTROLLER ACTIVE | TURBINE PANEL A
KA0132 | 1061979-2 | RELAY, CONTROLLER ACTIVE | TURBINE PANEL A
KA0133 | 1061979-2 | RELAY, POST LUBE NOT REQUIRED | TURBINE PANEL A
KA0134 | 1061979-2 | RELAY, BACKUP COMMAND OFF | TURBINE PANEL A
KA0135 | 1061979-2 | RELAY, AC PRE/POST PUMP DRIVE | TURBINE PANEL A
KA0136 | 1061979-2 | RELAY, LUBE OIL HEADER^PRESSURE HIGH | TURBINE PANEL A
KA0137 | 1061979-2 | RELAY, LUBE PUMP INHIBIT | TURBINE PANEL A
KA0138 | 1061979-2 | RELAY, BACKUP LUBE OIL PUMP OFF | TURBINE PANEL A
KA0141 | 1061979-2 | RELAY, CONTROLLER ACTIVE | TURBINE PANEL A
KA0144 | 1061979-2 | RELAY, AC PRE/POST PUMP DRIVE | TURBINE PANEL A
KA0217 | 1061979-2 | RELAY, MAIN GAS FUEL ACTUATOR ENABLE | TURBINE PANEL A
KA0221 | 1061979-2 | RELAY, PRIMARY GAS FUEL^SHUTOFF VALVE | TURBINE PANEL A
KA2160 | 1061979-2 | RELAY, SPARE | TURBINE PANEL A
KA2161 | 1061979-2 | RELAY, SPARE | TURBINE PANEL A
KA3103 | 1061979-2 | RELAY, LUBE OIL TANK HEATER | TURBINE PANEL A
KA3220 | 1061979-2 | RELAY, LUBE OIL COOLER FAN #1 | TURBINE PANEL A
KA3221 | 1061979-2 | RELAY, LUBE OIL COOLER FAN #2 | TURBINE PANEL A
KA6211 | 1061979-2 | RELAY, DRIVER ENCLOSURE^VENT FAN #1 | TURBINE PANEL A
KT0140 | 2651077-1 | TIMER RELAY, BACKUP PUMP POST LUBE OFF CYCLE | TURBINE PANEL A
KT0141 | 2651077-1 | TIMER RELAY, BACKUP POST LUBE CONTINUOUS | TURBINE PANEL A
KT0142 | 2651077-1 | TIMER RELAY, TOTAL POST LUBE | TURBINE PANEL A
KT0143 | 2651077-1 | TIMER RELAY, BACKUP PUMP POST LUBE ON CYCLE | TURBINE PANEL A
KT0144 | 2651077-1 | TIMER RELAY, HEADER PRESSURE HIGH BACKUP PUMP OFF | TURBINE PANEL A
KT0145 | 2651077-1 | TIMER RELAY, FIRE DETECTED ROLLDOWN LUBE | TURBINE PANEL A
KT0146 | 2651077-3 | TIMER RELAY, WATCHDOG | TURBINE PANEL A
PC0470 | 2271605-1 | TIMER/COUNTER, ENGINE HOUR / START COUNTER | TURBINE PANEL A
PEG0130 | 232941-300 | BUS BAR, PANEL A - POWER EARTH GROUNDING | TURBINE PANEL A
RR0851 | 981090C1 | RESISTOR, 3.01K OHM | TURBINE PANEL A
RR0852 | 981089C1 | RESISTOR, 1.0K OHM | TURBINE PANEL A
XT0011 | 1066730-16,1066730-17 | TERMINAL STRIP, 2 CONDUCTOR | TURBINE PANEL A
XT0012 | 1066730-16,1066730-17 | TERMINAL STRIP, 2 CONDUCTOR | TURBINE PANEL A
XT0013 | 1066730-16,1066730-17 | TERMINAL STRIP, 2 CONDUCTOR | TURBINE PANEL A
XT0080 | 1066730-7,1066730-8 | TERMINAL BLOCK, SPRING, 4 CONDUCTOR,30-12 AWG (0.05-3.31 MM2),NON-IS | TURBINE PANEL A
XT0085 | 1066730-7,1066730-8 | TERMINAL BLOCK, SPRING, 4 CONDUCTOR,30-12 AWG (0.05-3.31 MM2),NON-IS | TURBINE PANEL A
XT0090 | 1066730-7,1066730-8 | TERMINAL BLOCK, SPRING, 4 CONDUCTOR,30-12 AWG (0.05-3.31 MM2),NON-IS | TURBINE PANEL A
XT0134 | 1066730-16,1066730-17 | TERMINAL STRIP, 2 CONDUCTOR | TURBINE PANEL A
XT0135 | 1066730-7,1066730-8 | TERMINAL BLOCK, SPRING, 4 CONDUCTOR,30-12 AWG (0.05-3.31 MM2),NON-IS | TURBINE PANEL A
XT0136 | 1066730-7,1066730-8 | TERMINAL BLOCK, SPRING, 4 CONDUCTOR,30-12 AWG (0.05-3.31 MM2),NON-IS | TURBINE PANEL A
XT0138 | 1066730-16,1066730-17 | TERMINAL STRIP, 2 CONDUCTOR | TURBINE PANEL A
XT0139 | 1066730-7,1066730-8 | TERMINAL BLOCK, SPRING, 4 CONDUCTOR,30-12 AWG (0.05-3.31 MM2),NON-IS | TURBINE PANEL A
AF0061 | 2684693-17,2684693-25 | 5094-OB8XT, 8 DISCRETE OUTPUT | TURBINE PANEL B
AF0062 | 2684693-17,2684693-25 | 5094-OB8XT, 8 DISCRETE OUTPUT | TURBINE PANEL B
AF0063 | 2684693-17,2684693-23 | 5094-IB16XT, 16 DISCRETE INPUT | TURBINE PANEL B
AF0064 | 2684693-18,2684693-30 | 5094-IF4IHSXT, 4 ANALOG INPUT, S | TURBINE PANEL B
AF0065 | 2684693-18,2684693-30 | 5094-IF4IHSXT, 4 ANALOG INPUT, S | TURBINE PANEL B
AF0066 | 2684693-18,2684693-27 | 5094-OF8IHXT, 8 ANALOG OUTPUT, ISOLATED | TURBINE PANEL B
AF0067 | 2684693-17,2684693-25 | 5094-OB8XT, 8 DISCRETE OUTPUT | TURBINE PANEL B
AF0068 | 2684693-21,2684693-36 | 5094-IRT8SXT, 8 RTD/TC ANALOG INPUT, S | TURBINE PANEL B
AF0071 | 2684693-18,2684693-32 | 5094-IJ2ISXT, 2 FAST COUNTER INPUT, S | TURBINE PANEL B
AF0072 | 2684693-18,2684693-30 | 5094-IF4IHSXT, 4 ANALOG INPUT, S | TURBINE PANEL B
AF0073 | 2684693-21,2684693-36 | 5094-IRT8SXT, 8 RTD/TC ANALOG INPUT, S | TURBINE PANEL B
AF0074 | 2684693-18,2684693-56 | 5094-IF8IHXT, 8 ANALOG INPUT, ISOLATED | TURBINE PANEL B
AF0075 | 2684693-18,2684693-30 | 5094-IF4IHSXT, 4 ANALOG INPUT, S | TURBINE PANEL B
AF0076 | 2684693-18,2684693-55 | 5094-OB16SXT, 16 DISCRETE OUTPUT, S | TURBINE PANEL B
AF0077 | 2684693-19,2684693-33 | 5094-IY8XT, 8 ANALOG INPUT,TC/RTD/I&V | TURBINE PANEL B
AU0060 | 2684693-22 | 5094-AENTRXT, FLEX 5000 I/O | TURBINE PANEL B
AU0070 | 2684693-22 | 5094-AENTRXT, FLEX 5000 I/O | TURBINE PANEL B
FU0060 | 1043265-1,1043265-5 | FUSE, 10A | TURBINE PANEL B
FU0061 | 1043265-1,1043265-5 | FUSE, 10A | TURBINE PANEL B
FU0062 | 1043265-1,1043265-5 | FUSE, 10A | TURBINE PANEL B
FU0063 | 1043265-1,1043265-5 | FUSE, 10A | TURBINE PANEL B
FU0070 | 1043265-1,1043265-5 | FUSE, 10A | TURBINE PANEL B
FU0071 | 1043265-1,1043265-5 | FUSE, 10A | TURBINE PANEL B
FU0210 | 1043265-1,1043265-7 | FUSE, 20A | TURBINE PANEL B
FU0211 | 1043265-1,1043265-4 | FUSE, 5A | TURBINE PANEL B
FU0212 | 1043265-1,1043265-4 | FUSE, 5A | TURBINE PANEL B
GR0231 | 903849C1 | RAIL GROUND, DIN RAIL GROUNDING | TURBINE PANEL B
GR0232 | 903849C1 | RAIL GROUND, DIN RAIL GROUNDING | TURBINE PANEL B
GR0233 | 903849C1 | RAIL GROUND, DIN RAIL GROUNDING | TURBINE PANEL B
IEG0010 | 1099358-100 | BUS BAR, MARSHALLING INSTRUMENT EARTH GROUNDING | TURBINE PANEL B
IEG0230 | 232941-300 | BUS BAR, PANEL B - INSTRUMENT EARTH GROUNDING | TURBINE PANEL B
KA0222 | 1061979-1 | RELAY, SECONDARY GAS FUEL^ SHUTOFF VALVE | TURBINE PANEL B
KA0231 | 1061979-1 | RELAY, CONTROLLER ACTIVE | TURBINE PANEL B
KA0232 | 1061979-1,1061979-2 | RELAY, CONTROLLER ACTIVE | TURBINE PANEL B
KA0233 | 1061979-1 | RELAY, CONTROLLER ACTIVE | TURBINE PANEL B
KA0234 | 1061979-1 | RELAY, CONTROLLER ACTIVE | TURBINE PANEL B
KA0235 | 1061979-1 | RELAY, NO EMERGENCY ^SHUTDOWN SUMMARY | TURBINE PANEL B
KA0236 | 1061979-1 | RELAY, NO EMERGENCY ^SHUTDOWN SUMMARY | TURBINE PANEL B
KA0237 | 1061979-1 | RELAY, NO EMERGENCY^SHUTDOWN SUMMARY | TURBINE PANEL B
KA0238 | 1061979-1 | RELAY, NO EMERGENCY SHUTDOWN SUMMARY | TURBINE PANEL B
KA0239 | 1061979-1 | RELAY, NO EMERGENCY SHUTDOWN SUMMARY | TURBINE PANEL B
KA0240 | 1061979-1 | RELAY, NO EMERGENCY SHUTDOWN SUMMARY | TURBINE PANEL B
KA0241 | 1061979-1 | RELAY, BACKUP SYSTEM RESET | TURBINE PANEL B
KA0242 | 1061979-1 | RELAY, BACKUP SYSTEM RESET | TURBINE PANEL B
KA0243 | 1061979-1 | RELAY, NO FIRE DETECTED | TURBINE PANEL B
KA0244 | 1061979-1 | RELAY, NO FIRE DETECTED | TURBINE PANEL B
KA0245 | 1061979-1 | RELAY, NO GAS DETECTED | TURBINE PANEL B
KA0246 | 1061979-1 | RELAY, NO FIRE DETECTED | TURBINE PANEL B
KA0247 | 1061979-1 | RELAY, NO FIRE DETECTED | TURBINE PANEL B
KA0248 | 1061979-1 | RELAY, NO EMERGENCY SHUTDOWN SUMMARY | TURBINE PANEL B
KA0249 | 1061979-1 | RELAY, NO GAS DETECTED | TURBINE PANEL B
KA0250 | 1061979-1 | RELAY, NO EMERGENCY SHUTDOWN SUMMARY | TURBINE PANEL B
KA1020 | 1061979-1 | RELAY, IGNITION START | TURBINE PANEL B
XT0060 | 1066730-7,1066730-8 | TERMINAL BLOCK, SPRING, 4 CONDUCTOR,30-12 AWG (0.05-3.31 MM2),NON-IS | TURBINE PANEL B
XT0070 | 1066730-7,1066730-8 | TERMINAL BLOCK, SPRING, 4 CONDUCTOR,30-12 AWG (0.05-3.31 MM2),NON-IS | TURBINE PANEL B
XT0233 | 1066730-7,1066730-8 | TERMINAL BLOCK, SPRING, 4 CONDUCTOR,30-12 AWG (0.05-3.31 MM2),NON-IS | TURBINE PANEL B
XT0235 | 1066730-7,1066730-8 | TERMINAL BLOCK, SPRING, 4 CONDUCTOR,30-12 AWG (0.05-3.31 MM2),NON-IS | TURBINE PANEL B
XT0236 | 1066730-7,1066730-8,1067996-4 | TERMINAL BLOCK, SPRING, 4 CONDUCTOR,30-12 AWG (0.05-3.31 MM2),NON-IS | TURBINE PANEL B
XT0237 | 1066730-10,1066730-9 | DIODE TERMINAL STRIP, 4 CONDUCTOR | TURBINE PANEL B
XT0240 | 1066730-7,1066730-8 | TERMINAL BLOCK, SPRING, 4 CONDUCTOR,30-12 AWG (0.05-3.31 MM2),NON-IS | TURBINE PANEL B