## Blue Labels
(SHT 1) CONSOLE | (SHT 2) CONSOLE DOORS | (SHT 5) SCS | (SHT 6) LEFT SIDE PANEL | (SHT 7) BACK PANEL | (SHT 8) RIGHT SIDE PANEL
EL0273 | AT0191 | SB0402 | IEG0130 | PEG0130 | GR0202
HA0273 | AT0190K | SH0418 | FU0090 | QS0011 | AR0600
ZS0273 | AT0190 | SB0401 | FU0091 | XT0011 | AR0700
FG0130 |  | XT0137 | FU0092 | QS0012 | AR0800
|  | XT0273 | FU0093 | XT0012 | BA0606
|  | FU0273 | FU0094 | XT0970AC | AP0606
|  | GR0121 | FU0095 | FU9700 | AP0605
|  | SB0400 | XT0090 | FU9701 | AP0604
|  | SB0403 | AU0090 | GR0131 | AP0603
|  | SA0500 | AF0091 | XT09701AC | AP0602
|  | AU0020 | AF0092 | XT09702AC | AP0601
|  | AF0021 | AF0093 | XT09703AC | AT0600
|  | AF0022 | AF0094 | XT09704AC | UV0600
|  | FU0023 | AF0095 | H09700 | AP0706
|  | FU0020 | KA0001 | H09701 | AP0705
|  | GR0120 | KA0002 | H09702 | AP0704
|  |  | KA0003 | GR0132 | AP0703
|  |  | KA0004 | XT0138 | AP0702
|  |  | KA0005 | XT0139 | AP0701
|  |  | KA0006 | XT0134 | AT0700
|  |  | KA0007 | XT0135 | UV0700
|  |  | KA0008 | FU0137 | AP0806
|  |  | KA0009 | FU0138 | AP0805
|  |  | KA0010 | FU0260 | AP0804
|  |  | KA0101 | FU0190 | AP0803
|  |  | KA0102 | XT0201 | AP0802
|  |  | KA0103 | XT0260 | AP0800
|  |  | KA0104 | XT0261 | UV0800
|  |  | KA0105 | XT0262 | FU0600
|  |  | KA0106 | FU0050 | FU0700
|  |  | KA0107 | AU0050 | FU0800
|  |  | KA0108 | AF0051 | XT0101
|  |  | KA0109 | AF0052 | XT0102
|  |  | KA0110 | AF0053 | FU0606DH+
|  |  | KA0041 | AF0054 | FU0011
|  |  | KA0042 | FU0060 | FU0012
|  |  | KA0043 | AU0060 | FU0013
|  |  | KA0044 | AF0061 | FU0014
|  |  | KA0045 | AF0062 | FU0016
|  |  | KA0046 | AF0063 | FU0606
|  |  | KA0047 | AF0064 | FU0680
|  |  | KA0048 | AF0065 | FU0681
|  |  | KA0141 | AF0066 | XT0680
|  |  | KA0142 | AF0067 | XT0681
|  |  | KA0143 | GR0111 | BA0680
|  |  | KA0144 | XT0900 | AT0680
|  |  | KA0145 | FU0040 | BA0606DH+
|  |  | KA0146 | AU0040 | GR0203
|  |  | KA0147 | AF0041 | GR0204
|  |  | KA0148 | AF0042
|  |  | KA0081 | AF0043
|  |  | KA0082 | AF0044
|  |  | KA0083 | AF0045
|  |  | KA0084 | AF0046
|  |  | KA0085 | AF0047
|  |  | KA0086 | XT0014
|  |  | KA0087 | XT0015
|  |  | KA0088 | XT0016
|  |  | KA7400 | XT0017
|  |  | KA7500 | XT0018
|  |  | KA7600 | FU0136
|  |  | KA7700 | FU0236
|  |  | KA7800 | GR0110
|  |  | GR0134 | UJ0231
|  |  | XT0095 | UJ0131
|  |  | XT0910 | TS0970
|  |  | XT0920 | TE0970
XT0930
FU0100
FU0101
FU0102
FU0103
FU0104
FU0105
FU0106
XT0100
AU0100
AF0101
AF0102
AF0103
AF0104
AF0105
AF0106
KA0049
KA0050
KA0051
KA0052
KA0053
KA0054
KA0055
KA0056
KA0149
KA0150
KA0151
KA0152
KA0153
KA0154
KA0155
KA0156
GR0133

## White Labels
(SHT 7) BACK PANEL | (SHT 7) BACK PANEL - (SHT 6) LEFT SIDE PANEL | (SHT 7) BACK PANEL - (SHT 5) SCS | (SHT 6) LEFT SIDE PANEL | (SHT 6) LEFT SIDE PANEL - (SHT 8) RIGHT SIDE PANEL | (SHT 6) LEFT SIDE PANEL - (SHT 5) SCS | (SHT 8) RIGHT SIDE PANEL | (SHT 5) SCS
AF0061G | AU0090G | AU0020G | GR0133 | IEG01301 | GR0120 | UV0600G | GR0121
AF0062G | AU0100G |  | GR0134 | IEG01303 |  | UV0700G
AF0063G | GR0110 |  |  | IEG01304 |  | UV0800G
AF0064G | GR0111
AF0065G
AF0066G
AU0040G
AU0050G
AU0060G
H09700G
UJ0131G
UJ0231G

## Heat Shrink Labels
(SHT 7) BACK PANEL | (SHT 6) LEFT SIDE PANEL
WC0061 | WCGTGACAP
WC0970 | WCGTGBCAP
WCGTGCCAP
WCGTGDCAP
WCGTGFCAP
WCSPINRES

## BACK PANEL
BACK PANEL
STATION CONSOLE
Project # | J1848
Project Name | Woodside Goodwyn LSP
Revision | B.2
Controls DE | B.HALBIG
Phone:
Controls ME | N. CARPENTER
Phone:
From | [5 empty] | To
Device ID | Cable (W) Conductor (SC) Jumper Clip (JC) | Wire No. | Wire ID | Gauge/Size | Page/Zone | Device ID | Location | Page/Zone
XT0014:1 | JC | FU0136 | CLIP | --- | 16.C5 | XT0014:2 | BACK PANEL | 16.C5
XT0014:3 | JC | 0V | CLIP | --- | 16.C5 | XT0014:4 | BACK PANEL | 16.C5
XT0016:2 | JC | FU0136 | CLIP | --- | 16.D5 | XT0016:1 | BACK PANEL | 16.D5
XT0016:4 | JC | 0V | CLIP | --- | 16.D5 | XT0016:3 | BACK PANEL | 16.D5
XT0134:1 | JC | 0V | CLIP | --- | 6.C3 | XT0134:2 | BACK PANEL | 6.C3
XT0134:2 | JC | 0V | CLIP | --- | 6.C3 | XT0134:3 | BACK PANEL | 6.C3
XT0135:1 | JC | 0V | CLIP | --- | 6.C4 | XT0135:2 | BACK PANEL | 6.C4
XT0135:2 | JC | 0V | CLIP | --- | 6.C4 | XT0135:3 | BACK PANEL | 6.C4
XT0135:3 | JC | 0V | CLIP | --- | 6.C4 | XT0135:4 | BACK PANEL | 6.C4
XT0135:4 | JC | 0V | CLIP | --- | 6.C4 | XT0135:5 | BACK PANEL | 6.D4
XT0138:1 | JC | FU0136 | CLIP | --- | 6.A3 | XT0138:2 | BACK PANEL | 6.A3
XT0138:2 | JC | FU0136 | CLIP | --- | 6.A3 | XT0138:3 | BACK PANEL | 6.B3
XT0139:1 | JC | FU0137 | CLIP | --- | 6.A4 | XT0139:2 | BACK PANEL | 6.A4
XT0139:2 | JC | FU0137 | CLIP | --- | 6.A4 | XT0139:3 | BACK PANEL | 6.B4
XT0139:3 | JC | FU0137 | CLIP | --- | 6.B4 | XT0139:4 | BACK PANEL | 6.B4
XT0139:4 | JC | FU0137 | CLIP | --- | 6.B4 | XT0139:5 | BACK PANEL | 6.B4
XT0139:5 | JC | FU0137 | CLIP | --- | 6.B4 | XT0139:6 | BACK PANEL | 6.B4
XT0261:1 | JC | FU0260 | CLIP | --- | 7.A4 | XT0261:2 | BACK PANEL | 7.A4
XT0261:2 | JC | FU0260 | CLIP | --- | 7.A4 | XT0261:3 | BACK PANEL | 7.B4
XT0261:3 | JC | FU0260 | CLIP | --- | 7.B4 | XT0261:4 | BACK PANEL | 7.B4
XT0262:1 | JC | 0V | CLIP | --- | 7.C4 | XT0262:2 | BACK PANEL | 7.C4
XT0262:2 | JC | 0V | CLIP | --- | 7.C4 | XT0262:3 | BACK PANEL | 7.C4
XT0262:3 | JC | 0V | CLIP | --- | 7.C4 | XT0262:4 | BACK PANEL | 7.C4
XT0262:4 | JC | 0V | CLIP | --- | 7.C4 | XT0262:5 | BACK PANEL | 7.C4
XT09701AC:1 | JC | H09700L1 | CLIP | --- | 3.B5 | XT09701AC:2 | BACK PANEL | 3.B5
XT09701AC:2 | JC | H09700L1 | CLIP | --- | 3.B5 | XT09701AC:3 | BACK PANEL | 3.C5
XT09701AC:4 | JC | H09700L2 | CLIP | --- | 3.B5 | XT09701AC:5 | BACK PANEL | 3.B5
XT09701AC:5 | JC | H09700L2 | CLIP | --- | 3.B5 | XT09701AC:6 | BACK PANEL | 3.C5
XT09701AC:7 | JC | H09700G | CLIP | --- | 3.B5 | XT09701AC:8 | BACK PANEL | 3.B5
XT09701AC:8 | JC | H09700G | CLIP | --- | 3.B5 | XT09701AC:9 | BACK PANEL | 3.C5
AF0041:COM | SC | AF0041N | WHT | 20 | 12.B2 | AF0042:COM | BACK PANEL | 12.B3
AF0041:COM | SC | AU0040N | WHT | 20 | 12.B2 | AU0040:COM | BACK PANEL | 12.A2
AF0041:V+ | SC | AF0041P | WHT | 20 | 12.B2 | AF0042:V+ | BACK PANEL | 12.B3
AF0041:V+ | SC | AU0040P | WHT | 20 | 12.B2 | AU0040:V+ | BACK PANEL | 12.A2
AF0042:09 | SC | UJ0131OK2 | WHT | 20 | 16.B6 | UJ0131:OK2 | BACK PANEL | 16.B4
AF0042:10 | SC | UJ0231OK2 | WHT | 20 | 16.D6 | UJ0231:OK2 | BACK PANEL | 16.D4
AF0042:41 | SC | UJ0131OK1 | WHT | 20 | 16.B6 | UJ0131:OK1 | BACK PANEL | 16.B4
AF0042:42 | SC | UJ0231OK1 | WHT | 20 | 16.D6 | UJ0231:OK1 | BACK PANEL | 16.D4
AF0042:COM | SC | AF0042N | WHT | 20 | 12.B3 | AF0043:COM | BACK PANEL | 12.B3
AF0042:V+ | SC | AF0042P | WHT | 20 | 12.B3 | AF0043:V+ | BACK PANEL | 12.B3
AF0043:00 | SC | CB01-OP2 | WHT | 20 | 21.A7 | XT0900:2 | BACK PANEL | 21.A5
AF0043:01 | SC | CB02-OP2 | WHT | 20 | 22.A7 | XT0900:15 | BACK PANEL | 22.A5
AF0043:02 | SC | CB03-OP2 | WHT | 20 | 23.A7 | XT0900:28 | BACK PANEL | 23.A5
AF0043:03 | SC | CB04-OP2 | WHT | 20 | 24.A7 | XT0900:41 | BACK PANEL | 24.A5
AF0043:04 | SC | CB05-OP2 | WHT | 20 | 25.A7 | XT0900:54 | BACK PANEL | 25.A5
AF0043:05 | SC | CB06-OP2 | WHT | 20 | 26.A7 | XT0900:67 | BACK PANEL | 26.A5
AF0043:06 | SC | CB07-OP2 | WHT | 20 | 27.A7 | XT0900:80 | BACK PANEL | 27.A5
AF0043:07 | SC | CB08-OP2 | WHT | 20 | 28.A7 | XT0900:93 | BACK PANEL | 28.A5
AF0043:08 | SC | CB09-OP2 | WHT | 20 | 29.A7 | XT0900:106 | BACK PANEL | 29.A5
AF0043:09 | SC | CB10-OP2 | WHT | 20 | 30.A7 | XT0900:119 | BACK PANEL | 30.A5
AF0043:32 | SC | CB01-OP1 | WHT | 20 | 21.A7 | XT0900:1 | BACK PANEL | 21.A5
AF0043:33 | SC | CB02-OP1 | WHT | 20 | 22.A7 | XT0900:14 | BACK PANEL | 22.A5
AF0043:34 | SC | CB03-OP1 | WHT | 20 | 23.A7 | XT0900:27 | BACK PANEL | 23.A5
AF0043:35 | SC | CB04-OP1 | WHT | 20 | 24.A7 | XT0900:40 | BACK PANEL | 24.A5
AF0043:36 | SC | CB05-OP1 | WHT | 20 | 25.A7 | XT0900:53 | BACK PANEL | 25.A5
AF0043:37 | SC | CB06-OP1 | WHT | 20 | 26.A7 | XT0900:66 | BACK PANEL | 26.A5
AF0043:38 | SC | CB07-OP1 | WHT | 20 | 27.A7 | XT0900:79 | BACK PANEL | 27.A5
AF0043:39 | SC | CB08-OP1 | WHT | 20 | 28.A7 | XT0900:92 | BACK PANEL | 28.A5
AF0043:40 | SC | CB09-OP1 | WHT | 20 | 29.A7 | XT0900:105 | BACK PANEL | 29.A5
AF0043:41 | SC | CB10-OP1 | WHT | 20 | 30.A7 | XT0900:118 | BACK PANEL | 30.A5
AF0043:COM | SC | AF0043N | WHT | 20 | 12.B3 | AF0044:COM | BACK PANEL | 12.B4
AF0043:V+ | SC | AF0043P | WHT | 20 | 12.B3 | AF0044:V+ | BACK PANEL | 12.B4
AF0044:COM | SC | AF0044N | WHT | 20 | 12.B4 | AF0045:COM | BACK PANEL | 12.B5
AF0044:V+ | SC | AF0044P | WHT | 20 | 12.B4 | AF0045:V+ | BACK PANEL | 12.B5
AF0045:00 | SC | CB01-CL2 | WHT | 20 | 21.A7 | XT0900:4 | BACK PANEL | 21.A5
AF0045:01 | SC | CB02-CL2 | WHT | 20 | 22.A7 | XT0900:17 | BACK PANEL | 22.A5
AF0045:02 | SC | CB03-CL2 | WHT | 20 | 23.A7 | XT0900:30 | BACK PANEL | 23.A5
AF0045:03 | SC | CB04-CL2 | WHT | 20 | 24.A7 | XT0900:43 | BACK PANEL | 24.A5
AF0045:04 | SC | CB05-CL2 | WHT | 20 | 25.A7 | XT0900:56 | BACK PANEL | 25.A5
AF0045:05 | SC | CB06-CL2 | WHT | 20 | 26.A7 | XT0900:69 | BACK PANEL | 26.A5
AF0045:06 | SC | CB07-CL2 | WHT | 20 | 27.A7 | XT0900:82 | BACK PANEL | 27.A5
AF0045:07 | SC | CB08-CL2 | WHT | 20 | 28.A7 | XT0900:95 | BACK PANEL | 28.A5
AF0045:08 | SC | CB09-CL2 | WHT | 20 | 29.A7 | XT0900:108 | BACK PANEL | 29.A5
AF0045:09 | SC | CB10-CL2 | WHT | 20 | 30.A7 | XT0900:121 | BACK PANEL | 30.A5
AF0045:32 | SC | CB01-CL1 | WHT | 20 | 21.A7 | XT0900:3 | BACK PANEL | 21.A5
AF0045:33 | SC | CB02-CL1 | WHT | 20 | 22.A7 | XT0900:16 | BACK PANEL | 22.A5
AF0045:34 | SC | CB03-CL1 | WHT | 20 | 23.A7 | XT0900:29 | BACK PANEL | 23.A5
AF0045:35 | SC | CB04-CL1 | WHT | 20 | 24.A7 | XT0900:42 | BACK PANEL | 24.A5
AF0045:36 | SC | CB05-CL1 | WHT | 20 | 25.A7 | XT0900:55 | BACK PANEL | 25.A5
AF0045:37 | SC | CB06-CL1 | WHT | 20 | 26.A7 | XT0900:68 | BACK PANEL | 26.A5
AF0045:38 | SC | CB07-CL1 | WHT | 20 | 27.A7 | XT0900:81 | BACK PANEL | 27.A5
AF0045:39 | SC | CB08-CL1 | WHT | 20 | 28.A7 | XT0900:94 | BACK PANEL | 28.A5
AF0045:40 | SC | CB09-CL1 | WHT | 20 | 29.A7 | XT0900:107 | BACK PANEL | 29.A5
AF0045:41 | SC | CB10-CL1 | WHT | 20 | 30.A7 | XT0900:120 | BACK PANEL | 30.A5
AF0045:COM | SC | AF0045N | WHT | 20 | 12.B5 | AF0046:COM | BACK PANEL | 12.B5
AF0045:V+ | SC | AF0045P | WHT | 20 | 12.B5 | AF0046:V+ | BACK PANEL | 12.B5
AF0046:COM | SC | AF0046N | WHT | 20 | 12.B5 | AF0047:COM | BACK PANEL | 12.B6
AF0046:V+ | SC | AF0046P | WHT | 20 | 12.B5 | AF0047:V+ | BACK PANEL | 12.B6
AF0047:00 | SC | CB01-TR2 | WHT | 20 | 21.B7 | XT0900:6 | BACK PANEL | 21.B5
AF0047:01 | SC | CB02-TR2 | WHT | 20 | 22.B7 | XT0900:19 | BACK PANEL | 22.B5
AF0047:02 | SC | CB03-TR2 | WHT | 20 | 23.B7 | XT0900:32 | BACK PANEL | 23.B5
AF0047:03 | SC | CB04-TR2 | WHT | 20 | 24.B7 | XT0900:45 | BACK PANEL | 24.B5
AF0047:04 | SC | CB05-TR2 | WHT | 20 | 25.B7 | XT0900:58 | BACK PANEL | 25.B5
AF0047:05 | SC | CB06-TR2 | WHT | 20 | 26.B7 | XT0900:71 | BACK PANEL | 26.B5
AF0047:06 | SC | CB07-TR2 | WHT | 20 | 27.B7 | XT0900:84 | BACK PANEL | 27.B5
AF0047:07 | SC | CB08-TR2 | WHT | 20 | 28.B7 | XT0900:97 | BACK PANEL | 28.B5
AF0047:08 | SC | CB09-TR2 | WHT | 20 | 29.B7 | XT0900:110 | BACK PANEL | 29.B5
AF0047:09 | SC | CB10-TR2 | WHT | 20 | 30.B7 | XT0900:123 | BACK PANEL | 30.B5
AF0047:32 | SC | CB01-TR1 | WHT | 20 | 21.B7 | XT0900:5 | BACK PANEL | 21.B5
AF0047:33 | SC | CB02-TR1 | WHT | 20 | 22.B7 | XT0900:18 | BACK PANEL | 22.B5
AF0047:34 | SC | CB03-TR1 | WHT | 20 | 23.B7 | XT0900:31 | BACK PANEL | 23.B5
AF0047:35 | SC | CB04-TR1 | WHT | 20 | 24.B7 | XT0900:44 | BACK PANEL | 24.B5
AF0047:36 | SC | CB05-TR1 | WHT | 20 | 25.B7 | XT0900:57 | BACK PANEL | 25.B5
AF0047:37 | SC | CB06-TR1 | WHT | 20 | 26.B7 | XT0900:70 | BACK PANEL | 26.B5
AF0047:38 | SC | CB07-TR1 | WHT | 20 | 27.B7 | XT0900:83 | BACK PANEL | 27.B5
AF0047:39 | SC | CB08-TR1 | WHT | 20 | 28.B7 | XT0900:96 | BACK PANEL | 28.B5
AF0047:40 | SC | CB09-TR1 | WHT | 20 | 29.B7 | XT0900:109 | BACK PANEL | 29.B5
AF0047:41 | SC | CB10-TR1 | WHT | 20 | 30.B7 | XT0900:122 | BACK PANEL | 30.B5
AF0051:COM | SC | AF0051N | WHT | 20 | 12.D2 | AF0052:COM | BACK PANEL | 12.D3
AF0051:COM | SC | AU0050N | WHT | 20 | 12.D2 | AU0050:COM | BACK PANEL | 12.C2
AF0051:V+ | SC | AF0051P | WHT | 20 | 12.D2 | AF0052:V+ | BACK PANEL | 12.D3
AF0051:V+ | SC | AU0050P | WHT | 20 | 12.D2 | AU0050:V+ | BACK PANEL | 12.C2
AF0052:COM | SC | AF0052N | WHT | 20 | 12.D3 | AF0053:COM | BACK PANEL | 12.D3
AF0052:V+ | SC | AF0052P | WHT | 20 | 12.D3 | AF0053:V+ | BACK PANEL | 12.D3
AF0053:COM | SC | AF0053N | WHT | 20 | 12.D3 | AF0054:COM | BACK PANEL | 12.D4
AF0053:V+ | SC | AF0053P | WHT | 20 | 12.D3 | AF0054:V+ | BACK PANEL | 12.D4
AF0061:00 | SC | UJ0131VIN | WHT | 20 | 16.A6 | UJ0131:VIN | BACK PANEL | 16.B4
AF0061:01 | SC | 0V |  |  | 16.A6 | XT0017:1 | BACK PANEL | 16.A6
AF0061:03 | SC | 0V | WHT | 14 | 16.A6 | XT0018:1 | BACK PANEL | 16.A6
AF0061:04 | SC | UJ0231VIN | WHT | 20 | 16.C6 | UJ0231:VIN | BACK PANEL | 16.D4
AF0061:05 | SC | 0V |  |  | 16.C6 | XT0017:1 | BACK PANEL | 16.A6
AF0061:06 | SC | UJ0231IOUT | WHT | 20 | 16.D6 | UJ0231:IOUT | BACK PANEL | 16.D4
AF0061:07 | SC | 0V | WHT | 14 | 16.D6 | XT0018:1 | BACK PANEL | 16.A6
AF0061:08 | SC | 006108 | WHT | 20 | 16.B6 | XT0015:2 | BACK PANEL | 16.C6
AF0061:34 | SC | UJ0131IOUT | WHT | 20 | 16.A6 | UJ0131:IOUT | BACK PANEL | 16.B4
AF0061:COM | SC | AF0061N | WHT | 20 | 13.B2 | AF0062:COM | BACK PANEL | 13.B3
AF0061:COM | SC | AU0060N | WHT | 20 | 13.B2 | AU0060:COM | BACK PANEL | 13.A2
AF0061:SH | SC | AF0061G | GRN | 14 | 13.B2 | AF0062:SH | BACK PANEL | 13.B3
AF0061:SH | SC | AU0060G | GRN | 14 | 13.B2 | AU0060:GND | BACK PANEL | 13.A2
AF0061:V+ | SC | AF0061P | WHT | 20 | 13.B2 | AF0062:V+ | BACK PANEL | 13.B3
AF0061:V+ | SC | AU0060P | WHT | 20 | 13.B2 | AU0060:V+ | BACK PANEL | 13.A2
AF0062:02 | SC | KWCB012 | WHT | 20 | 21.B7 | XT0900:8 | BACK PANEL | 21.C5
AF0062:04 | SC | KWCB022 | WHT | 20 | 22.B7 | XT0900:21 | BACK PANEL | 22.C5
AF0062:06 | SC | KWCB032 | WHT | 20 | 23.B7 | XT0900:34 | BACK PANEL | 23.C5
AF0062:08 | SC | KWCB042 | WHT | 20 | 24.B7 | XT0900:47 | BACK PANEL | 24.C5
AF0062:10 | SC | KWCB052 | WHT | 20 | 25.B7 | XT0900:60 | BACK PANEL | 25.C5
AF0062:12 | SC | KWCB062 | WHT | 20 | 26.B7 | XT0900:73 | BACK PANEL | 26.C5
AF0062:14 | SC | KWCB072 | WHT | 20 | 27.B7 | XT0900:86 | BACK PANEL | 27.C5
AF0062:34 | SC | KWCB011 | WHT | 20 | 21.B7 | XT0900:7 | BACK PANEL | 21.B5
AF0062:36 | SC | KWCB021 | WHT | 20 | 22.B7 | XT0900:20 | BACK PANEL | 22.B5
AF0062:38 | SC | KWCB031 | WHT | 20 | 23.B7 | XT0900:33 | BACK PANEL | 23.B5
AF0062:40 | SC | KWCB041 | WHT | 20 | 24.B7 | XT0900:46 | BACK PANEL | 24.B5
AF0062:42 | SC | KWCB051 | WHT | 20 | 25.B7 | XT0900:59 | BACK PANEL | 25.B5
AF0062:44 | SC | KWCB061 | WHT | 20 | 26.B7 | XT0900:72 | BACK PANEL | 26.B5
AF0062:46 | SC | KWCB071 | WHT | 20 | 27.B7 | XT0900:85 | BACK PANEL | 27.B5
AF0062:50 | SC | KWCB01S | WHT | 20 | 21.B7 | XT0900:9 | BACK PANEL | 21.C5
AF0062:52 | SC | KWCB02S | WHT | 20 | 22.B7 | XT0900:22 | BACK PANEL | 22.C5
AF0062:54 | SC | KWCB03S | WHT | 20 | 23.B7 | XT0900:35 | BACK PANEL | 23.C5
AF0062:56 | SC | KWCB04S | WHT | 20 | 24.B7 | XT0900:48 | BACK PANEL | 24.C5
AF0062:58 | SC | KWCB05S | WHT | 20 | 25.B7 | XT0900:61 | BACK PANEL | 25.C5
AF0062:60 | SC | KWCB06S | WHT | 20 | 26.B7 | XT0900:74 | BACK PANEL | 26.C5
AF0062:62 | SC | KWCB07S | WHT | 20 | 27.B7 | XT0900:87 | BACK PANEL | 27.C5
AF0062:COM | SC | AF0062N | WHT | 20 | 13.B3 | AF0063:COM | BACK PANEL | 13.B3
AF0062:SH | SC | AF0062G | GRN | 14 | 13.B3 | AF0063:SH | BACK PANEL | 13.B3
AF0062:V+ | SC | AF0062P | WHT | 20 | 13.B3 | AF0063:V+ | BACK PANEL | 13.B3
AF0063:00 | SC | KWCB082 | WHT | 20 | 28.B7 | XT0900:99 | BACK PANEL | 28.C5
AF0063:02 | SC | KWCB092 | WHT | 20 | 29.B7 | XT0900:112 | BACK PANEL | 29.C5
AF0063:04 | SC | KWCB102 | WHT | 20 | 30.B7 | XT0900:125 | BACK PANEL | 30.C5
AF0063:32 | SC | KWCB081 | WHT | 20 | 28.B7 | XT0900:98 | BACK PANEL | 28.B5
AF0063:34 | SC | KWCB091 | WHT | 20 | 29.B7 | XT0900:111 | BACK PANEL | 29.B5
AF0063:36 | SC | KWCB101 | WHT | 20 | 30.B7 | XT0900:124 | BACK PANEL | 30.B5
AF0063:48 | SC | KWCB08S | WHT | 20 | 28.B7 | XT0900:100 | BACK PANEL | 28.C5
AF0063:50 | SC | KWCB09S | WHT | 20 | 29.B7 | XT0900:113 | BACK PANEL | 29.C5
AF0063:52 | SC | KWCB10S | WHT | 20 | 30.B7 | XT0900:126 | BACK PANEL | 30.C5
AF0063:COM | SC | AF0063N | WHT | 20 | 13.B3 | AF0064:COM | BACK PANEL | 13.B4
AF0063:SH | SC | AF0063G | GRN | 14 | 13.B3 | AF0064:SH | BACK PANEL | 13.B4
AF0063:V+ | SC | AF0063P | WHT | 20 | 13.B3 | AF0064:V+ | BACK PANEL | 13.B4
AF0064:COM | SC | AF0064N | WHT | 20 | 13.B4 | AF0065:COM | BACK PANEL | 13.B5
AF0064:SH | SC | AF0064G | GRN | 14 | 13.B4 | AF0065:SH | BACK PANEL | 13.B5
AF0064:V+ | SC | AF0064P | WHT | 20 | 13.B4 | AF0065:V+ | BACK PANEL | 13.B5
AF0065:COM | SC | AF0065N | WHT | 20 | 13.B5 | AF0066:COM | BACK PANEL | 13.B5
AF0065:SH | SC | AF0065G | GRN | 14 | 13.B5 | AF0066:SH | BACK PANEL | 13.B5
AF0065:V+ | SC | AF0065P | WHT | 20 | 13.B5 | AF0066:V+ | BACK PANEL | 13.B5
AF0066:COM | SC | AF0066N | WHT | 20 | 13.B5 | AF0067:COM | BACK PANEL | 13.B6
AF0066:SH | SC | AF0066G | GRN | 14 | 13.B5 | AF0067:SH | BACK PANEL | 13.B6
AF0066:V+ | SC | AF0066P | WHT | 20 | 13.B5 | AF0067:V+ | BACK PANEL | 13.B6
AU0040:COM | SC | 0V | WHT | 14 | 12.A2 | XT0135:2 | BACK PANEL | 6.C4
AU0040:GND | SC | AU0040G | GRN | 14 | 12.A2 | XT0201:2 | BACK PANEL | 12.B2
AU0040:V+ | SC | FU0040 | WHT | 14 | 12.A2 | FU0040:LD | BACK PANEL | 12.B1
AU0050:COM | SC | 0V | WHT | 14 | 12.C2 | XT0135:3 | BACK PANEL | 6.C4
AU0050:GND | SC | AU0050G | GRN | 14 | 12.C2 | XT0201:3 | BACK PANEL | 12.D2
AU0050:V+ | SC | FU0050 | WHT | 14 | 12.C2 | FU0050:LD | BACK PANEL | 12.D1
AU0060:COM | SC | 0V | WHT | 14 | 13.A2 | XT0135:2 | BACK PANEL | 6.C4
AU0060:V+ | SC | FU0060 | WHT | 14 | 13.A2 | FU0060:LD | BACK PANEL | 13.B1
FU0040:LI | SC | FU0137 | WHT | 14 | 12.B1 | XT0139:2 | BACK PANEL | 6.A4
FU0050:LI | SC | FU0137 | WHT | 14 | 12.D1 | XT0139:3 | BACK PANEL | 6.B4
FU0060:LI | SC | FU0137 | WHT | 14 | 13.B1 | XT0139:2 | BACK PANEL | 6.A4
FU0136:LD | SC | FU0136 | WHT | 10 | 16.C5 | XT0014:1 | BACK PANEL | 16.C5
FU0136:LI | SC | 24V | WHT | 10 | 16.C5 | UJ0131:OUT(+) | BACK PANEL | 16.B4
FU0137:LD | SC | FU0137 | WHT | 12 | 6.A4 | XT0139:1 | BACK PANEL | 6.A4
FU0137:LI | SC | FU0136 | WHT | 10 | 6.A4 | XT0138:1 | BACK PANEL | 6.A3
FU0138:LI | SC | FU0137 | WHT | 14 | 6.B5 | XT0139:6 | BACK PANEL | 6.B4
FU0190:LI | SC | FU0260 | WHT | 14 | 7.B5 | XT0261:3 | BACK PANEL | 7.B4
FU0236:LD | SC | FU0136 | WHT | 10 | 16.D5 | XT0016:1 | BACK PANEL | 16.D5
FU0236:LI | SC | 24V2 | WHT | 10 | 16.D5 | UJ0231:OUT(+) | BACK PANEL | 16.D4
FU0260:LD | SC | FU0260 | WHT | 14 | 7.A3 | XT0261:1 | BACK PANEL | 7.A4
FU0260:LI | SC | FU0136 | WHT | 12 | 7.A3 | XT0138:2 | BACK PANEL | 6.A3
FU9700:LD | SC | FU9700 | RED | 12 | 3.B3 | XT09702AC:1 | BACK PANEL | 3.B4
FU9700:LI | SC | H0970L1 | RED | 12 | 3.B3 | XT0970AC:1 | BACK PANEL | 3.B3
FU9701:LD | SC | H09700L2 | RED | 12 | 3.B3 | XT09701AC:4 | BACK PANEL | 3.B5
FU9701:LI | SC | H0970L2 | RED | 12 | 3.B3 | XT0970AC:2 | BACK PANEL | 3.B3
GR0131: | SC | GR0131 | GRN/YEL | 14 | 5.B6 | FRAME | BACK PANEL | 5.B7
GR0132: | SC | GR0132 | GRN/YEL | 14 | 5.C6 | FRAME | BACK PANEL | 5.C7
QS0011:LD-1 | SC | UJ0131P | RED | 12 | 16.B3 | UJ0131:+ | BACK PANEL | 16.B4
QS0011:LD-3 | SC | UJ0131N | RED | 12 | 16.B3 | UJ0131:- | BACK PANEL | 16.B4
QS0011:LI-2 | SC | 525POS | RED | 12 | 16.B3 | XT0011:1 | BACK PANEL | 16.B2
QS0011:LI-4 | SC | 525NEG | RED | 12 | 16.B3 | XT0011:2 | BACK PANEL | 16.B2
QS0012:LD-1 | SC | UJ0231P | RED | 12 | 16.D3 | UJ0231:+ | BACK PANEL | 16.D4
QS0012:LD-3 | SC | UJ0231N | RED | 12 | 16.D3 | UJ0231:- | BACK PANEL | 16.D4
QS0012:LI-2 | SC | 526POS | WHT | 12 | 16.D3 | XT0012:1 | BACK PANEL | 16.D2
QS0012:LI-4 | SC | 526NEG | WHT | 12 | 16.D3 | XT0012:2 | BACK PANEL | 16.D2
RR0851: -3.01K OHM | SC | 006108 | LEAD | --- | 16.C6 | XT0015:2 | BACK PANEL | 16.C6
RR0851: -3.01K OHM | SC | FU0136 | LEAD | --- | 16.C6 | XT0015:1 | BACK PANEL | 16.C5
RR0852: -1.0K OHM | SC | 006108 | LEAD | --- | 16.C6 | XT0015:2 | BACK PANEL | 16.C6
RR0852: -1.0K OHM | SC | 0V | LEAD | --- | 16.C6 | XT0015:3 | BACK PANEL | 16.C5
TS0970:C | SC | H09700L1 | RED | 16 | 3.A5 | XT09704AC:2 | BACK PANEL | 3.A5
TS0970:NC | SC | FU9700 | RED | 16 | 3.A5 | XT09704AC:1 | BACK PANEL | 3.A5
UJ0131:G | SC | UJ0131G | GRN/YEL | 12 | 16.B4 | FG0131:1 | BACK PANEL | 16.B3
UJ0131:IS | SC | UJ0131IS | WHT | 20 | 16.B4 | UJ0231:IS | BACK PANEL | 16.D4
UJ0131:OUT(-) | SC | 0V | WHT | 10 | 16.B4 | XT0014:3 | BACK PANEL | 16.C5
UJ0231:G | SC | UJ0231G | GRN/YEL | 12 | 16.D4 | FG0231:1 | BACK PANEL | 16.D3
UJ0231:OUT(-) | SC | 0V | WHT | 10 | 16.D4 | XT0016:4 | BACK PANEL | 16.D5
XT0014:1 | SC | FU0136 | WHT | 12 | 16.C5 | XT0015:1 | BACK PANEL | 16.C5
XT0014:2 | SC | FU0136 | WHT | 10 | 16.C5 | XT0016:2 | BACK PANEL | 16.D5
XT0014:3 | SC | 0V | WHT | 12 | 16.C5 | XT0015:3 | BACK PANEL | 16.C5
XT0014:4 | SC | 0V | WHT | 10 | 16.C5 | XT0016:3 | BACK PANEL | 16.D5
XT0017:1 | SC | 0V | WHT | 14 | 16.A6 | XT0262:5 | BACK PANEL | 7.C4
XT0134:1 | SC | 0V | WHT | 14 | 6.C3 | XT0016:3 | BACK PANEL | 16.D5
XT0134:1 | SC | 0V | WHT | 14 | 6.C3 | XT0135:1 | BACK PANEL | 6.C4
XT0134:2 | SC | 0V | WHT | 14 | 6.C3 | XT0260:1 | BACK PANEL | 7.C3
XT0135:6 | SC | JW1 | WHT | 16 | 6.D4 | XT0135:5 | BACK PANEL | 6.D4
XT0138:1 | SC | FU0136 | WHT | 10 | 6.A3 | XT0016:2 | BACK PANEL | 16.D5
XT0260:1 | SC | 0V | WHT | 12 | 7.C3 | XT0262:1 | BACK PANEL | 7.C4
XT0262:5 | SC | 0V | WHT | 20 | 7.C4 | XT0018:1 | BACK PANEL | 16.A6
XT09702AC:1 | SC | FU9700 | RED | 12 | 3.B4 | XT09704AC:1 | BACK PANEL | 3.A5
XT09702AC:2 | SC | H09700L1 | RED | 12 | 3.B4 | XT09701AC:1 | BACK PANEL | 3.B5
XT09702AC:2 | SC | H09700L1 | RED | 12 | 3.B4 | XT09704AC:2 | BACK PANEL | 3.A5
XT0970AC:3 | SC | H09700G | GRN/YEL | 14 | 3.B3 | XT09701AC:7 | BACK PANEL | 3.B5
H09700:GND | W9700 | H09700G | GRN/YEL | - - - | 3.B6 | XT09701AC:7 | BACK PANEL | 3.B5
AU0040:L2 | WC0005 | AU0050L1 | ENET | CABLE | 4.A3 | AU0050:L1 | BACK PANEL | 4.A4
AU0050:L2 | WC0006 | AU0060L1 | ENET | CABLE | 4.A4 | AU0060:L1 | BACK PANEL | 4.A5
AF0061:27 | WC0061 | 006127 | RED | 20 | 3.C4 | XT09703AC:1 | BACK PANEL | 3.C3
AF0061:11 | WC0061 | 006111 | WHT | 20 | 3.C4 | XT09703AC:2 | BACK PANEL | 3.C3
AF0061:10 | WC0061 | 006110 | BLK | 20 | 3.C4 | XT09703AC:3 | BACK PANEL | 3.C3
AF0061:58 | WC0061 | 006158 | SH | 20 | 3.C4 | XT09703AC:4 | BACK PANEL | 3.C3
TE0970: | WC0970 | 006127 | RED | 20 | 3.C2 | XT09703AC:1 | BACK PANEL | 3.C3
TE0970: | WC0970 | 006111 | WHT | 20 | 3.C2 | XT09703AC:2 | BACK PANEL | 3.C3
TE0970: | WC0970 | 006110 | BLK | 20 | 3.C2 | XT09703AC:3 | BACK PANEL | 3.C3
FLOATING | WC0970 | 006158 | SH | 20 | 3.C2 | XT09703AC:4 | BACK PANEL | 3.C3
H09700:L1 | WC9700 | H09700L1 | BRN | - - - | 3.B6 | XT09701AC:1 | BACK PANEL | 3.B5
H09700:L2 | WC9700 | H09700L2 | BLU | - - - | 3.B6 | XT09701AC:4 | BACK PANEL | 3.B5
H09701:L1 | WC9701 | H09700L1 | BRN | - - - | 3.B6 | XT09701AC:2 | BACK PANEL | 3.B5
H09701:L2 | WC9701 | H09700L2 | BLU | - - - | 3.B6 | XT09701AC:5 | BACK PANEL | 3.B5
H09701:GND | WC9701 | H09700G | GRN/YEL | - - - | 3.B6 | XT09701AC:8 | BACK PANEL | 3.B5
H09702:L1 | WC9702 | H09700L1 | BRN | - - - | 3.C6 | XT09701AC:3 | BACK PANEL | 3.C5
H09702:L2 | WC9702 | H09700L2 | BLU | - - - | 3.C6 | XT09701AC:6 | BACK PANEL | 3.C5
H09702:GND | WC9702 | H09700G | GRN/YEL | - - - | 3.C6 | XT09701AC:9 | BACK PANEL | 3.C5
FU0190:LD | SC | FU0190 | WHT | 14 | 7.B5 | AT0191:POS | CONSOLE DOORS | 17.A3
FU0190:LD | SC | FU0190 | WHT | 14 | 7.B5 | AT0190:POS | CONSOLE DOORS | 17.B4
XT0262:3 | SC | 0V | WHT | 14 | 7.C4 | AT0191:NEG | CONSOLE DOORS | 17.A3
XT0262:3 | SC | 0V | WHT | 14 | 7.C4 | AT0190:NEG | CONSOLE DOORS | 17.B4
AF0061:SH | SC | AU0060G | GRN | 14 | 13.B2 | IEG0130:13 | LEFT SIDE PANEL | 13.B2
GR0110: | SC | GR0110 | GRN | 14 | 5.A6 | IEG0130:5 | LEFT SIDE PANEL | 5.A7
GR0111: | SC | GR0111 | GRN | 14 | 5.A6 | IEG0130:6 | LEFT SIDE PANEL | 5.A7
XT0135:4 | SC | 0V | WHT | 14 | 6.C4 | XT0095:2 | LEFT SIDE PANEL | 14.B6
XT0139:4 | SC | FU0137 | WHT | 14 | 6.B4 | XT0095:1 | LEFT SIDE PANEL | 14.B6
XT0201:4 | SC | AU0090G | GRN | 14 | 14.D2 | AU0090:GND | LEFT SIDE PANEL | 14.B2
XT0201:5 | SC | AU0100G | GRN | 14 | 15.C2 | AU0100:GND | LEFT SIDE PANEL | 15.A2
XT0900:10 | SC | CB01OP-1 | WHT | 20 | 21.C5 | KA0001:11 | LEFT SIDE PANEL | 21.C5
XT0900:101 | SC | CB08OP-1 | WHT | 20 | 28.C5 | KA0008:11 | LEFT SIDE PANEL | 28.C5
XT0900:102 | SC | CB08OP-2 | WHT | 20 | 28.C5 | KA0008:14 | LEFT SIDE PANEL | 28.C5
XT0900:103 | SC | CB08CL-1 | WHT | 20 | 28.D5 | KA0108:11 | LEFT SIDE PANEL | 28.D5
XT0900:104 | SC | CB08CL-2 | WHT | 20 | 28.D5 | KA0108:14 | LEFT SIDE PANEL | 28.D5
XT0900:11 | SC | CB01OP-2 | WHT | 20 | 21.C5 | KA0001:14 | LEFT SIDE PANEL | 21.C5
XT0900:114 | SC | CB09OP-1 | WHT | 20 | 29.C5 | KA0009:11 | LEFT SIDE PANEL | 29.C5
XT0900:115 | SC | CB09OP-2 | WHT | 20 | 29.C5 | KA0009:14 | LEFT SIDE PANEL | 29.C5
XT0900:116 | SC | CB09CL-1 | WHT | 20 | 29.D5 | KA0109:11 | LEFT SIDE PANEL | 29.D5
XT0900:117 | SC | CB09CL-2 | WHT | 20 | 29.D5 | KA0109:14 | LEFT SIDE PANEL | 29.D5
XT0900:12 | SC | CB01CL-1 | WHT | 20 | 21.D5 | KA0101:11 | LEFT SIDE PANEL | 21.D5
XT0900:127 | SC | CB10OP-1 | WHT | 20 | 30.C5 | KA0010:11 | LEFT SIDE PANEL | 30.C5
XT0900:128 | SC | CB10OP-2 | WHT | 20 | 30.C5 | KA0010:14 | LEFT SIDE PANEL | 30.C5
XT0900:129 | SC | CB10CL-1 | WHT | 20 | 30.D5 | KA0110:11 | LEFT SIDE PANEL | 30.D5
XT0900:13 | SC | CB01CL-2 | WHT | 20 | 21.D5 | KA0101:14 | LEFT SIDE PANEL | 21.D5
XT0900:130 | SC | CB10CL-2 | WHT | 20 | 30.D5 | KA0110:14 | LEFT SIDE PANEL | 30.D5
XT0900:23 | SC | CB02OP-1 | WHT | 20 | 22.C5 | KA0002:11 | LEFT SIDE PANEL | 22.C5
XT0900:24 | SC | CB02OP-2 | WHT | 20 | 22.C5 | KA0002:14 | LEFT SIDE PANEL | 22.C5
XT0900:25 | SC | CB02CL-1 | WHT | 20 | 22.D5 | KA0102:11 | LEFT SIDE PANEL | 22.D5
XT0900:26 | SC | CB02CL-2 | WHT | 20 | 22.D5 | KA0102:14 | LEFT SIDE PANEL | 22.D5
XT0900:36 | SC | CB03OP-1 | WHT | 20 | 23.C5 | KA0003:11 | LEFT SIDE PANEL | 23.C5
XT0900:37 | SC | CB03OP-2 | WHT | 20 | 23.C5 | KA0003:14 | LEFT SIDE PANEL | 23.C5
XT0900:38 | SC | CB03CL-1 | WHT | 20 | 23.D5 | KA0103:11 | LEFT SIDE PANEL | 23.D5
XT0900:39 | SC | CB03CL-2 | WHT | 20 | 23.D5 | KA0103:14 | LEFT SIDE PANEL | 23.D5
XT0900:49 | SC | CB04OP-1 | WHT | 20 | 24.C5 | KA0004:11 | LEFT SIDE PANEL | 24.C5
XT0900:50 | SC | CB04OP-2 | WHT | 20 | 24.C5 | KA0004:14 | LEFT SIDE PANEL | 24.C5
XT0900:51 | SC | CB04CL-1 | WHT | 20 | 24.D5 | KA0104:11 | LEFT SIDE PANEL | 24.D5
XT0900:52 | SC | CB04CL-2 | WHT | 20 | 24.D5 | KA0104:14 | LEFT SIDE PANEL | 24.D5
XT0900:62 | SC | CB05OP-1 | WHT | 20 | 25.C5 | KA0005:11 | LEFT SIDE PANEL | 25.C5
XT0900:63 | SC | CB05OP-2 | WHT | 20 | 25.C5 | KA0005:14 | LEFT SIDE PANEL | 25.C5
XT0900:64 | SC | CB05CL-1 | WHT | 20 | 25.D5 | KA0105:11 | LEFT SIDE PANEL | 25.D5
XT0900:65 | SC | CB05CL-2 | WHT | 20 | 25.D5 | KA0105:14 | LEFT SIDE PANEL | 25.D5
XT0900:75 | SC | CB06OP-1 | WHT | 20 | 26.C5 | KA0006:11 | LEFT SIDE PANEL | 26.C5
XT0900:76 | SC | CB06OP-2 | WHT | 20 | 26.C5 | KA0006:14 | LEFT SIDE PANEL | 26.C5
XT0900:77 | SC | CB06CL-1 | WHT | 20 | 26.D5 | KA0106:11 | LEFT SIDE PANEL | 26.D5
XT0900:78 | SC | CB06CL-2 | WHT | 20 | 26.D5 | KA0106:14 | LEFT SIDE PANEL | 26.D5
XT0900:88 | SC | CB07OP-1 | WHT | 20 | 27.C5 | KA0007:11 | LEFT SIDE PANEL | 27.C5
XT0900:89 | SC | CB07OP-2 | WHT | 20 | 27.C5 | KA0007:14 | LEFT SIDE PANEL | 27.C5
XT0900:90 | SC | CB07CL-1 | WHT | 20 | 27.D5 | KA0107:11 | LEFT SIDE PANEL | 27.D5
XT0900:91 | SC | CB07CL-2 | WHT | 20 | 27.D5 | KA0107:14 | LEFT SIDE PANEL | 27.D5
AU0060:L2 | WC0009 | AU0090L1 | ENET | CABLE | 4.A5 | AU0090:L1 | LEFT SIDE PANEL | 4.A6
XT0135:1 | SC | 0V | WHT | 14 | 6.C4 | UV0600:(-) | RIGHT SIDE PANEL | 10.A1
XT0135:1 | SC | 0V | WHT | 14 | 6.C4 | XT0681:1 | RIGHT SIDE PANEL | 8.A2
XT0135:4 | SC | 0V | WHT | 14 | 6.C4 | XT0102:1 | RIGHT SIDE PANEL | 2.C5
XT0135:5 | SC | 0V | WHT | 14 | 6.D4 | UV0700:(-) | RIGHT SIDE PANEL | 10.B1
XT0135:5 | SC | 0V | WHT | 14 | 6.D4 | UV0800:(-) | RIGHT SIDE PANEL | 10.D1
XT0139:1 | SC | FU0137 | WHT | 14 | 6.A4 | FU0600:LI | RIGHT SIDE PANEL | 6.A5
XT0139:1 | SC | FU0137 | WHT | 14 | 6.A4 | XT0680:1 | RIGHT SIDE PANEL | 8.A2
XT0139:4 | SC | FU0137 | WHT | 14 | 6.B4 | XT0101:1 | RIGHT SIDE PANEL | 2.C4
XT0139:5 | SC | FU0137 | WHT | 14 | 6.B4 | FU0700:LI | RIGHT SIDE PANEL | 6.B5
XT0139:5 | SC | FU0137 | WHT | 14 | 6.B4 | FU0800:LI | RIGHT SIDE PANEL | 6.B5
FU0138:LD | SC | FU0138 | WHT | 20 | 6.B5 | XT0137:3 | SCS | 18.D5
XT0135:5 | SC | 0V | WHT | 20 | 6.D4 | XT0137:4 | SCS | 18.D5
XT0135:6 | SC | 0V1 | WHT | 14 | 6.D4 | XT0273:1 | SCS | 6.D2
XT0139:6 | SC | FU0137 | WHT | 14 | 6.B4 | FU0273:LI | SCS | 6.B5
XT0201:1 | SC | AU0020G | GRN | 14 | 11.B2 | AU0020:GND | SCS | 11.A2
XT0261:1 | SC | FU0260 | WHT | 14 | 7.A4 | FU0023:LI | SCS | 11.B1
XT0261:2 | SC | FU0260 | WHT | 14 | 7.A4 | FU0020:LI | SCS | 11.B1
XT0262:1 | SC | 0V | WHT | 14 | 7.C4 | AF0022:COM | SCS | 11.B3
XT0262:2 | SC | 0V | WHT | 14 | 7.C4 | AU0020:COM | SCS | 11.A2
AU0040:L1 | WC0004 | AU0040L1 | ENET | CABLE | 4.A3 | AU0020:L2 | SCS | 4.A3
SolarTools ver. 24.0.84.24712 (Jul 31, 2025)
Report date: 4/15/2026 10:11 AM

## CONSOLE
CONSOLE
STATION CONSOLE
Project # | J1848
Project Name | Woodside Goodwyn LSP
Revision | B.2
Controls DE | B.HALBIG
Phone:
Controls ME | N. CARPENTER
Phone:
From | [5 empty] | To
Device ID | Cable (W) Conductor (SC) Jumper Clip (JC) | Wire No. | Wire ID | Gauge/Size | Page/Zone | Device ID | Location | Page/Zone
EL0273:+ | SC | ZS0273 | WHT | 14 | 6.D3 | ZS0273:2 | CONSOLE | 6.D2
EL0273:- | SC | 0V1 | WHT | 14 | 6.D3 | XT0273:1 | SCS | 6.D2
ZS0273:1 | SC | FU0273 | WHT | 14 | 6.D2 | FU0273:LD | SCS | 6.B5
HA0273:(+) | WC5540 | HA0273P | BLK | 16 | 18.A5 | AF0022:05 | SCS | 18.A6
HA0273:(-) | WC5540 | HA0273N | WHT | 16 | 18.A5 | AF0022:37 | SCS | 18.A6
SolarTools ver. 24.0.84.24712 (Jul 31, 2025)
Report date: 4/15/2026 10:11 AM

## CONSOLE DOORS
CONSOLE DOORS
STATION CONSOLE
Project # | J1848
Project Name | Woodside Goodwyn LSP
Revision | B.2
Controls DE | B.HALBIG
Phone:
Controls ME | N. CARPENTER
Phone:
From | [5 empty] | To
Device ID | Cable (W) Conductor (SC) Jumper Clip (JC) | Wire No. | Wire ID | Gauge/Size | Page/Zone | Device ID | Location | Page/Zone
AT0190:DVI | SC | AT0190D | CABLE | DVI | 17.B4 | AT0191:DVI | CONSOLE DOORS | 17.A3
AT0190:GND | SC | AT0190G | GRN/YEL | 14 | 17.B4 | FRAME | CONSOLE DOORS | 17.C3
AT0190:PS2 | SC | AT0190K | CABLE | USB | 17.B4 | AT0190K:KI | CONSOLE DOORS | 17.B5
AT0190:PS2 | SC | AT0190U | CABLE | USB | 17.B4 | AT0191:USB | CONSOLE DOORS | 17.A3
AT0191:GND | SC | AT0191G | GRN/YEL | 14 | 17.A3 | FRAME | CONSOLE DOORS | 17.B3
AT0190:NEG | SC | 0V | WHT | 14 | 17.B4 | XT0262:3 | BACK PANEL | 7.C4
AT0190:POS | SC | FU0190 | WHT | 14 | 17.B4 | FU0190:LD | BACK PANEL | 7.B5
AT0191:NEG | SC | 0V | WHT | 14 | 17.A3 | XT0262:3 | BACK PANEL | 7.C4
AT0191:POS | SC | FU0190 | WHT | 14 | 17.A3 | FU0190:LD | BACK PANEL | 7.B5
AT0190:ENET2 | WC0060 | AT0680LAN2 | ENET | CABLE | 17.B4 | AT0680:LAN2 | RIGHT SIDE PANEL | 8.A4
SolarTools ver. 24.0.84.24712 (Jul 31, 2025)
Report date: 4/15/2026 10:11 AM

## LEFT SIDE PANEL
LEFT SIDE PANEL
STATION CONSOLE
Project # | J1848
Project Name | Woodside Goodwyn LSP
Revision | B.2
Controls DE | B.HALBIG
Phone:
Controls ME | N. CARPENTER
Phone:
From | [5 empty] | To
Device ID | Cable (W) Conductor (SC) Jumper Clip (JC) | Wire No. | Wire ID | Gauge/Size | Page/Zone | Device ID | Location | Page/Zone
XT0090:3 | JC | 0V | CLIP | --- | 14.A5 | XT0090:2 | LEFT SIDE PANEL | 14.B5
XT0090:4 | JC | 0V | CLIP | --- | 14.A5 | XT0090:3 | LEFT SIDE PANEL | 14.A5
XT0090:5 | JC | 0V | CLIP | --- | 14.A5 | XT0090:4 | LEFT SIDE PANEL | 14.A5
XT0090:6 | JC | 0V | CLIP | --- | 14.A5 | XT0090:5 | LEFT SIDE PANEL | 14.A5
XT0100:1 | JC | 0V | CLIP | --- | 15.B1 | XT0100:2 | LEFT SIDE PANEL | 15.B1
XT0100:2 | JC | 0V | CLIP | --- | 15.B1 | XT0100:3 | LEFT SIDE PANEL | 15.B1
XT0100:3 | JC | 0V | CLIP | --- | 15.B1 | XT0100:4 | LEFT SIDE PANEL | 15.C1
XT0100:4 | JC | 0V | CLIP | --- | 15.C1 | XT0100:5 | LEFT SIDE PANEL | 15.C1
XT0100:5 | JC | 0V | CLIP | --- | 15.C1 | XT0100:6 | LEFT SIDE PANEL | 15.C1
XT0100:6 | JC | 0V | CLIP | --- | 15.C1 | XT0100:7 | LEFT SIDE PANEL | 15.C1
AF0091:00 | SC | KA7400A1 | WHT | 20 | 19.B6 | KA7400:A1 | LEFT SIDE PANEL | 19.B6
AF0091:01 | SC | KA7500A1 | WHT | 20 | 19.B6 | KA7500:A1 | LEFT SIDE PANEL | 19.C6
AF0091:02 | SC | KA7600A1 | WHT | 20 | 19.C6 | KA7600:A1 | LEFT SIDE PANEL | 19.C6
AF0091:03 | SC | KA7700A1 | WHT | 20 | 19.C6 | KA7700:A1 | LEFT SIDE PANEL | 19.D6
AF0091:04 | SC | KA7800A1 | WHT | 20 | 19.D6 | KA7800:A1 | LEFT SIDE PANEL | 19.D6
AF0091:08 | SC | KA0081A1 | WHT | 20 | 31.A7 | KA0081:A1 | LEFT SIDE PANEL | 31.A6
AF0091:09 | SC | KA0082A1 | WHT | 20 | 31.B7 | KA0082:A1 | LEFT SIDE PANEL | 31.B6
AF0091:10 | SC | KA0083A1 | WHT | 20 | 31.C7 | KA0083:A1 | LEFT SIDE PANEL | 31.C6
AF0091:11 | SC | KA0084A1 | WHT | 20 | 31.D7 | KA0084:A1 | LEFT SIDE PANEL | 31.D6
AF0091:14 | SC | KA0043A1 | WHT | 20 | 33.C7 | KA0043:A1 | LEFT SIDE PANEL | 33.C6
AF0091:15 | SC | KA0044A1 | WHT | 20 | 33.D7 | KA0044:A1 | LEFT SIDE PANEL | 33.D6
AF0091:16 | SC | KA7400A2 | WHT | 20 | 19.B6 | KA7400:A2 | LEFT SIDE PANEL | 19.B6
AF0091:17 | SC | KA7500A2 | WHT | 20 | 19.B6 | KA7500:A2 | LEFT SIDE PANEL | 19.C6
AF0091:18 | SC | KA7600A2 | WHT | 20 | 19.C6 | KA7600:A2 | LEFT SIDE PANEL | 19.C6
AF0091:19 | SC | KA7700A2 | WHT | 20 | 19.C6 | KA7700:A2 | LEFT SIDE PANEL | 19.D6
AF0091:20 | SC | KA7800A2 | WHT | 20 | 19.D6 | KA7800:A2 | LEFT SIDE PANEL | 19.D6
AF0091:24 | SC | KA0081A2 | WHT | 20 | 31.A7 | KA0081:A2 | LEFT SIDE PANEL | 31.A6
AF0091:25 | SC | KA0082A2 | WHT | 20 | 31.B7 | KA0082:A2 | LEFT SIDE PANEL | 31.B6
AF0091:26 | SC | KA0083A2 | WHT | 20 | 31.C7 | KA0083:A2 | LEFT SIDE PANEL | 31.C6
AF0091:27 | SC | KA0084A2 | WHT | 20 | 31.D7 | KA0084:A2 | LEFT SIDE PANEL | 31.D6
AF0091:30 | SC | KA0043A2 | WHT | 20 | 33.C7 | KA0043:A2 | LEFT SIDE PANEL | 33.C6
AF0091:31 | SC | KA0044A2 | WHT | 20 | 33.D7 | KA0044:A2 | LEFT SIDE PANEL | 33.D6
AF0091:COM | SC | 0V | WHT | 14 | 14.C3 | XT0090:3 | LEFT SIDE PANEL | 14.A5
AF0091:V+ | SC | FU0091 | WHT | 14 | 14.C3 | FU0091:LD | LEFT SIDE PANEL | 14.C2
AF0092:00 | SC | KA0001A1 | WHT | 20 | 21.C7 | KA0001:A1 | LEFT SIDE PANEL | 21.C6
AF0092:01 | SC | KA0002A1 | WHT | 20 | 22.C7 | KA0002:A1 | LEFT SIDE PANEL | 22.C6
AF0092:02 | SC | KA0003A1 | WHT | 20 | 23.C7 | KA0003:A1 | LEFT SIDE PANEL | 23.C6
AF0092:03 | SC | KA0004A1 | WHT | 20 | 24.C7 | KA0004:A1 | LEFT SIDE PANEL | 24.C6
AF0092:04 | SC | KA0005A1 | WHT | 20 | 25.C7 | KA0005:A1 | LEFT SIDE PANEL | 25.C6
AF0092:05 | SC | KA0006A1 | WHT | 20 | 26.C7 | KA0006:A1 | LEFT SIDE PANEL | 26.C6
AF0092:06 | SC | KA0007A1 | WHT | 20 | 27.C7 | KA0007:A1 | LEFT SIDE PANEL | 27.C6
AF0092:07 | SC | KA0008A1 | WHT | 20 | 28.C7 | KA0008:A1 | LEFT SIDE PANEL | 28.C6
AF0092:08 | SC | KA0009A1 | WHT | 20 | 29.C7 | KA0009:A1 | LEFT SIDE PANEL | 29.C6
AF0092:09 | SC | KA0010A1 | WHT | 20 | 30.C7 | KA0010:A1 | LEFT SIDE PANEL | 30.C6
AF0092:10 | SC | KA0085A1 | WHT | 20 | 32.A7 | KA0085:A1 | LEFT SIDE PANEL | 32.A6
AF0092:11 | SC | KA0086A1 | WHT | 20 | 32.B7 | KA0086:A1 | LEFT SIDE PANEL | 32.B6
AF0092:12 | SC | KA0087A2 | WHT | 20 | 32.C7 | KA0087:A2 | LEFT SIDE PANEL | 32.C6
AF0092:13 | SC | KA0088A1 | WHT | 20 | 32.D7 | KA0088:A1 | LEFT SIDE PANEL | 32.D6
AF0092:14 | SC | KA0041A1 | WHT | 20 | 33.A7 | KA0041:A1 | LEFT SIDE PANEL | 33.A6
AF0092:15 | SC | KA0042A1 | WHT | 20 | 33.B7 | KA0042:A1 | LEFT SIDE PANEL | 33.B6
AF0092:16 | SC | KA0001A2 | WHT | 20 | 21.C7 | KA0001:A2 | LEFT SIDE PANEL | 21.C6
AF0092:17 | SC | KA0002A2 | WHT | 20 | 22.C7 | KA0002:A2 | LEFT SIDE PANEL | 22.C6
AF0092:18 | SC | KA0003A2 | WHT | 20 | 23.C7 | KA0003:A2 | LEFT SIDE PANEL | 23.C6
AF0092:19 | SC | KA0004A2 | WHT | 20 | 24.C7 | KA0004:A2 | LEFT SIDE PANEL | 24.C6
AF0092:20 | SC | KA0005A2 | WHT | 20 | 25.C7 | KA0005:A2 | LEFT SIDE PANEL | 25.C6
AF0092:21 | SC | KA0006A2 | WHT | 20 | 26.C7 | KA0006:A2 | LEFT SIDE PANEL | 26.C6
AF0092:22 | SC | KA0007A2 | WHT | 20 | 27.C7 | KA0007:A2 | LEFT SIDE PANEL | 27.C6
AF0092:23 | SC | KA0008A2 | WHT | 20 | 28.C7 | KA0008:A2 | LEFT SIDE PANEL | 28.C6
AF0092:24 | SC | KA0009A2 | WHT | 20 | 29.C7 | KA0009:A2 | LEFT SIDE PANEL | 29.C6
AF0092:25 | SC | KA0010A2 | WHT | 20 | 30.C7 | KA0010:A2 | LEFT SIDE PANEL | 30.C6
AF0092:26 | SC | KA0085A2 | WHT | 20 | 32.A7 | KA0085:A2 | LEFT SIDE PANEL | 32.A6
AF0092:27 | SC | KA0086A2 | WHT | 20 | 32.B7 | KA0086:A2 | LEFT SIDE PANEL | 32.B6
AF0092:29 | SC | KA0088A2 | WHT | 20 | 32.D7 | KA0088:A2 | LEFT SIDE PANEL | 32.D6
AF0092:30 | SC | KA0041A2 | WHT | 20 | 33.A7 | KA0041:A2 | LEFT SIDE PANEL | 33.A6
AF0092:31 | SC | KA0042A2 | WHT | 20 | 33.B7 | KA0042:A2 | LEFT SIDE PANEL | 33.B6
AF0092:44 | SC | KA0087A1 | WHT | 20 | 32.C7 | KA0087:A1 | LEFT SIDE PANEL | 32.C6
AF0092:COM | SC | 0V | WHT | 14 | 14.C3 | XT0090:3 | LEFT SIDE PANEL | 14.A5
AF0092:V+ | SC | FU0092 | WHT | 14 | 14.C3 | FU0092:LD | LEFT SIDE PANEL | 14.C2
AF0093:10 | SC | KA0045A1 | WHT | 20 | 34.A7 | KA0045:A1 | LEFT SIDE PANEL | 34.A6
AF0093:11 | SC | KA0046A1 | WHT | 20 | 34.B7 | KA0046:A1 | LEFT SIDE PANEL | 34.B6
AF0093:12 | SC | KA0047A1 | WHT | 20 | 34.C7 | KA0047:A1 | LEFT SIDE PANEL | 34.C6
AF0093:13 | SC | KA0048A1 | WHT | 20 | 34.D7 | KA0048:A1 | LEFT SIDE PANEL | 34.D6
AF0093:26 | SC | KA0045A2 | WHT | 20 | 34.A7 | KA0045:A2 | LEFT SIDE PANEL | 34.A6
AF0093:27 | SC | KA0046A2 | WHT | 20 | 34.B7 | KA0046:A2 | LEFT SIDE PANEL | 34.B6
AF0093:28 | SC | KA0047A2 | WHT | 20 | 34.C7 | KA0047:A2 | LEFT SIDE PANEL | 34.C6
AF0093:29 | SC | KA0048A2 | WHT | 20 | 34.D7 | KA0048:A2 | LEFT SIDE PANEL | 34.D6
AF0093:COM | SC | 0V | WHT | 14 | 14.C4 | XT0090:4 | LEFT SIDE PANEL | 14.A5
AF0093:V+ | SC | FU0093 | WHT | 14 | 14.C4 | FU0093:LD | LEFT SIDE PANEL | 14.D2
AF0094:00 | SC | KA0101A1 | WHT | 20 | 21.D7 | KA0101:A1 | LEFT SIDE PANEL | 21.D6
AF0094:01 | SC | KA0102A1 | WHT | 20 | 22.D7 | KA0102:A1 | LEFT SIDE PANEL | 22.D6
AF0094:02 | SC | KA0103A1 | WHT | 20 | 23.D7 | KA0103:A1 | LEFT SIDE PANEL | 23.D6
AF0094:03 | SC | KA0104A1 | WHT | 20 | 24.D7 | KA0104:A1 | LEFT SIDE PANEL | 24.D6
AF0094:04 | SC | KA0105A1 | WHT | 20 | 25.D7 | KA0105:A1 | LEFT SIDE PANEL | 25.D6
AF0094:05 | SC | KA0106A1 | WHT | 20 | 26.D7 | KA0106:A1 | LEFT SIDE PANEL | 26.D6
AF0094:06 | SC | KA0107A1 | WHT | 20 | 27.D7 | KA0107:A1 | LEFT SIDE PANEL | 27.D6
AF0094:07 | SC | KA0108A1 | WHT | 20 | 28.D7 | KA0108:A1 | LEFT SIDE PANEL | 28.D6
AF0094:08 | SC | KA0109A1 | WHT | 20 | 29.D7 | KA0109:A1 | LEFT SIDE PANEL | 29.D6
AF0094:09 | SC | KA0110A1 | WHT | 20 | 30.D7 | KA0110:A1 | LEFT SIDE PANEL | 30.D6
AF0094:10 | SC | KA0141A1 | WHT | 20 | 33.A7 | KA0141:A1 | LEFT SIDE PANEL | 33.A6
AF0094:11 | SC | KA0142A1 | WHT | 20 | 33.B7 | KA0142:A1 | LEFT SIDE PANEL | 33.B6
AF0094:12 | SC | KA0143A1 | WHT | 20 | 33.C7 | KA0143:A1 | LEFT SIDE PANEL | 33.C6
AF0094:13 | SC | KA0144A1 | WHT | 20 | 33.D7 | KA0144:A1 | LEFT SIDE PANEL | 33.D6
AF0094:16 | SC | KA0101A2 | WHT | 20 | 21.D7 | KA0101:A2 | LEFT SIDE PANEL | 21.D6
AF0094:17 | SC | KA0102A2 | WHT | 20 | 22.D7 | KA0102:A2 | LEFT SIDE PANEL | 22.D6
AF0094:18 | SC | KA0103A2 | WHT | 20 | 23.D7 | KA0103:A2 | LEFT SIDE PANEL | 23.D6
AF0094:19 | SC | KA0104A2 | WHT | 20 | 24.D7 | KA0104:A2 | LEFT SIDE PANEL | 24.D6
AF0094:20 | SC | KA0105A2 | WHT | 20 | 25.D7 | KA0105:A2 | LEFT SIDE PANEL | 25.D6
AF0094:21 | SC | KA0106A2 | WHT | 20 | 26.D7 | KA0106:A2 | LEFT SIDE PANEL | 26.D6
AF0094:22 | SC | KA0107A2 | WHT | 20 | 27.D7 | KA0107:A2 | LEFT SIDE PANEL | 27.D6
AF0094:23 | SC | KA0108A2 | WHT | 20 | 28.D7 | KA0108:A2 | LEFT SIDE PANEL | 28.D6
AF0094:24 | SC | KA0109A2 | WHT | 20 | 29.D7 | KA0109:A2 | LEFT SIDE PANEL | 29.D6
AF0094:25 | SC | KA0110A2 | WHT | 20 | 30.D7 | KA0110:A2 | LEFT SIDE PANEL | 30.D6
AF0094:26 | SC | KA0141A2 | WHT | 20 | 33.A7 | KA0141:A2 | LEFT SIDE PANEL | 33.A6
AF0094:27 | SC | KA0142A2 | WHT | 20 | 33.B7 | KA0142:A2 | LEFT SIDE PANEL | 33.B6
AF0094:28 | SC | KA0143A2 | WHT | 20 | 33.C7 | KA0143:A2 | LEFT SIDE PANEL | 33.C6
AF0094:29 | SC | KA0144A2 | WHT | 20 | 33.D7 | KA0144:A2 | LEFT SIDE PANEL | 33.D6
AF0094:COM | SC | 0V | WHT | 14 | 14.C4 | XT0090:4 | LEFT SIDE PANEL | 14.A5
AF0094:V+ | SC | FU0094 | WHT | 14 | 14.C4 | FU0094:LD | LEFT SIDE PANEL | 14.D2
AF0095:10 | SC | KA0145A1 | WHT | 20 | 34.A7 | KA0145:A1 | LEFT SIDE PANEL | 34.A6
AF0095:11 | SC | KA0146A1 | WHT | 20 | 34.B7 | KA0146:A1 | LEFT SIDE PANEL | 34.B6
AF0095:12 | SC | KA0147A1 | WHT | 20 | 34.C7 | KA0147:A1 | LEFT SIDE PANEL | 34.C6
AF0095:13 | SC | KA0148A1 | WHT | 20 | 34.D7 | KA0148:A1 | LEFT SIDE PANEL | 34.D6
AF0095:26 | SC | KA0145A2 | WHT | 20 | 34.A7 | KA0145:A2 | LEFT SIDE PANEL | 34.A6
AF0095:27 | SC | KA0146A2 | WHT | 20 | 34.B7 | KA0146:A2 | LEFT SIDE PANEL | 34.B6
AF0095:28 | SC | KA0147A2 | WHT | 20 | 34.C7 | KA0147:A2 | LEFT SIDE PANEL | 34.C6
AF0095:29 | SC | KA0148A2 | WHT | 20 | 34.D7 | KA0148:A2 | LEFT SIDE PANEL | 34.D6
AF0095:COM | SC | 0V | WHT | 14 | 14.C5 | XT0090:5 | LEFT SIDE PANEL | 14.A5
AF0095:V+ | SC | FU0095 | WHT | 14 | 14.C5 | FU0095:LD | LEFT SIDE PANEL | 14.D2
AF0101:10 | SC | KA0049A1 | WHT | 20 | 35.A7 | KA0049:A1 | LEFT SIDE PANEL | 35.A6
AF0101:11 | SC | KA0050A1 | WHT | 20 | 35.B7 | KA0050:A1 | LEFT SIDE PANEL | 35.B6
AF0101:12 | SC | KA0051A1 | WHT | 20 | 35.C7 | KA0051:A1 | LEFT SIDE PANEL | 35.C6
AF0101:13 | SC | KA0052A1 | WHT | 20 | 35.D7 | KA0052:A1 | LEFT SIDE PANEL | 35.D6
AF0101:26 | SC | KA0049A2 | WHT | 20 | 35.A7 | KA0049:A2 | LEFT SIDE PANEL | 35.A6
AF0101:27 | SC | KA0050A2 | WHT | 20 | 35.B7 | KA0050:A2 | LEFT SIDE PANEL | 35.B6
AF0101:28 | SC | KA0051A2 | WHT | 20 | 35.C7 | KA0051:A2 | LEFT SIDE PANEL | 35.C6
AF0101:29 | SC | KA0052A2 | WHT | 20 | 35.D7 | KA0052:A2 | LEFT SIDE PANEL | 35.D6
AF0101:COM | SC | 0V | WHT | 14 | 15.B2 | XT0100:2 | LEFT SIDE PANEL | 15.B1
AF0101:V+ | SC | FU0101 | WHT | 14 | 15.B2 | FU0101:LD | LEFT SIDE PANEL | 15.B1
AF0102:10 | SC | KA0053A1 | WHT | 20 | 36.A7 | KA0053:A1 | LEFT SIDE PANEL | 36.A6
AF0102:11 | SC | KA0054A1 | WHT | 20 | 36.B7 | KA0054:A1 | LEFT SIDE PANEL | 36.B6
AF0102:12 | SC | KA0055A1 | WHT | 20 | 36.C7 | KA0055:A1 | LEFT SIDE PANEL | 36.C6
AF0102:13 | SC | KA0056A1 | WHT | 20 | 36.D7 | KA0056:A1 | LEFT SIDE PANEL | 36.D6
AF0102:26 | SC | KA0053A2 | WHT | 20 | 36.A7 | KA0053:A2 | LEFT SIDE PANEL | 36.A6
AF0102:27 | SC | KA0054A2 | WHT | 20 | 36.B7 | KA0054:A2 | LEFT SIDE PANEL | 36.B6
AF0102:28 | SC | KA0055A2 | WHT | 20 | 36.C7 | KA0055:A2 | LEFT SIDE PANEL | 36.C6
AF0102:29 | SC | KA0056A2 | WHT | 20 | 36.D7 | KA0056:A2 | LEFT SIDE PANEL | 36.D6
AF0102:COM | SC | 0V | WHT | 14 | 15.B3 | XT0100:3 | LEFT SIDE PANEL | 15.B1
AF0102:V+ | SC | FU0102 | WHT | 14 | 15.B3 | FU0102:LD | LEFT SIDE PANEL | 15.B1
AF0103:10 | SC | KA0149A1 | WHT | 20 | 35.A7 | KA0149:A1 | LEFT SIDE PANEL | 35.A6
AF0103:11 | SC | KA0150A1 | WHT | 20 | 35.B7 | KA0150:A1 | LEFT SIDE PANEL | 35.B6
AF0103:12 | SC | KA0151A1 | WHT | 20 | 35.C7 | KA0151:A1 | LEFT SIDE PANEL | 35.C6
AF0103:13 | SC | KA0152A1 | WHT | 20 | 35.D7 | KA0152:A1 | LEFT SIDE PANEL | 35.D6
AF0103:26 | SC | KA0149A2 | WHT | 20 | 35.A7 | KA0149:A2 | LEFT SIDE PANEL | 35.A6
AF0103:27 | SC | KA0150A2 | WHT | 20 | 35.B7 | KA0150:A2 | LEFT SIDE PANEL | 35.B6
AF0103:28 | SC | KA0151A2 | WHT | 20 | 35.C7 | KA0151:A2 | LEFT SIDE PANEL | 35.C6
AF0103:29 | SC | KA0152A2 | WHT | 20 | 35.D7 | KA0152:A2 | LEFT SIDE PANEL | 35.D6
AF0103:COM | SC | 0V | WHT | 14 | 15.B3 | XT0100:4 | LEFT SIDE PANEL | 15.C1
AF0103:V+ | SC | FU0103 | WHT | 14 | 15.B3 | FU0103:LD | LEFT SIDE PANEL | 15.C1
AF0104:10 | SC | KA0153A1 | WHT | 20 | 36.A7 | KA0153:A1 | LEFT SIDE PANEL | 36.A6
AF0104:11 | SC | KA0154A1 | WHT | 20 | 36.B7 | KA0154:A1 | LEFT SIDE PANEL | 36.B6
AF0104:12 | SC | KA0155A1 | WHT | 20 | 36.C7 | KA0155:A1 | LEFT SIDE PANEL | 36.C6
AF0104:13 | SC | KA0156A1 | WHT | 20 | 36.D7 | KA0156:A1 | LEFT SIDE PANEL | 36.D6
AF0104:26 | SC | KA0153A2 | WHT | 20 | 36.A7 | KA0153:A2 | LEFT SIDE PANEL | 36.A6
AF0104:27 | SC | KA0154A2 | WHT | 20 | 36.B7 | KA0154:A2 | LEFT SIDE PANEL | 36.B6
AF0104:28 | SC | KA0155A2 | WHT | 20 | 36.C7 | KA0155:A2 | LEFT SIDE PANEL | 36.C6
AF0104:29 | SC | KA0156A2 | WHT | 20 | 36.D7 | KA0156:A2 | LEFT SIDE PANEL | 36.D6
AF0104:COM | SC | 0V | WHT | 14 | 15.B4 | XT0100:5 | LEFT SIDE PANEL | 15.C1
AF0104:V+ | SC | FU0104 | WHT | 14 | 15.B4 | FU0104:LD | LEFT SIDE PANEL | 15.C1
AF0105:COM | SC | 0V | WHT | 14 | 15.B5 | XT0100:6 | LEFT SIDE PANEL | 15.C1
AF0105:V+ | SC | FU0105 | WHT | 14 | 15.B5 | FU0105:LD | LEFT SIDE PANEL | 15.C1
AF0106:COM | SC | 0V | WHT | 14 | 15.B5 | XT0100:7 | LEFT SIDE PANEL | 15.C1
AF0106:V+ | SC | FU0106 | WHT | 14 | 15.B5 | FU0106:LD | LEFT SIDE PANEL | 15.C1
AU0090:COM | SC | 0V | WHT | 14 | 14.B2 | XT0090:2 | LEFT SIDE PANEL | 14.B5
AU0090:V+ | SC | FU0090 | WHT | 14 | 14.B2 | FU0090:LD | LEFT SIDE PANEL | 14.C2
AU0100:COM | SC | 0V | WHT | 14 | 15.A2 | XT0100:1 | LEFT SIDE PANEL | 15.B1
AU0100:V+ | SC | FU0100 | WHT | 14 | 15.A2 | FU0100:LD | LEFT SIDE PANEL | 15.B1
FU0090:LI | SC | FU0137 | WHT | 14 | 14.C2 | XT0090:1 | LEFT SIDE PANEL | 14.B5
FU0090:LI | SC | FU0137 | WHT | 14 | 14.C2 | FU0091:LI | LEFT SIDE PANEL | 14.C2
FU0091:LI | SC | FU0137 | WHT | 14 | 14.C2 | FU0092:LI | LEFT SIDE PANEL | 14.C2
FU0092:LI | SC | FU0137 | WHT | 14 | 14.C2 | FU0093:LI | LEFT SIDE PANEL | 14.D2
FU0093:LI | SC | FU0137 | WHT | 14 | 14.D2 | FU0094:LI | LEFT SIDE PANEL | 14.D2
FU0094:LI | SC | FU0137 | WHT | 14 | 14.D2 | FU0095:LI | LEFT SIDE PANEL | 14.D2
FU0100:LI | SC | FU0137 | WHT | 14 | 15.B1 | FU0101:LI | LEFT SIDE PANEL | 15.B1
FU0100:LI | SC | FU0137 | WHT | 14 | 15.B1 | XT0090:1 | LEFT SIDE PANEL | 14.B5
FU0101:LI | SC | FU0137 | WHT | 14 | 15.B1 | FU0102:LI | LEFT SIDE PANEL | 15.B1
FU0102:LI | SC | FU0137 | WHT | 14 | 15.B1 | FU0103:LI | LEFT SIDE PANEL | 15.C1
FU0103:LI | SC | FU0137 | WHT | 14 | 15.C1 | FU0104:LI | LEFT SIDE PANEL | 15.C1
FU0104:LI | SC | FU0137 | WHT | 14 | 15.C1 | FU0105:LI | LEFT SIDE PANEL | 15.C1
FU0105:LI | SC | FU0137 | WHT | 14 | 15.C1 | FU0106:LI | LEFT SIDE PANEL | 15.C1
GR0133: | SC | GR0133 | GRN | 14 | 5.C6 | IEG0130:8 | LEFT SIDE PANEL | 5.C7
GR0134: | SC | GR0134 | GRN | 14 | 5.C6 | IEG0130:9 | LEFT SIDE PANEL | 5.C7
KA0081:11 | SC | LOAD1-1 | WHT | 20 | 31.A5 | XT0930:1 | LEFT SIDE PANEL | 31.A5
KA0081:14 | SC | LOAD1-2 | WHT | 20 | 31.A5 | XT0930:2 | LEFT SIDE PANEL | 31.A5
KA0082:11 | SC | LOAD2-1 | WHT | 20 | 31.B5 | XT0930:3 | LEFT SIDE PANEL | 31.B5
KA0082:14 | SC | LOAD2-2 | WHT | 20 | 31.B5 | XT0930:4 | LEFT SIDE PANEL | 31.B5
KA0083:11 | SC | LOAD3-1 | WHT | 20 | 31.C5 | XT0930:5 | LEFT SIDE PANEL | 31.C5
KA0083:14 | SC | LOAD3-2 | WHT | 20 | 31.C5 | XT0930:6 | LEFT SIDE PANEL | 31.C5
KA0084:11 | SC | LOAD4-1 | WHT | 20 | 31.D5 | XT0930:7 | LEFT SIDE PANEL | 31.D5
KA0084:14 | SC | LOAD4-2 | WHT | 20 | 31.D5 | XT0930:8 | LEFT SIDE PANEL | 31.D5
KA0085:11 | SC | LOAD5-1 | WHT | 20 | 32.A5 | XT0930:9 | LEFT SIDE PANEL | 32.A5
KA0085:14 | SC | LOAD5-2 | WHT | 20 | 32.A5 | XT0930:10 | LEFT SIDE PANEL | 32.A5
KA0086:11 | SC | LOAD6-1 | WHT | 20 | 32.B5 | XT0930:11 | LEFT SIDE PANEL | 32.B5
KA0086:14 | SC | LOAD6-2 | WHT | 20 | 32.B5 | XT0930:12 | LEFT SIDE PANEL | 32.B5
KA0087:11 | SC | LOAD7-1 | WHT | 20 | 32.C5 | XT0930:13 | LEFT SIDE PANEL | 32.C5
KA0087:14 | SC | LOAD7-2 | WHT | 20 | 32.C5 | XT0930:14 | LEFT SIDE PANEL | 32.C5
KA0088:11 | SC | LOAD8-1 | WHT | 20 | 32.D5 | XT0930:15 | LEFT SIDE PANEL | 32.D5
KA0088:14 | SC | LOAD8-2 | WHT | 20 | 32.D5 | XT0930:16 | LEFT SIDE PANEL | 32.D5
KA7400:11 | SC | KA7400-1 | WHT | 20 | 19.B5 | XT0910:1 | LEFT SIDE PANEL | 19.B5
KA7400:14 | SC | KA7400-2 | WHT | 20 | 19.B5 | XT0910:2 | LEFT SIDE PANEL | 19.B5
KA7500:11 | SC | KA7500-1 | WHT | 20 | 19.C5 | XT0910:3 | LEFT SIDE PANEL | 19.C5
KA7500:14 | SC | KA7500-2 | WHT | 20 | 19.C5 | XT0910:4 | LEFT SIDE PANEL | 19.C5
KA7600:11 | SC | KA7600-1 | WHT | 20 | 19.C5 | XT0910:5 | LEFT SIDE PANEL | 19.C5
KA7600:14 | SC | KA7600-2 | WHT | 20 | 19.C5 | XT0910:6 | LEFT SIDE PANEL | 19.C5
KA7700:11 | SC | KA7700-1 | WHT | 20 | 19.D5 | XT0910:7 | LEFT SIDE PANEL | 19.D5
KA7700:14 | SC | KA7700-2 | WHT | 20 | 19.D5 | XT0910:8 | LEFT SIDE PANEL | 19.D5
KA7800:11 | SC | KA7800-1 | WHT | 20 | 19.D5 | XT0910:9 | LEFT SIDE PANEL | 19.D5
KA7800:14 | SC | KA7800-2 | WHT | 20 | 19.D5 | XT0910:10 | LEFT SIDE PANEL | 19.D5
XT0090:1 | SC | FU0137 | WHT | 14 | 14.B5 | XT0095:1 | LEFT SIDE PANEL | 14.B6
XT0090:2 | SC | 0V | WHT | 14 | 14.B5 | XT0095:2 | LEFT SIDE PANEL | 14.B6
XT0090:6 | SC | 0V | WHT | 14 | 14.A5 | XT0100:1 | LEFT SIDE PANEL | 15.B1
AU0090:L2 | WC0010 | AU0100L1 | ENET | CABLE | 4.A6 | AU0100:L1 | LEFT SIDE PANEL | 4.A6
AF0106:02 | WCGTGACAP | GTGACAP1 | RED | 20 | 20.B6 | XT0920:4 | LEFT SIDE PANEL | 20.B5
AF0106:18 | WCGTGACAP | GTGACAP2 | BLK | 20 | 20.B6 | XT0920:5 | LEFT SIDE PANEL | 20.B5
AF0106:50 | WCGTGACAP | GTGACAPS | SH | 20 | 20.B6 | XT0920:6 | LEFT SIDE PANEL | 20.B5
AF0106:04 | WCGTGBCAP | GTGBCAP1 | RED | 20 | 20.B6 | XT0920:7 | LEFT SIDE PANEL | 20.B5
AF0106:20 | WCGTGBCAP | GTGBCAP2 | BLK | 20 | 20.B6 | XT0920:8 | LEFT SIDE PANEL | 20.B5
AF0106:52 | WCGTGBCAP | GTGBCAPS | SH | 20 | 20.B6 | XT0920:9 | LEFT SIDE PANEL | 20.B5
AF0106:06 | WCGTGCCAP | GTGCCAP1 | RED | 20 | 20.C6 | XT0920:10 | LEFT SIDE PANEL | 20.C5
AF0106:22 | WCGTGCCAP | GTGCCAP2 | BLK | 20 | 20.C6 | XT0920:11 | LEFT SIDE PANEL | 20.C5
AF0106:54 | WCGTGCCAP | GTGCCAPS | SH | 20 | 20.C6 | XT0920:12 | LEFT SIDE PANEL | 20.C5
AF0106:08 | WCGTGDCAP | GTGDCAP1 | RED | 20 | 20.C6 | XT0920:13 | LEFT SIDE PANEL | 20.C5
AF0106:24 | WCGTGDCAP | GTGDCAP2 | BLK | 20 | 20.C6 | XT0920:14 | LEFT SIDE PANEL | 20.C5
AF0106:56 | WCGTGDCAP | GTGDCAPS | SH | 20 | 20.C6 | XT0920:15 | LEFT SIDE PANEL | 20.C5
AF0106:10 | WCGTGFCAP | GTGFCAP1 | RED | 20 | 20.D6 | XT0920:16 | LEFT SIDE PANEL | 20.D5
AF0106:26 | WCGTGFCAP | GTGFCAP2 | BLK | 20 | 20.D6 | XT0920:17 | LEFT SIDE PANEL | 20.D5
AF0106:58 | WCGTGFCAP | GTGFCAPS | SH | 20 | 20.D6 | XT0920:18 | LEFT SIDE PANEL | 20.D5
AF0106:00 | WCSPINRES | XCSPINRES1 | RED | 20 | 20.A6 | XT0920:1 | LEFT SIDE PANEL | 20.A5
AF0106:16 | WCSPINRES | XCSPINRES2 | BLK | 20 | 20.A6 | XT0920:2 | LEFT SIDE PANEL | 20.A5
AF0106:48 | WCSPINRES | XCSPINRESS | SH | 20 | 20.A6 | XT0920:3 | LEFT SIDE PANEL | 20.A5
AU0090:GND | SC | AU0090G | GRN | 14 | 14.B2 | XT0201:4 | BACK PANEL | 14.D2
AU0100:GND | SC | AU0100G | GRN | 14 | 15.A2 | XT0201:5 | BACK PANEL | 15.C2
IEG0130:13 | SC | AU0060G | GRN | 14 | 13.B2 | AF0061:SH | BACK PANEL | 13.B2
IEG0130:5 | SC | GR0110 | GRN | 14 | 5.A7 | GR0110: | BACK PANEL | 5.A6
IEG0130:6 | SC | GR0111 | GRN | 14 | 5.A7 | GR0111: | BACK PANEL | 5.A6
KA0001:11 | SC | CB01OP-1 | WHT | 20 | 21.C5 | XT0900:10 | BACK PANEL | 21.C5
KA0001:14 | SC | CB01OP-2 | WHT | 20 | 21.C5 | XT0900:11 | BACK PANEL | 21.C5
KA0002:11 | SC | CB02OP-1 | WHT | 20 | 22.C5 | XT0900:23 | BACK PANEL | 22.C5
KA0002:14 | SC | CB02OP-2 | WHT | 20 | 22.C5 | XT0900:24 | BACK PANEL | 22.C5
KA0003:11 | SC | CB03OP-1 | WHT | 20 | 23.C5 | XT0900:36 | BACK PANEL | 23.C5
KA0003:14 | SC | CB03OP-2 | WHT | 20 | 23.C5 | XT0900:37 | BACK PANEL | 23.C5
KA0004:11 | SC | CB04OP-1 | WHT | 20 | 24.C5 | XT0900:49 | BACK PANEL | 24.C5
KA0004:14 | SC | CB04OP-2 | WHT | 20 | 24.C5 | XT0900:50 | BACK PANEL | 24.C5
KA0005:11 | SC | CB05OP-1 | WHT | 20 | 25.C5 | XT0900:62 | BACK PANEL | 25.C5
KA0005:14 | SC | CB05OP-2 | WHT | 20 | 25.C5 | XT0900:63 | BACK PANEL | 25.C5
KA0006:11 | SC | CB06OP-1 | WHT | 20 | 26.C5 | XT0900:75 | BACK PANEL | 26.C5
KA0006:14 | SC | CB06OP-2 | WHT | 20 | 26.C5 | XT0900:76 | BACK PANEL | 26.C5
KA0007:11 | SC | CB07OP-1 | WHT | 20 | 27.C5 | XT0900:88 | BACK PANEL | 27.C5
KA0007:14 | SC | CB07OP-2 | WHT | 20 | 27.C5 | XT0900:89 | BACK PANEL | 27.C5
KA0008:11 | SC | CB08OP-1 | WHT | 20 | 28.C5 | XT0900:101 | BACK PANEL | 28.C5
KA0008:14 | SC | CB08OP-2 | WHT | 20 | 28.C5 | XT0900:102 | BACK PANEL | 28.C5
KA0009:11 | SC | CB09OP-1 | WHT | 20 | 29.C5 | XT0900:114 | BACK PANEL | 29.C5
KA0009:14 | SC | CB09OP-2 | WHT | 20 | 29.C5 | XT0900:115 | BACK PANEL | 29.C5
KA0010:11 | SC | CB10OP-1 | WHT | 20 | 30.C5 | XT0900:127 | BACK PANEL | 30.C5
KA0010:14 | SC | CB10OP-2 | WHT | 20 | 30.C5 | XT0900:128 | BACK PANEL | 30.C5
KA0101:11 | SC | CB01CL-1 | WHT | 20 | 21.D5 | XT0900:12 | BACK PANEL | 21.D5
KA0101:14 | SC | CB01CL-2 | WHT | 20 | 21.D5 | XT0900:13 | BACK PANEL | 21.D5
KA0102:11 | SC | CB02CL-1 | WHT | 20 | 22.D5 | XT0900:25 | BACK PANEL | 22.D5
KA0102:14 | SC | CB02CL-2 | WHT | 20 | 22.D5 | XT0900:26 | BACK PANEL | 22.D5
KA0103:11 | SC | CB03CL-1 | WHT | 20 | 23.D5 | XT0900:38 | BACK PANEL | 23.D5
KA0103:14 | SC | CB03CL-2 | WHT | 20 | 23.D5 | XT0900:39 | BACK PANEL | 23.D5
KA0104:11 | SC | CB04CL-1 | WHT | 20 | 24.D5 | XT0900:51 | BACK PANEL | 24.D5
KA0104:14 | SC | CB04CL-2 | WHT | 20 | 24.D5 | XT0900:52 | BACK PANEL | 24.D5
KA0105:11 | SC | CB05CL-1 | WHT | 20 | 25.D5 | XT0900:64 | BACK PANEL | 25.D5
KA0105:14 | SC | CB05CL-2 | WHT | 20 | 25.D5 | XT0900:65 | BACK PANEL | 25.D5
KA0106:11 | SC | CB06CL-1 | WHT | 20 | 26.D5 | XT0900:77 | BACK PANEL | 26.D5
KA0106:14 | SC | CB06CL-2 | WHT | 20 | 26.D5 | XT0900:78 | BACK PANEL | 26.D5
KA0107:11 | SC | CB07CL-1 | WHT | 20 | 27.D5 | XT0900:90 | BACK PANEL | 27.D5
KA0107:14 | SC | CB07CL-2 | WHT | 20 | 27.D5 | XT0900:91 | BACK PANEL | 27.D5
KA0108:11 | SC | CB08CL-1 | WHT | 20 | 28.D5 | XT0900:103 | BACK PANEL | 28.D5
KA0108:14 | SC | CB08CL-2 | WHT | 20 | 28.D5 | XT0900:104 | BACK PANEL | 28.D5
KA0109:11 | SC | CB09CL-1 | WHT | 20 | 29.D5 | XT0900:116 | BACK PANEL | 29.D5
KA0109:14 | SC | CB09CL-2 | WHT | 20 | 29.D5 | XT0900:117 | BACK PANEL | 29.D5
KA0110:11 | SC | CB10CL-1 | WHT | 20 | 30.D5 | XT0900:129 | BACK PANEL | 30.D5
KA0110:14 | SC | CB10CL-2 | WHT | 20 | 30.D5 | XT0900:130 | BACK PANEL | 30.D5
XT0095:1 | SC | FU0137 | WHT | 14 | 14.B6 | XT0139:4 | BACK PANEL | 6.B4
XT0095:2 | SC | 0V | WHT | 14 | 14.B6 | XT0135:4 | BACK PANEL | 6.C4
AU0090:L1 | WC0009 | AU0090L1 | ENET | CABLE | 4.A6 | AU0060:L2 | BACK PANEL | 4.A5
IEG0130:1 | SC | IEG01301 | GRN | 12 | 10.A5 | AR0600:IE2 | RIGHT SIDE PANEL | 10.A1
IEG0130:3 | SC | IEG01303 | GRN | 12 | 10.D6 | AR0800:IE2 | RIGHT SIDE PANEL | 10.C1
IEG0130:4 | SC | IEG01304 | GRN | 12 | 10.C5 | AR0700:IE2 | RIGHT SIDE PANEL | 10.B1
AU0100:L2 | WC0602 | AP0602L1 | ENET | CABLE | 4.A6 | AP0602:L1 | RIGHT SIDE PANEL | 4.A1
IEG0130:2 | SC | GR0120 | GRN | 14 | 5.A7 | GR0120: | SCS | 5.A6
SolarTools ver. 24.0.84.24712 (Jul 31, 2025)
Report date: 4/15/2026 10:11 AM

## RIGHT SIDE PANEL
RIGHT SIDE PANEL
STATION CONSOLE
Project # | J1848
Project Name | Woodside Goodwyn LSP
Revision | B.2
Controls DE | B.HALBIG
Phone:
Controls ME | N. CARPENTER
Phone:
From | [5 empty] | To
Device ID | Cable (W) Conductor (SC) Jumper Clip (JC) | Wire No. | Wire ID | Gauge/Size | Page/Zone | Device ID | Location | Page/Zone
XT0101:2 | JC | FU0137 | CLIP | --- | 2.A4 | XT0101:1 | RIGHT SIDE PANEL | 2.C4
XT0102:2 | JC | 0V | CLIP | --- | 2.A5 | XT0102:1 | RIGHT SIDE PANEL | 2.C5
XT0680:1 | JC | FU0137 | CLIP | --- | 8.A2 | XT0680:2 | RIGHT SIDE PANEL | 8.B2
XT0681:1 | JC | 0V | CLIP | --- | 8.A2 | XT0681:2 | RIGHT SIDE PANEL | 8.B2
AR0600:IE1 | SC | UV0600G | GRN | 14 | 10.A1 | UV0600:GND | RIGHT SIDE PANEL | 10.A1
AR0700:IE1 | SC | UV0700G | GRN | 14 | 10.B1 | UV0700:GND | RIGHT SIDE PANEL | 10.B1
AR0800:IE1 | SC | UV0800G | GRN | 14 | 10.C1 | UV0800:GND | RIGHT SIDE PANEL | 10.D1
AT0680:NEG | SC | 0V | WHT | 14 | 8.A4 | XT0681:1 | RIGHT SIDE PANEL | 8.A2
AT0680:POS | SC | FU0680 | WHT | 14 | 8.A4 | FU0680:LD | RIGHT SIDE PANEL | 8.A3
BA0606:- | SC | 0V | WHT | 16 | 2.B6 | XT0102:1 | RIGHT SIDE PANEL | 2.C5
BA0606:+ | SC | FU0606 | WHT | 16 | 2.B6 | FU0606:LD | RIGHT SIDE PANEL | 2.C5
BA0606DH+:- | SC | 0V | WHT | 14 | 2.A5 | XT0102:2 | RIGHT SIDE PANEL | 2.A5
BA0606DH+:+ | SC | FU0606DH+ | WHT | 20 | 2.A5 | FU0606DH+:LD | RIGHT SIDE PANEL | 2.A5
BA0680:NEG | SC | 0V | WHT | 14 | 8.B3 | XT0681:2 | RIGHT SIDE PANEL | 8.B2
BA0680:POS | SC | FU0681 | WHT | 20 | 8.B3 | FU0681:LD | RIGHT SIDE PANEL | 8.B2
FU0600:LD | SC | FU0600 | WHT | 14 | 6.A5 | UV0600:(+) | RIGHT SIDE PANEL | 10.A1
FU0606:LI | SC | FU0137 | WHT | 14 | 2.C5 | XT0101:1 | RIGHT SIDE PANEL | 2.C4
FU0606DH+:LI | SC | FU0137 | WHT | 14 | 2.A5 | XT0101:2 | RIGHT SIDE PANEL | 2.A4
FU0680:LI | SC | FU0137 | WHT | 14 | 8.A3 | XT0680:1 | RIGHT SIDE PANEL | 8.A2
FU0681:LI | SC | FU0137 | WHT | 14 | 8.B2 | XT0680:2 | RIGHT SIDE PANEL | 8.B2
FU0700:LD | SC | FU0700 | WHT | 14 | 6.B5 | UV0700:(+) | RIGHT SIDE PANEL | 10.B1
FU0800:LD | SC | FU0800 | WHT | 14 | 6.B5 | UV0800:(+) | RIGHT SIDE PANEL | 10.D1
GR0202: | SC | GR0202 | GRN/YEL | 14 | 5.B6 | FRAME | RIGHT SIDE PANEL | 5.B7
GR0203: | SC | GR0203 | GRN/YEL | 14 | 5.C6 | FRAME | RIGHT SIDE PANEL | 5.C7
GR0204: | SC | GR0204 | GRN/YEL | 14 | 5.C6 | FRAME | RIGHT SIDE PANEL | 5.C7
AP0602:L2 | W0702 | AP0702L1 | ENET | CABLE | 4.A1 | AP0702:L1 | RIGHT SIDE PANEL | 4.A2
AP0601:L2 | WC00602 | AP0601L2 | ENET | CABLE | 4.B1 | AP0701:L1 | RIGHT SIDE PANEL | 4.B2
AP0606:CH2 | WC06061 | AP0606CH2 | OPTIC | CABLE | 10.A6 | AP0706:CH2 | RIGHT SIDE PANEL | 10.B6
AP0606:CH1 | WC06062 | AP0606CH1 | OPTIC | CABLE | 10.A6 | AP0706:CH1 | RIGHT SIDE PANEL | 10.B6
AT0680:LAN1 | WC0680 | AT0680 | ENET | CABLE | 8.A4 | BA0680:DEVICE | RIGHT SIDE PANEL | 8.B3
AP0601:L1 | WCAP0601 | AP0601L1 | ENET | CABLE | 4.B1 | BA0680:L2 | RIGHT SIDE PANEL | 8.B3
AP0603:L1 | WCAP0603 | AP0603L1 | ENET | CABLE | 10.A4 | BA0606:7 | RIGHT SIDE PANEL | 2.B6
AP0604:L1 | WCAP0604 | AP0604L1 | ENET | CABLE | 10.A5 | AP0800:L1 | RIGHT SIDE PANEL | 10.C2
AP0701:L2 | WCAP0701 | AP0701L2 | ENET | CABLE | 4.B2 | BA0680:L1 | RIGHT SIDE PANEL | 8.B3
AP0703:L1 | WCAP0703 | AP0703L1 | ENET | CABLE | 10.B4 | BA0606:8 | RIGHT SIDE PANEL | 2.B6
AP0704:L1 | WCAP0704 | AP0704L1 | ENET | CABLE | 10.B5 | AP0800:L2 | RIGHT SIDE PANEL | 10.C2
BA0606:5 | WCBA0005 | BA06065 | ENET | CABLE | 2.B6 | BA0606DH+:ENET | RIGHT SIDE PANEL | 2.A5
FU0600:LI | SC | FU0137 | WHT | 14 | 6.A5 | XT0139:1 | BACK PANEL | 6.A4
FU0700:LI | SC | FU0137 | WHT | 14 | 6.B5 | XT0139:5 | BACK PANEL | 6.B4
FU0800:LI | SC | FU0137 | WHT | 14 | 6.B5 | XT0139:5 | BACK PANEL | 6.B4
UV0600:(-) | SC | 0V | WHT | 14 | 10.A1 | XT0135:1 | BACK PANEL | 6.C4
UV0700:(-) | SC | 0V | WHT | 14 | 10.B1 | XT0135:5 | BACK PANEL | 6.D4
UV0800:(-) | SC | 0V | WHT | 14 | 10.D1 | XT0135:5 | BACK PANEL | 6.D4
XT0101:1 | SC | FU0137 | WHT | 14 | 2.C4 | XT0139:4 | BACK PANEL | 6.B4
XT0102:1 | SC | 0V | WHT | 14 | 2.C5 | XT0135:4 | BACK PANEL | 6.C4
XT0680:1 | SC | FU0137 | WHT | 14 | 8.A2 | XT0139:1 | BACK PANEL | 6.A4
XT0681:1 | SC | 0V | WHT | 14 | 8.A2 | XT0135:1 | BACK PANEL | 6.C4
AT0680:LAN2 | WC0060 | AT0680LAN2 | ENET | CABLE | 8.A4 | AT0190:ENET2 | CONSOLE DOORS | 17.B4
AR0600:IE2 | SC | IEG01301 | GRN | 12 | 10.A1 | IEG0130:1 | LEFT SIDE PANEL | 10.A5
AR0700:IE2 | SC | IEG01304 | GRN | 12 | 10.B1 | IEG0130:4 | LEFT SIDE PANEL | 10.C5
AR0800:IE2 | SC | IEG01303 | GRN | 12 | 10.C1 | IEG0130:3 | LEFT SIDE PANEL | 10.D6
AP0602:L1 | WC0602 | AP0602L1 | ENET | CABLE | 4.A1 | AU0100:L2 | LEFT SIDE PANEL | 4.A6
AP0702:L2 | WC0002 | AU0020L1 | ENET | CABLE | 4.A2 | AU0020:L1 | SCS | 4.A3
SolarTools ver. 24.0.84.24712 (Jul 31, 2025)
Report date: 4/15/2026 10:11 AM

## SCS
SCS
STATION CONSOLE
Project # | J1848
Project Name | Woodside Goodwyn LSP
Revision | B.2
Controls DE | B.HALBIG
Phone:
Controls ME | N. CARPENTER
Phone:
From | [5 empty] | To
Device ID | Cable (W) Conductor (SC) Jumper Clip (JC) | Wire No. | Wire ID | Gauge/Size | Page/Zone | Device ID | Location | Page/Zone
AF0021:05 | SC | SB0402NO | WHT | 20 | 18.B3 | SB0402:NO | SCS | 18.B2
AF0021:06 | SC | SA050012 | WHT | 20 | 18.A3 | SA0500:12 | SCS | 18.A2
AF0021:07 | SC | SA050014 | WHT | 20 | 18.A3 | SA0500:14 | SCS | 18.A2
AF0021:08 | SC | SH0418NO | WHT | 20 | 18.A6 | SH0418:NO | SCS | 18.A5
AF0021:14 | SC | SB0403B114 | WHT | 20 | 18.B3 | SB0403:B1-14 | SCS | 18.B2
AF0021:15 | SC | SB0401NO | WHT | 20 | 18.B6 | SB0401:NO | SCS | 18.B5
AF0021:37 | SC | SB0402C | WHT | 20 | 18.B3 | SB0402:C | SCS | 18.B2
AF0021:38 | SC | SA050011 | WHT | 20 | 18.A3 | SA0500:11 | SCS | 18.A2
AF0021:39 | SC | SA050013 | WHT | 20 | 18.A3 | SA0500:13 | SCS | 18.A2
AF0021:40 | SC | SH0418C | WHT | 20 | 18.A6 | SH0418:C | SCS | 18.A5
AF0021:46 | SC | SB0403B113 | WHT | 20 | 18.B3 | SB0403:B1-13 | SCS | 18.B2
AF0021:47 | SC | SB0401C | WHT | 20 | 18.B6 | SB0401:C | SCS | 18.B5
AF0021:COM | SC | AU0020N | WHT | 20 | 11.B2 | AU0020:COM | SCS | 11.A2
AF0021:SHLD | SC | AF0021V+L | WHT | 16 | 11.A7 | AF0021:V+L | SCS | 11.A7
AF0021:V+ | SC | AU0020P | WHT | 20 | 11.B2 | AU0020:V+ | SCS | 11.A2
AF0022:11 | SC | SH0418AP | WHT | 20 | 18.C6 | SH0418:A+ | SCS | 18.C5
AF0022:17 | SC | SH0418BP | WHT | 20 | 18.C6 | SH0418:B+ | SCS | 18.C5
AF0022:43 | SC | SH0418A | WHT | 20 | 18.C6 | SH0418:A | SCS | 18.C5
AF0022:49 | SC | SH0418B | WHT | 20 | 18.C6 | SH0418:B | SCS | 18.C5
AF0022:COML | SC | AF0022COML | WHT | 16 | 11.A7 | AF0022:SHLD | SCS | 11.A7
AF0022:V+ | SC | FU0023 | WHT | 14 | 11.B3 | FU0023:LD | SCS | 11.B1
AU0020:V+ | SC | FU0020 | WHT | 14 | 11.A2 | FU0020:LD | SCS | 11.B1
GR0121: | SC | GR0121 | GRN/YEL | 14 | 5.B6 | FG0232:1 | SCS | 5.B7
SB0400:B1-11 | SC | FU0138 | WHT | 20 | 18.D5 | XT0137:3 | SCS | 18.D5
SB0400:B1-12 | SC | SB0400B211 | WHT | 20 | 18.D5 | SB0400:B2-11 | SCS | 18.D4
SB0400:B2-12 | SC | 0V | WHT | 20 | 18.D4 | XT0137:4 | SCS | 18.D5
SB0403:B2-13 | SC | SB0403B213 | WHT | 20 | 18.B5 | XT0137:5 | SCS | 18.B6
SB0403:B2-14 | SC | SB0403B214 | WHT | 20 | 18.B5 | XT0137:6 | SCS | 18.B6
AF0022:COM | SC | 0V | WHT | 14 | 11.B3 | XT0262:1 | BACK PANEL | 7.C4
AU0020:COM | SC | 0V | WHT | 14 | 11.A2 | XT0262:2 | BACK PANEL | 7.C4
AU0020:GND | SC | AU0020G | GRN | 14 | 11.A2 | XT0201:1 | BACK PANEL | 11.B2
FU0020:LI | SC | FU0260 | WHT | 14 | 11.B1 | XT0261:2 | BACK PANEL | 7.A4
FU0023:LI | SC | FU0260 | WHT | 14 | 11.B1 | XT0261:1 | BACK PANEL | 7.A4
FU0273:LI | SC | FU0137 | WHT | 14 | 6.B5 | XT0139:6 | BACK PANEL | 6.B4
XT0137:3 | SC | FU0138 | WHT | 20 | 18.D5 | FU0138:LD | BACK PANEL | 6.B5
XT0137:4 | SC | 0V | WHT | 20 | 18.D5 | XT0135:5 | BACK PANEL | 6.D4
XT0273:1 | SC | 0V1 | WHT | 14 | 6.D2 | XT0135:6 | BACK PANEL | 6.D4
AU0020:L2 | WC0004 | AU0040L1 | ENET | CABLE | 4.A3 | AU0040:L1 | BACK PANEL | 4.A3
FU0273:LD | SC | FU0273 | WHT | 14 | 6.B5 | ZS0273:1 | CONSOLE | 6.D2
XT0273:1 | SC | 0V1 | WHT | 14 | 6.D2 | EL0273:- | CONSOLE | 6.D3
AF0022:05 | WC5540 | HA0273P | BLK | 16 | 18.A6 | HA0273:(+) | CONSOLE | 18.A5
AF0022:37 | WC5540 | HA0273N | WHT | 16 | 18.A6 | HA0273:(-) | CONSOLE | 18.A5
GR0120: | SC | GR0120 | GRN | 14 | 5.A6 | IEG0130:2 | LEFT SIDE PANEL | 5.A7
AU0020:L1 | WC0002 | AU0020L1 | ENET | CABLE | 4.A3 | AP0702:L2 | RIGHT SIDE PANEL | 4.A2
SolarTools ver. 24.0.84.24712 (Jul 31, 2025)
Report date: 4/15/2026 10:11 AM

## Panel Errors
Panel Errors
Project # | J1848
Project Name | Woodside Goodwyn LSP
Revision | B.2
Controls DE | B.HALBIG
Phone:
Controls ME | N. CARPENTER
Phone:
From | [6 empty] | To
Device ID | Location | Cable (W) Conductor (SC) Jumper Clip (JC) | Wire ID | Wire No. | Gauge/Size | Page/Zone | Device ID | Location | Page/Zone
Report date: 4/15/2026 10:11 AM |  |  |  | SolarTools ver. 24.0.84.24712 (Jul 31, 2025)

## Cable Part Numbers
Cable Part Numbers |  |  | SolarTools ver. 24.0.84.24712 (Jul 31, 2025)
Project # | J1848
Report date: 4/15/2026 10:11 AM
Project Name | Woodside Goodwyn LSP
Revision | B.2
Controls DE | B.HALBIG
Phone:
Controls ME | N. CARPENTER
Phone:
Device ID |  | Part Number |  | Description
W0702 |  | 1302073-36 |  | CABLE, ETHERNET - 36 INCHES
W9700 |  | CF_CAB0_XXGA |  | CABLE, SUPPLIED BY OTHERS
WC0002 |  | 1302073-36 |  | CABLE, ETHERNET - 36 INCHES
WC0004 |  | 1302073-36 |  | CABLE, ETHERNET - 36 INCHES
WC0005 |  | 1302073-36 |  | CABLE, ETHERNET - 36 INCHES
WC0006 |  | 1302073-36 |  | CABLE, ETHERNET - 36 INCHES
WC0009 |  | 1302073-36 |  | CABLE, ETHERNET - 36 INCHES
WC0010 |  | 1302073-36 |  | CABLE, ETHERNET - 36 INCHES
WC0060 |  | 1302073-36 |  | CABLE, ETHERNET - 36 INCHES
WC00602 |  | 1302073-36 |  | CABLE, ETHERNET - 36 INCHES
WC0061 |  | 1022941-13 |  | TPE, 1 TRIAD TWISTED SHIELDED
WC0602 |  | 1302073-36 |  | CABLE, ETHERNET - 36 INCHES
WC06061 |  | 1089241-12 |  | CABLE, SYSTEM FUNCTION
WC06062 |  | 1089241-12 |  | CABLE, SYSTEM FUNCTION
WC0680 |  | 1302073-36 |  | CABLE, COMMUNICATION CABLE - 36 INCHES
WC0970 |  | 1022941-13 |  | TPE, 1 TRIAD TWISTED SHIELDED
WC5540 |  | PART OF 1113568-200 |  | CABLE, 2 CONDUCTOR TRIMMED SHIELD PART OF HORN
WC9700 |  | CF_CAB0_XXGA |  | CABLE, SUPPLIED BY OTHERS
WC9701 |  | CF_CAB0_XXGA |  | CABLE, SUPPLIED BY OTHERS
WC9702 |  | CF_CAB0_XXGA |  | CABLE, SUPPLIED BY OTHERS
WCAP0601 |  | 1302073-36 |  | CABLE, ETHERNET - 36 INCHES
WCAP0603 |  | 1302073-36 |  | CABLE, ETHERNET - 36 INCHES
WCAP0604 |  | 1302073-36 |  | CABLE, ETHERNET - 36 INCHES
WCAP0701 |  | 1302073-36 |  | CABLE, ETHERNET - 36 INCHES
WCAP0703 |  | 1302073-36 |  | CABLE, ETHERNET - 36 INCHES
WCAP0704 |  | 1302073-36 |  | CABLE, ETHERNET - 36 INCHES
WCBA0005 |  | 1302073-36 |  | CABLE, ETHERNET - 36 INCHES
WCGTGACAP |  | 1022941-12 |  | TPE, 1 PAIR TWISTED SHIELDED
WCGTGBCAP |  | 1022941-12 |  | TPE, 1 PAIR TWISTED SHIELDED
WCGTGCCAP |  | 1022941-12 |  | TPE, 1 PAIR TWISTED SHIELDED
WCGTGDCAP |  | 1022941-12 |  | TPE, 1 PAIR TWISTED SHIELDED
WCGTGFCAP |  | 1022941-12 |  | TPE, 1 PAIR TWISTED SHIELDED
WCSPINRES |  | 1022941-12 |  | TPE, 1 PAIR TWISTED SHIELDED

## Part Number List
Part Number List |  | SolarTools ver. 24.0.84.24712 (Jul 31, 2025)
Project # | J1848
Report date: 4/15/2026 10:11 AM
Project Name | Woodside Goodwyn LSP
Revision | B.2
Controls DE | B.HALBIG
Phone:
Controls ME | N. CARPENTER
Phone:
Device ID | Part Number | Description | Location
AF0041 | 2684693-12,2684693-23 | 5094-IB16XT, 16 DISCRETE INPUT | BACK PANEL
AF0042 | 2684693-12,2684693-23 | 5094-IB16XT, 16 DISCRETE INPUT | BACK PANEL
AF0043 | 2684693-12,2684693-23 | 5094-IB16XT, 16 DISCRETE INPUT | BACK PANEL
AF0044 | 2684693-12,2684693-23 | 5094-IB16XT, 16 DISCRETE INPUT | BACK PANEL
AF0045 | 2684693-12,2684693-23 | 5094-IB16XT, 16 DISCRETE INPUT | BACK PANEL
AF0046 | 2684693-12,2684693-23 | 5094-IB16XT, 16 DISCRETE INPUT | BACK PANEL
AF0047 | 2684693-12,2684693-23 | 5094-IB16XT, 16 DISCRETE INPUT | BACK PANEL
AF0051 | 2684693-12,2684693-23 | 5094-IB16XT, 16 DISCRETE INPUT | BACK PANEL
AF0052 | 2684693-12,2684693-23 | 5094-IB16XT, 16 DISCRETE INPUT | BACK PANEL
AF0053 | 2684693-12,2684693-23 | 5094-IB16XT, 16 DISCRETE INPUT | BACK PANEL
AF0054 | 2684693-12,2684693-23 | 5094-IB16XT, 16 DISCRETE INPUT | BACK PANEL
AF0061 | 2684693-14,2684693-33 | 5094-IY8XT, 8 ANALOG INPUT,TC/RTD/I&V | BACK PANEL
AF0062 | 2684693-13,2684693-56 | 5094-IF8IHXT, 8 ANALOG INPUT, ISOLATED | BACK PANEL
AF0063 | 2684693-13,2684693-56 | 5094-IF8IHXT, 8 ANALOG INPUT, ISOLATED | BACK PANEL
AF0064 | 2684693-13,2684693-56 | 5094-IF8IHXT, 8 ANALOG INPUT, ISOLATED | BACK PANEL
AF0065 | 2684693-13,2684693-56 | 5094-IF8IHXT, 8 ANALOG INPUT, ISOLATED | BACK PANEL
AF0066 | 2684693-13,2684693-56 | 5094-IF8IHXT, 8 ANALOG INPUT, ISOLATED | BACK PANEL
AF0067 | 2684693-13,2684693-56 | 5094-IF8IHXT, 8 ANALOG INPUT, ISOLATED | BACK PANEL
AU0040 | 2684693-22 | 5094-AENTRXT, FLEX 5000 I/O | BACK PANEL
AU0050 | 2684693-22 | 5094-AENTRXT, FLEX 5000 I/O | BACK PANEL
AU0060 | 2684693-22 | 5094-AENTRXT, FLEX 5000 I/O | BACK PANEL
FU0040 | 1043265-1,1043265-5 | FUSE, 10A | BACK PANEL
FU0050 | 1043265-1,1043265-5 | FUSE, 10A | BACK PANEL
FU0060 | 1043265-1,1043265-5 | FUSE, 10A | BACK PANEL
FU0136 | 1043265-1,1043265-9 | FUSE, 30A | BACK PANEL
FU0137 | 1043265-1,1043265-7 | FUSE, 20A | BACK PANEL
FU0138 | 1043265-1,1043265-3 | FUSE, 2A | BACK PANEL
FU0190 | 1043265-1,1043265-5 | FUSE, 10A | BACK PANEL
FU0236 | 1043265-1,1043265-9 | FUSE, 30A | BACK PANEL
FU0260 | 1043265-1,1043265-7 | FUSE, 20A | BACK PANEL
FU9700 | 1043265-4 | FUSE, 5A | BACK PANEL
FU9701 | 1043265-4 | FUSE, 5A | BACK PANEL
GR0110 | 903849C1 | RAIL GROUND, DIN RAIL GROUNDING | BACK PANEL
GR0111 | 903849C1 | RAIL GROUND, DIN RAIL GROUNDING | BACK PANEL
GR0131 | 903849C1 | RAIL GROUND, DIN RAIL GROUNDING | BACK PANEL
GR0132 | 903849C1 | RAIL GROUND, DIN RAIL GROUNDING | BACK PANEL
H09700 | 1070320-101 | HEATER, SPACE, TURBINE BOX | BACK PANEL
H09701 | 1070320-101 | HEATER, SPACE, TURBINE BOX | BACK PANEL
H09702 | 1070320-101 | HEATER, SPACE, TURBINE BOX | BACK PANEL
PEG0130 | 232941-110 | BUS BAR, ONE-BAY CONSOLE | BACK PANEL
QS0011 | 1087370 | CIRCUIT BREAKER, DOUBLE POLE - RAIL MOUNTABLE | BACK PANEL
QS0012 | 1087370 | CIRCUIT BREAKER, DOUBLE POLE - RAIL MOUNTABLE | BACK PANEL
RR0851 | 981090C1 | RESISTOR, 3.01K OHM | BACK PANEL
RR0852 | 981089C1 | RESISTOR, 1.0K OHM | BACK PANEL
TE0970 | 700226C1 | TEMPERATURE ELEMENT, BOX INTERNAL TEMPERATURE | BACK PANEL
TS0970 | 1070320-200 | THERMOSTAT, 120VAC SPACE HEATER CONTROL | BACK PANEL
UJ0131 | 1286570-1 | POWER CONVERTER, AC/DC INPUT TO 28V DC OUTPUT | BACK PANEL
UJ0231 | 1286570-1 | POWER CONVERTER, AC/DC INPUT TO 28V DC OUTPUT | BACK PANEL
XT0011 | 1067996-20 | TERMINAL STRIP, 2 CONDUCTOR | BACK PANEL
XT0012 | 1067996-20 | TERMINAL STRIP, 2 CONDUCTOR | BACK PANEL
XT0014 | 1067996-20 | TERMINAL STRIP, 2 CONDUCTOR | BACK PANEL
XT0015 | 1067996-7 | TERMINAL STRIP, 4 CONDUCTOR | BACK PANEL
XT0016 | 1067996-20 | TERMINAL STRIP, 2 CONDUCTOR | BACK PANEL
XT0017 | 1067996-7 | TERMINAL STRIP, 4 CONDUCTOR | BACK PANEL
XT0018 | 1067996-7 | TERMINAL STRIP, 4 CONDUCTOR | BACK PANEL
XT0134 | 1067996-20 | TERMINAL STRIP, 2 CONDUCTOR | BACK PANEL
XT0135 | 1067996-7 | TERMINAL STRIP, 4 CONDUCTOR | BACK PANEL
XT0138 | 1067996-20 | TERMINAL STRIP, 2 CONDUCTOR | BACK PANEL
XT0139 | 1067996-7 | TERMINAL STRIP, 4 CONDUCTOR | BACK PANEL
XT0201 | 1067996-7 | TERMINAL STRIP, 4 CONDUCTOR | BACK PANEL
XT0260 | 1067996-7 | TERMINAL STRIP, 4 CONDUCTOR | BACK PANEL
XT0261 | 1067996-7 | TERMINAL STRIP, 4 CONDUCTOR | BACK PANEL
XT0262 | 1067996-7 | TERMINAL STRIP, 4 CONDUCTOR | BACK PANEL
XT0900 | 1067996-7 | TERMINAL STRIP, 4 CONDUCTOR | BACK PANEL
XT09701AC | 1067996-7 | TERMINAL STRIP, 4 CONDUCTOR | BACK PANEL
XT09702AC | 1067996-7 | TERMINAL STRIP, 4 CONDUCTOR | BACK PANEL
XT09703AC | 1067996-7 | TERMINAL STRIP, 4 CONDUCTOR | BACK PANEL
XT09704AC | 1067996-7 | TERMINAL STRIP, 4 CONDUCTOR | BACK PANEL
XT0970AC | 1067996-20 | TERMINAL STRIP, 2 CONDUCTOR | BACK PANEL
EL0273 | 1015796,1022899,1024594-100 | LIGHT, LED, WHITE | CONSOLE
HA0273 | 1113568-200 | HORN, ACOUSTIC DEVICE | CONSOLE
ZS0273 | 1113474-2 | LIMIT SWITCH, CONSOLE DOOR | CONSOLE
AT0190 | 1577354-5901 | WORKSTATION, VISUAL INTERFACE | CONSOLE DOORS
AT0190K | 1068334 | KEYBOARD, TYPING INTERFACE | CONSOLE DOORS
AT0191 | 1577354-7000 | MONITOR, VISUAL INTERFACE | CONSOLE DOORS
AF0091 | 2684693-12,2684693-24 | 5094-OB16XT, 16 DISCRETE OUTPUT | LEFT SIDE PANEL
AF0092 | 2684693-12,2684693-24 | 5094-OB16XT, 16 DISCRETE OUTPUT | LEFT SIDE PANEL
AF0093 | 2684693-12,2684693-24 | 5094-OB16XT, 16 DISCRETE OUTPUT | LEFT SIDE PANEL
AF0094 | 2684693-12,2684693-24 | 5094-OB16XT, 16 DISCRETE OUTPUT | LEFT SIDE PANEL
AF0095 | 2684693-12,2684693-24 | 5094-OB16XT, 16 DISCRETE OUTPUT | LEFT SIDE PANEL
AF0101 | 2684693-12,2684693-24 | 5094-OB16XT, 16 DISCRETE OUTPUT | LEFT SIDE PANEL
AF0102 | 2684693-12,2684693-24 | 5094-OB16XT, 16 DISCRETE OUTPUT | LEFT SIDE PANEL
AF0103 | 2684693-12,2684693-24 | 5094-OB16XT, 16 DISCRETE OUTPUT | LEFT SIDE PANEL
AF0104 | 2684693-12,2684693-24 | 5094-OB16XT, 16 DISCRETE OUTPUT | LEFT SIDE PANEL
AF0105 | 2684693-13,2684693-27 | 5094-OF8IHXT, 8 ANALOG OUTPUT, ISOLATED | LEFT SIDE PANEL
AF0106 | 2684693-13,2684693-27 | 5094-OF8IHXT, 8 ANALOG OUTPUT, ISOLATED | LEFT SIDE PANEL
AU0090 | 1061979-1,2684693-22 | 5094-AENTRXT, FLEX 5000 I/O | LEFT SIDE PANEL
AU0100 | 2684693-22 | TERMINAL STRIP, FLEX 5000 I/O | LEFT SIDE PANEL
FU0090 | 1043265-1,1043265-5 | RELAY, FUSE AND CARTRIDGE HOLDER | LEFT SIDE PANEL
FU0091 | [2]1043265-1,[2]1043265-5,1061979-1 | RELAY, FUSE AND CARTRIDGE HOLDER | LEFT SIDE PANEL
FU0092 | 1043265-1,1043265-5 | RELAY, FUSE AND CARTRIDGE HOLDER | LEFT SIDE PANEL
FU0093 | 1043265-1,1043265-5 | RELAY, FUSE AND CARTRIDGE HOLDER | LEFT SIDE PANEL
FU0094 | 1043265-1,1043265-5 | RELAY, FUSE AND CARTRIDGE HOLDER | LEFT SIDE PANEL
FU0095 | 1043265-1,1043265-5 | RELAY, FUSE AND CARTRIDGE HOLDER | LEFT SIDE PANEL
FU0100 | 1043265-1,1043265-5,1067996-7 | TERMINAL STRIP, 4 CONDUCTOR | LEFT SIDE PANEL
FU0101 | 1043265-1,1043265-5 | TERMINAL STRIP, 4 CONDUCTOR | LEFT SIDE PANEL
FU0102 | 1043265-1,1043265-5 | TERMINAL STRIP, 4 CONDUCTOR | LEFT SIDE PANEL
FU0103 | 1043265-1,1043265-5 | TERMINAL STRIP, 4 CONDUCTOR | LEFT SIDE PANEL
FU0104 | 1043265-1,1043265-5 | TERMINAL STRIP, 4 CONDUCTOR | LEFT SIDE PANEL
FU0105 | 1043265-1,1043265-5 | TERMINAL STRIP, 4 CONDUCTOR | LEFT SIDE PANEL
FU0106 | 1043265-1,1043265-5 | TERMINAL STRIP, 4 CONDUCTOR | LEFT SIDE PANEL
GR0133 | 903849C1 | BUS BAR, DIN RAIL GROUNDING | LEFT SIDE PANEL
GR0134 | 903849C1 | RELAY, DIN RAIL GROUNDING | LEFT SIDE PANEL
IEG0130 | 232941-300,903849C1 | BUS BAR, ONE-BAY CONSOLE | LEFT SIDE PANEL
KA0001 | 1061979-1 | RELAY, AM830-A9 OPEN | LEFT SIDE PANEL
KA0002 | 1061979-1 | RELAY, AM830-A15 OPEN | LEFT SIDE PANEL
KA0003 | 1061979-1 | RELAY, AM830-A17 OPEN | LEFT SIDE PANEL
KA0004 | 1061979-1 | RELAY, AM830-A18 OPEN | LEFT SIDE PANEL
KA0005 | 1061979-1 | RELAY, AM830-A19 OPEN | LEFT SIDE PANEL
KA0006 | 1061979-1 | RELAY, AM830-A20 OPEN | LEFT SIDE PANEL
KA0007 | 1061979-1 | RELAY, AM830-A21 OPEN | LEFT SIDE PANEL
KA0008 | 1061979-1 | RELAY, AM830-A22 OPEN | LEFT SIDE PANEL
KA0009 | 1061979-1 | RELAY, LOAD BREAKER #9 OPEN | LEFT SIDE PANEL
KA0010 | 1061979-1 | RELAY, LOAD BREAKER #10 OPEN | LEFT SIDE PANEL
KA0041 | 1061979-1 | RELAY, SPARE | LEFT SIDE PANEL
KA0042 | 1061979-1 | RELAY, SPARE | LEFT SIDE PANEL
KA0043 | 1061979-1 | RELAY, SPARE | LEFT SIDE PANEL
KA0044 | 1061979-1 | RELAY, SPARE | LEFT SIDE PANEL
KA0045 | 1061979-1 | 5094-OF8IHXT, 8 ANALOG OUTPUT, ISOLATED | LEFT SIDE PANEL
KA0046 | 1061979-1 | RELAY, SPARE | LEFT SIDE PANEL
KA0047 | 1061979-1 | RELAY, SPARE | LEFT SIDE PANEL
KA0048 | 1061979-1 | RELAY, SPARE | LEFT SIDE PANEL
KA0049 | 1061979-1 | TERMINAL STRIP, 4 CONDUCTOR | LEFT SIDE PANEL
KA0050 | 1061979-1 | TERMINAL STRIP, 4 CONDUCTOR | LEFT SIDE PANEL
KA0051 | 1061979-1 | FUSE, 10A | LEFT SIDE PANEL
KA0052 | 1061979-1 | TERMINAL STRIP, 4 CONDUCTOR | LEFT SIDE PANEL
KA0053 | 1061979-1 | TERMINAL STRIP, 4 CONDUCTOR | LEFT SIDE PANEL
KA0054 | 1061979-1 | TERMINAL STRIP, 4 CONDUCTOR | LEFT SIDE PANEL
KA0055 | 1061979-1 | FUSE, 10A | LEFT SIDE PANEL
KA0056 | 1061979-1 | TERMINAL STRIP, 4 CONDUCTOR | LEFT SIDE PANEL
KA0081 | 1061979-1 | RELAY, TEMP WATER PUMPS INHIBIT | LEFT SIDE PANEL
KA0082 | 1061979-1 | RELAY, SEAWATER LIFT PUMPS INHIBIT | LEFT SIDE PANEL
KA0083 | 1061979-1 | RELAY, LARGE LOAD #3 INHIBIT | LEFT SIDE PANEL
KA0084 | 1061979-1 | 5094-OB16XT, 16 DISCRETE OUTPUT | LEFT SIDE PANEL
KA0085 | 1061979-1 | RELAY, LARGE LOAD #5 INHIBIT | LEFT SIDE PANEL
KA0086 | 1061979-1 | RELAY, LARGE LOAD #6 INHIBIT | LEFT SIDE PANEL
KA0087 | 1061979-1 | RELAY, LARGE LOAD #7 INHIBIT | LEFT SIDE PANEL
KA0088 | 1061979-1 | RELAY, LARGE LOAD #8 INHIBIT | LEFT SIDE PANEL
KA0101 | 1061979-1 | RELAY, LOAD BREAKER #1 CLOSE | LEFT SIDE PANEL
KA0102 | 1061979-1 | RELAY, AM830-A15 CLOSE | LEFT SIDE PANEL
KA0103 | 1061979-1 | RELAY, AM830-A17 CLOSE | LEFT SIDE PANEL
KA0104 | 1061979-1 | RELAY, AM830-A18 CLOSE | LEFT SIDE PANEL
KA0105 | 1061979-1 | RELAY, AM830-A19 CLOSE | LEFT SIDE PANEL
KA0106 | 1061979-1 | RELAY, AM830-A20 CLOSE | LEFT SIDE PANEL
KA0107 | 1061979-1 | RELAY, AM830-A21 CLOSE | LEFT SIDE PANEL
KA0108 | 1061979-1 | RELAY, AM830-A22 CLOSE | LEFT SIDE PANEL
KA0109 | 1061979-1 | RELAY, LOAD BREAKER #9 CLOSE | LEFT SIDE PANEL
KA0110 | 1061979-1 | RELAY, LOAD BREAKER #10 CLOSE | LEFT SIDE PANEL
KA0141 | 1061979-1 | RELAY, SPARE | LEFT SIDE PANEL
KA0142 | 1061979-1 | RELAY, SPARE | LEFT SIDE PANEL
KA0143 | 1061979-1 | RELAY, SPARE | LEFT SIDE PANEL
KA0144 | 1061979-1 | RELAY, SPARE | LEFT SIDE PANEL
KA0145 | 1061979-1 | 5094-OF8IHXT, 8 ANALOG OUTPUT, ISOLATED | LEFT SIDE PANEL
KA0146 | 1061979-1 | RELAY, SPARE | LEFT SIDE PANEL
KA0147 | 1061979-1 | RELAY, SPARE | LEFT SIDE PANEL
KA0148 | 1061979-1 | RELAY, SPARE | LEFT SIDE PANEL
KA0149 | 1061979-1 | TERMINAL STRIP, 4 CONDUCTOR | LEFT SIDE PANEL
KA0150 | 1061979-1 | TERMINAL STRIP, 4 CONDUCTOR | LEFT SIDE PANEL
KA0151 | 1061979-1 | FUSE, 10A | LEFT SIDE PANEL
KA0152 | 1061979-1 | RELAY, SPARE | LEFT SIDE PANEL
KA0153 | 1061979-1 | FUSE, 10A | LEFT SIDE PANEL
KA0154 | 1061979-1 | TERMINAL STRIP, 2 CONDUCTOR | LEFT SIDE PANEL
KA0155 | 1061979-1 | TERMINAL STRIP, 2 CONDUCTOR | LEFT SIDE PANEL
KA0156 | 1061979-1 | FUSE, 10A | LEFT SIDE PANEL
KA7400 | 1061979-1 | RELAY, SPINNING RESERVE LOW | LEFT SIDE PANEL
KA7500 | 1061979-1 | RELAY, LOAD SHED STAGE 2 ACTIVE | LEFT SIDE PANEL
KA7600 | 1061979-1 | RELAY, LSS HEALTH/AVAIL STATUS | LEFT SIDE PANEL
KA7700 | 1061979-1 | 5094-OB16XT, LSS INIT PSD100 | LEFT SIDE PANEL
KA7800 | 1061979-1 | RELAY, LSS INIT PSDCOM VIA CSS | LEFT SIDE PANEL
XT0090 | 1067996-7 | RELAY, 4 CONDUCTOR | LEFT SIDE PANEL
XT0095 | 1067996-20 | TERMINAL STRIP, 4 CONDUCTOR | LEFT SIDE PANEL
XT0100 | 1067996-7 | TERMINAL STRIP, 4 CONDUCTOR | LEFT SIDE PANEL
XT0910 | 1067996-7 | TERMINAL STRIP, 4 CONDUCTOR | LEFT SIDE PANEL
XT0920 | 1067996-7 | TERMINAL STRIP, 4 CONDUCTOR | LEFT SIDE PANEL
XT0930 | 1067996-7 | TERMINAL STRIP, 4 CONDUCTOR | LEFT SIDE PANEL
AP0801 | 1089241-15 | MVI 56-MNETXT, ETHERNET/MODBUS | PANEL
AP0601 | 1089241-40 | 1756-EN2TRXT, ETHERNET | RIGHT SIDE PANEL
AP0602 | 1089241-40 | 1756-EN2TRXT, ETHERNET | RIGHT SIDE PANEL
AP0603 | 1089241-40 | 1756-EN2TRXT, ETHERNET | RIGHT SIDE PANEL
AP0604 | 1089241-40 | 1756-EN2TRXT, ETHERNET | RIGHT SIDE PANEL
AP0605 | 1089241-20 | MODULE, BLANK FILLER | RIGHT SIDE PANEL
AP0606 | 1089241-35 | REDUNDANCY MODULE, 1756-RM2XT | RIGHT SIDE PANEL
AP0701 | 1089241-40 | 1756-EN2TRXT, ETHERNET | RIGHT SIDE PANEL
AP0702 | 1089241-40 | 1756-EN2TRXT, ETHERNET | RIGHT SIDE PANEL
AP0703 | 1089241-40 | 1756-EN2TRXT, ETHERNET | RIGHT SIDE PANEL
AP0704 | 1089241-40 | 1756-EN2TRXT, ETHERNET | RIGHT SIDE PANEL
AP0705 | 1089241-20 | MODULE, BLANK FILLER | RIGHT SIDE PANEL
AP0706 | 1089241-35 | REDUNDANCY MODULE, 1756-RM2XT | RIGHT SIDE PANEL
AP0800 | 1043265-1,1043265-5,1089241-40 | 1756-EN2TRXT, ETHERNET | RIGHT SIDE PANEL
AP0802 | 1089241-20 | MODULE, BLANK FILLER | RIGHT SIDE PANEL
AP0803 | 1089241-20 | MODULE, BLANK FILLER | RIGHT SIDE PANEL
AP0804 | 1089241-20 | MODULE, BLANK FILLER | RIGHT SIDE PANEL
AP0805 | 1089241-20 | MODULE, BLANK FILLER | RIGHT SIDE PANEL
AP0806 | 1089241-20 | MODULE, BLANK FILLER | RIGHT SIDE PANEL
AR0600 | 1043265-1,1043265-3,1089241-29 | RACK CHASSIS, 1756-A7XT (7 SLOT) | RIGHT SIDE PANEL
AR0700 | 1089241-29 | RACK CHASSIS, 1756-A7XT (7 SLOT) | RIGHT SIDE PANEL
AR0800 | 1067996-7,1089241-29 | RACK CHASSIS, 1756-A7XT (7 SLOT) | RIGHT SIDE PANEL
AT0600 | 1089241-43 | 1756-L83EXTS, CONTROLLER^GUARDLOGIX | RIGHT SIDE PANEL
AT0680 | 1634974-100 | GATEWAY MODULE, TURBOTRONIC GATEWAY | RIGHT SIDE PANEL
AT0700 | 1089241-43 | 1756-L83EXTS, CONTROLLER^GUARDLOGIX | RIGHT SIDE PANEL
BA0606 | 1116671-10 | SWITCH, ETHERNET, AB STRATIX 2000 | RIGHT SIDE PANEL
BA0606DH+ | 1144558-11 | ETHERNET, DH/RIO CONVERTER | RIGHT SIDE PANEL
BA0680 | 1116671-4 | SWITCH, ETHERNET, AB STRATIX 2000 | RIGHT SIDE PANEL
FU0600 | 1043265-1,1043265-5 | MODULE, BLANK FILLER | RIGHT SIDE PANEL
FU0606 | 1043265-1,1043265-3,1089241-40 | 1756-EN2TRXT, ETHERNET | RIGHT SIDE PANEL
FU0606DH+ | 1043265-1,1043265-3,1089241-28 | POWER SUPPLY, RSLOGIX CHASSIS | RIGHT SIDE PANEL
FU0680 | 1043265-1,1043265-4 | 1756-EN2TRXT, ETHERNET | RIGHT SIDE PANEL
FU0681 | 1043265-1,1043265-3,1089241-43 | 1756-L83EXTS, CONTROLLER^GUARDLOGIX | RIGHT SIDE PANEL
FU0700 | 1043265-1,1043265-5 | RACK CHASSIS, 1756-A7XT (7 SLOT) | RIGHT SIDE PANEL
FU0800 | 1043265-1,1043265-5 | MODULE, BLANK FILLER | RIGHT SIDE PANEL
GR0202 | 903849C1 | RAIL GROUND, DIN RAIL GROUNDING | RIGHT SIDE PANEL
GR0203 | 903849C1 | RAIL GROUND, DIN RAIL GROUNDING | RIGHT SIDE PANEL
GR0204 | 903849C1 | TERMINAL STRIP, 4 CONDUCTOR | RIGHT SIDE PANEL
UV0600 | 1067996-7,1089241-28 | POWER SUPPLY, RSLOGIX CHASSIS | RIGHT SIDE PANEL
UV0700 | 1043265-1,1043265-5,1089241-28 | POWER SUPPLY, RSLOGIX CHASSIS | RIGHT SIDE PANEL
UV0800 | 1043265-1,1043265-5,1089241-28 | POWER SUPPLY, RSLOGIX CHASSIS | RIGHT SIDE PANEL
XT0101 | 1067996-7 | MODULE, BLANK FILLER | RIGHT SIDE PANEL
XT0102 | 1067996-7 | 1756-EN2TRXT, ETHERNET | RIGHT SIDE PANEL
XT0680 | 1067996-7 | MODULE, BLANK FILLER | RIGHT SIDE PANEL
XT0681 | 1067996-7 | 1756-EN2TRXT, ETHERNET | RIGHT SIDE PANEL
AF0021 | 2684693-46,2684693-51 | 5094-IB32XT, 32 DISCRETE INPUT | SCS
AF0022 | 2684693-47,2684693-57 | 5094-OB32XT, 32 DISCRETE OUTPUT | SCS
AU0020 | 2684693-22 | 5094-AENTRXT, FLEX 5000 I/O | SCS
FU0020 | 1043265-1,1043265-5 | FUSE, 10A | SCS
FU0023 | 1043265-1,1043265-5 | FUSE, 10A | SCS
FU0273 | 1043265-1,1043265-3 | FUSE, 2A | SCS
GR0120 | 903849C1 | RAIL GROUND, DIN RAIL GROUNDING | SCS
GR0121 | 903849C1 | RAIL GROUND, DIN RAIL GROUNDING | SCS
SA0500 | 1035040-1833,2380746-5 | SELECTOR SWITCH, OFF/LOCAL/CUSTOMER | SCS
SB0400 | 1035040-32,2380746-4 | PUSHBUTTON SWITCH, EMERGENCY STOP | SCS
SB0401 | 1035040-15,964901C1 | PUSHBUTTON SWITCH, HORN SILENCE | SCS
SB0402 | 1035040-12,964901C1,[2]964904C1 | PUSHBUTTON SWITCH, ACKNOWLEDGE | SCS
SB0403 | 1035040-121,2380746-13 | PUSHBUTTON SWITCH, RESET | SCS
SH0418 | 1010205,1017501,1035040-122,1035040-813,964902C1,964904C1 | LIGHTED SWITCH, LAMP TEST | SCS
XT0137 | 1067996-7 | TERMINAL STRIP, 4 CONDUCTOR | SCS
XT0273 | 1067996-7 | TERMINAL STRIP, 4 CONDUCTOR | SCS