## Blue Labels
(SHT 1) TURBINE BOX^DOOR^JB70 | (SHT 10) MEDIA CONVERTER JB1124 | (SHT 11) MEDIA CONVERTER JB1125 | (SHT 12) MEDIA CONVERTER JB1126 | (SHT 2) TURBINE BOX^LEFT RAIL^JB70 | (SHT 3) TURBINE BOX^RIGHT RAIL^JB70 | (SHT 4) TURBINE PANEL A | (SHT 5) TURBINE PANEL B | (SHT 6) HP COMPRESSOR^ PANEL JB73 | (SHT 7) BOP PANEL^JB74 | (SHT 8) HPC PROXIMITORS | (SHT 9) MEDIA CONVERTER JB1123
AT1100 | GR1126 | GR1129 | GR1132 | GR1101 | PC0470 | AR0600 | GR0234 | FU0120 | KA0531 | IEG0231 | GR1123
SB0471 | BA8009 | BA8014 | BA8018 |  | FU8005 | AP0606 | AT0680 | FU0121 | KA0532 | UA1520 | BA8003
SB0473 | BA8010 | BA8015 | BA8019 |  | FU8006 | AP0605 | XT0680 | FU0122 | KA0533 | XTFGH | BA8004
SB0474 | XT1124 | BA8016 | XT1126 |  | FU8007 | AP0604 | FU0680 | AF1211 | KA0534 | XT1521 | UJ1123
SH0470 | BA8011 | BA8017 | BA8020 |  | FU8008 | AP0602 | BA9008 | AF1210 | KA0535 | UA1263 | GR1143
SH0472 | GR1127 | GR1130 | BA8021 |  | FU0012A | AP0601 | BA9006 | AF1209 | KA0536 | UA1211 | FU8003
SA0473 | UJ1124 | UJ1125 | GR1133 |  | FU0013A | AT0600 | BA9005 | AF1208 | KA0537 | UA1210 | FU8004
SA0474 | FU8009 | FU0015A | UJ1126 |  | XT8000 | UV0600 | XT0237 | AF1207 | KA0540 | UA1221 | XT1123
HA0472 | FU8010 | FU0016A | BA9013 |  | XT8001 | AP0603 | FU0070 | AF1206 | KA0541 | UA1220 | GR1125
SH0471 | FU8011 | FU0017A | FU0021A |  | XT8002 | FU0090 | FU0071 | GR0124 | KA7621 | UA1231 | GR1124
SA0471 | GR1128 | FU0018A | FU0019A |  | FU1100 | FU0091 | XT0070 | AU1200 | KA7622 | UA1230 | IEG1123
SB0472 | GR1140 | XT1125 | FU0020A |  | FU1101 | FU0092 | AU0070 | AF1201 | KA7641 | UA1262 | BA9003
| IEG1124 | GR1141 | FU0022A |  | FU1102 | FU0093 | AF0071 | AF1202 | KA7642 | UA1273 | BA9004
| BA9007 | FU7000 | GR1142 |  | BA1100 | XT0090 | AF0072 | AF1203 | KA7602 | UA1241
|  | BA7000 | GR1134 |  | UJ1100 | AU0090 | AF0073 | AF1204 | KT0571 | UA1240
|  | GR1131 | IEG1126 |  | BA8005 | AF0091 | AF0074 | AF1205 | KT0572 | UA1251
|  | IEG1125 | BA9011 |  | BA8006 | AF0092 | AF0075 | GR0120 | KT0573 | UA1250
|  | BA9010 | BA9012 |  | BA8007 | AF0093 | AF0076 | XT9000 | FU1212 | UA1272
|  | BA9009 | GR1146 |  | BA8008 | AF0094 | AF0077 | XT0121 | FU1213 | GR1137
|  | GR1145 |  |  | BA8012 | AF0095 | XT0236 | KA4401 | UJ1212 | XT0110
[5 empty] | BA8013 | AF0096 | GR0233 | GR0845 | BA1212 | FU0110
[5 empty] | GR1100 | XT3220 | XT0240 | WC8058 | GR0258 | FU0113
[6 empty] | KA0135 | KA0130 | BA9000 | IEG0257 | AF0400
[6 empty] | KA3220H | KA0131 | FU8000 | AF0185 | AF0410
[6 empty] | KA3220L | KA0132 | BA8000 | AF0184 | AF0420
[6 empty] | KA3103 | KA0141 | UA4473 | AF0183 | AF0430
[6 empty] | GR0133 | KA0133 | UA4461 | AF0182 | AF0450
[6 empty] | XT0233 | KA0134 | UA4460 | AF0181 | XT0400
[6 empty] | XT0235 | KA0144 | UA4471 | AU0180
[6 empty] | XT0085 | KA0136 | UA4470 | BA8001
[6 empty] | FU0080 | KA0137 | UA4472 | BA8002
[6 empty] | FU0081 | KA0138 | GR0123 | GR0180
[6 empty] | FU0082 | KA0235 | KA0120 | FU0140
[6 empty] | XT0080 | KA0236 | XT0520 | FU0141
[6 empty] | AU0080 | KA0237 | FU0131 | FU0142
[6 empty] | AF0081 | KA0238 | FU0130 | FU0143
[6 empty] | AF0082 | KA0239 | XT0130 | FU0180
[6 empty] | AF0083 | KA0240 | AF0500 | FU0181
[6 empty] | AF0084 | KA0248 | AF0510 | FU0184
[6 empty] | AF0085 | KA0250 | AF0520 | FU0570
[6 empty] | AF0086 | KA0241 | XT0500 | XT0140
[6 empty] | AF0087 | KA0242 | IEG0130 | XT0570
[6 empty] | AF0088 | KA0243 |  | XT0180
[6 empty] | XT0137 | KA0244 |  | XT0572
[6 empty] | GR0134 | KA0246 |  | XT0573
[6 empty] | FU0010 | KA0247 |  | XT0141
[6 empty] | FU0139 | KA0245 |  | FU8001
[6 empty] | FU0136 | KA0249 |  | FU8002
[6 empty] | FU0137 | KA0231 |  | AF0146
[6 empty] | FU0211 | KA0232 |  | AF0145
[6 empty] | FU0210 | KA0233 |  | GR0257
[6 empty] | FU0212 | KA0234 |  | BA9001
[6 empty] | XT0135 | KA0221 |  | AU0140
[6 empty] | XT0134 | KA1020 |  | AF0141
[6 empty] | XT0139 | KA0222 |  | AF0142
[6 empty] | XT0138 | KT0140 |  | AF0143
[6 empty] | XT0012 | KT0141 |  | AF0144
[6 empty] | GR0131 | KT0142 |  | GR0140
[6 empty] | FU0780 | KT0143 |  | WC8059
[6 empty] | FU0012 | KT0144 |  | BA9002
[6 empty] | FU0013 | KT0145
[6 empty] | FU0014 | KT0146
[6 empty] | FU0015 | XT0136
[6 empty] | FU0016 | GR0232
[6 empty] | XT0014 | FU0060
[6 empty] | XT0015 | FU0061
[6 empty] | GR0132 | FU0062
[6 empty] | F0200 | FU0063
[6 empty] | PEG0130 | XT0060
AF0068
AF0067
AF0066
AF0065
AF0064
AF0063
AF0062
AF0061
AU0060
GR0231
UA1200
IEG0230

## White Labels
(SHT 7) BOP PANEL^JB74 | (SHT 6) HP COMPRESSOR^ PANEL JB73 | (SHT 8) HPC PROXIMITORS | (SHT 9) MEDIA CONVERTER JB1123 | (SHT 10) MEDIA CONVERTER JB1124 | (SHT 11) MEDIA CONVERTER JB1125 | (SHT 12) MEDIA CONVERTER JB1126 | (SHT 1) TURBINE BOX^DOOR^JB70 - (SHT 4) TURBINE PANEL A | (SHT 3) TURBINE BOX^RIGHT RAIL^JB70 - (SHT 5) TURBINE PANEL B | (SHT 4) TURBINE PANEL A | (SHT 4) TURBINE PANEL A - (SHT 5) TURBINE PANEL B | (SHT 5) TURBINE PANEL B
AF0143G | AF1203G | IEG02313 | GR1124 | GR1128 | GR1131 | GR1134 | PEG01304 | IEG023014 | AF0083G | IEG02301 | AF0064G
AF0144G | AF1204G | XT04001 | GR1125 | GR1140 | GR1145 | GR1142 |  |  | AF0084G | IEG023011 | AF0065G
AU0140G | AF1205G | XT04002 | GR1143 | IEG11241 | IEG11251 | GR1146 |  |  | AF0085G | IEG02302 | AF0066G
AU0180G | AF1206G |  | IEG11231 | IEG11242 | IEG11252 | IEG11261 |  |  | AF0086G | IEG02303 | AF0071G
IEG02571 | AF1208G |  |  |  | IEG11254 | IEG11262 |  |  | AF0094G | IEG02306 | AF0072G
IEG02572 | AF1209G | [7 empty] | AU0080G |  | AF0073G
IEG02573 | AF1210G | [7 empty] | AU0090G |  | AF0074G
IEG02574 | AU1200G | [7 empty] | PEG01305 |  | AF0075G
IEG02575 | IEG01301 | [7 empty] | UV0600G |  | AU0060G
IEG02576 | IEG01302 | [9 empty] | AU0070G
| IEG01303 | [9 empty] | GR0234
| IEG01304 | [9 empty] | IEG023010
| IEG01307 | [9 empty] | IEG023012
| XT05001 | [9 empty] | IEG02304
IEG02305
IEG02308

## Heat Shrink Labels
(SHT 6) HP COMPRESSOR^ PANEL JB73 | (SHT 8) HPC PROXIMITORS | (SHT 5) TURBINE PANEL B
WC1252 | WC1228 | WC4524
WC1253 | WC1229
WC1254 | WC1230
WC1255 | WC1231
WC1256 | WC1232
WC1257 | WC1233
WC5160 | WC1234
WC5170 | WC1235
WC1236
WC1237
WC1238
WC1239
WC1240
WC1241
WC4749

## BOP PANEL^JB74
BOP PANEL^JB74
Project # | J1930
Project Name | TEXAS EASTERN TRANSMISSION LP LEBANON CSR
Revision | 0.2
Controls DE | C.IGARTUA
Phone:
Controls ME | A. PUENTES
Phone:
From | [5 empty] | To
Device ID | Cable (W) Conductor (SC) Jumper Clip (JC) | Wire No. | Wire ID | Gauge/Size | Page/Zone | Device ID | Location | Page/Zone
XT0140:1 | JC | FU0136 | CLIP | --- | 27.A5 | XT0140:2 | BOP PANEL^JB74 | 27.A5
XT0140:2 | JC | FU0136 | CLIP | --- | 27.A5 | XT0140:3 | BOP PANEL^JB74 | 27.A5
XT0140:6 | JC | 0V | CLIP | --- | 27.A5 | XT0140:5 | BOP PANEL^JB74 | 27.A5
XT0140:7 | JC | 0V | CLIP | --- | 27.A5 | XT0140:6 | BOP PANEL^JB74 | 27.A5
XT0141:1 | JC | FU0136 | CLIP | --- | 4.A5 | XT0141:3 | BOP PANEL^JB74 | 4.B5
XT0141:2 | JC | 0V | CLIP | --- | 4.A5 | XT0141:4 | BOP PANEL^JB74 | 4.B5
XT0180:1 | JC | 0V | CLIP | --- | 27.D1 | XT0180:2 | BOP PANEL^JB74 | 27.D1
AF0182:01 | SC | JP4 | VIO | 20 | 33.A7 | AF0182:33 | BOP PANEL^JB74 | 33.A7
AF0182:03 | SC | JP3 | VIO | 20 | 33.B7 | AF0182:35 | BOP PANEL^JB74 | 33.B7
AF0182:07 | SC | JP5 | VIO | 20 | 34.A7 | AF0182:39 | BOP PANEL^JB74 | 34.A7
AF0141:00 | SC | KA053121 | WHT | 20 | 82.A7 | KA0531:21 | BOP PANEL^JB74 | 82.A6
AF0141:02 | SC | KA762211 | WHT | 20 | 82.B7 | KA7622:11 | BOP PANEL^JB74 | 82.B6
AF0141:04 | SC | KA053211 | WHT | 20 | 83.A7 | KA0532:11 | BOP PANEL^JB74 | 83.A6
AF0141:06 | SC | KA764211 | WHT | 20 | 83.B7 | KA7642:11 | BOP PANEL^JB74 | 83.B6
AF0141:12 | SC | 014112 | WHT | 20 | 84.B7 | KA7602:11 | BOP PANEL^JB74 | 84.B6
AF0141:14 | SC | KA053111 | WHT | 20 | 81.A7 | KA0531:11 | BOP PANEL^JB74 | 81.A5
AF0141:16 | SC | SV76212 | WHT | 20 | 82.A7 | XT0572:4 | BOP PANEL^JB74 | 82.A5
AF0141:20 | SC | SV76412 | WHT | 20 | 83.A7 | XT0572:5 | BOP PANEL^JB74 | 83.A5
AF0141:32 | SC | KA762111 | WHT | 20 | 82.A7 | KA7621:11 | BOP PANEL^JB74 | 82.A6
AF0141:36 | SC | KA764111 | WHT | 20 | 83.A7 | KA7641:11 | BOP PANEL^JB74 | 83.A6
AF0141:COM | SC | 0V | WHT | 16 | 27.B2 | XT0140:6 | BOP PANEL^JB74 | 27.A5
AF0141:P | SC | * |  |  | 27.B2 | AU0140:J | BOP PANEL^JB74 | 27.B1
AF0141:V+ | SC | FU0141 | WHT | 16 | 27.B2 | FU0141:LD | BOP PANEL^JB74 | 27.C1
AF0142:07 | SC | ZSC76112 | WHT | 20 | 81.B7 | XT0572:1 | BOP PANEL^JB74 | 81.B5
AF0142:23 | SC | 014223 | WHT | 20 | 81.B7 | KT0571:A2 | BOP PANEL^JB74 | 81.B6
AF0142:COM | SC | AF0142N | WHT | 16 | 27.B3 | AF0143:COM | BOP PANEL^JB74 | 27.B3
AF0142:COM | SC | AU0140N | WHT | 16 | 27.B3 | AU0140:COM | BOP PANEL^JB74 | 27.B1
AF0142:V+ | SC | AF0142P | WHT | 16 | 27.B3 | AF0143:V+ | BOP PANEL^JB74 | 27.B3
AF0142:V+ | SC | AU0140P | WHT | 16 | 27.B3 | AU0140:V+ | BOP PANEL^JB74 | 27.B1
AF0143:COM | SC | AF0143N | WHT | 16 | 27.B3 | AF0144:COM | BOP PANEL^JB74 | 27.B4
AF0143:SH | SC | AF0143G | GRN | 14 | 27.B3 | AF0144:SH | BOP PANEL^JB74 | 27.B4
AF0143:SH | SC | AU0140G | GRN | 14 | 27.B3 | AU0140:GND | BOP PANEL^JB74 | 27.B1
AF0143:V+ | SC | AF0143P | WHT | 16 | 27.B3 | AF0144:V+ | BOP PANEL^JB74 | 27.B4
AF0144:COM | SC | AF0144N | WHT | 16 | 27.B4 | AF0145:COM | BOP PANEL^JB74 | 27.B5
AF0144:SH | SC | AF0144G | GRN | 14 | 27.B4 | AF0145:SH | BOP PANEL^JB74 | 27.B5
AF0144:V+ | SC | AF0144P | WHT | 16 | 27.B4 | AF0145:V+ | BOP PANEL^JB74 | 27.B5
AF0145:SH | SC | IEG02571 | GRN | 14 | 27.B5 | IEG0257:1 | BOP PANEL^JB74 | 27.C5
AF0146:COM | SC | 0V | WHT | 16 | 27.B6 | XT0140:6 | BOP PANEL^JB74 | 27.A5
AF0146:V+ | SC | FU0142 | WHT | 16 | 27.B6 | FU0142:LD | BOP PANEL^JB74 | 27.C1
AF0181:COM | SC | 0V | WHT | 16 | 27.D2 | XT0180:2 | BOP PANEL^JB74 | 27.D1
AF0181:P | SC | * |  |  | 27.D2 | AU0180:J | BOP PANEL^JB74 | 27.C1
AF0181:V+ | SC | FU0181 | WHT | 16 | 27.D2 | FU0181:LD | BOP PANEL^JB74 | 27.D1
AF0182:COM | SC | AF0182N | WHT | 16 | 27.D3 | AF0183:COM | BOP PANEL^JB74 | 27.C3
AF0182:COM | SC | AU0180N | WHT | 16 | 27.D3 | AU0180:COM | BOP PANEL^JB74 | 27.C1
AF0182:V+ | SC | AF0182P | WHT | 16 | 27.D3 | AF0183:V+ | BOP PANEL^JB74 | 27.C3
AF0182:V+ | SC | AU0180P | WHT | 16 | 27.D3 | AU0180:V+ | BOP PANEL^JB74 | 27.C1
AF0183:04 | SC | ZSC76212 | WHT | 20 | 82.B7 | XT0572:2 | BOP PANEL^JB74 | 82.B5
AF0183:05 | SC | ZSC76412 | WHT | 20 | 83.B7 | XT0572:3 | BOP PANEL^JB74 | 83.B5
AF0183:20 | SC | KT0572A2 | WHT | 20 | 82.B7 | KT0572:A2 | BOP PANEL^JB74 | 82.B6
AF0183:21 | SC | KT0573A2 | WHT | 20 | 83.B7 | KT0573:A2 | BOP PANEL^JB74 | 83.B6
AF0183:COM | SC | AF0183N | WHT | 16 | 27.C3 | AF0185:COM | BOP PANEL^JB74 | 27.D5
AF0183:V+ | SC | AF0183P | WHT | 16 | 27.C3 | AF0185:V+ | BOP PANEL^JB74 | 27.D5
AF0184:00 | SC | 018400 | WHT | 20 | 82.D7 | KA7621:A1 | BOP PANEL^JB74 | 82.D6
AF0184:01 | SC | 018401 | WHT | 20 | 82.D7 | KA7622:A1 | BOP PANEL^JB74 | 82.D6
AF0184:02 | SC | 018402 | WHT | 20 | 83.C7 | KA7641:A1 | BOP PANEL^JB74 | 83.C6
AF0184:03 | SC | 018403 | WHT | 20 | 83.C7 | KA7642:A1 | BOP PANEL^JB74 | 83.C6
AF0184:04 | SC | 018404 | WHT | 20 | 84.C7 | KA7602:A1 | BOP PANEL^JB74 | 84.C6
AF0184:16 | SC | 018416 | WHT | 20 | 82.D7 | KA7621:A2 | BOP PANEL^JB74 | 82.D6
AF0184:17 | SC | 018417 | WHT | 20 | 82.D7 | KA7622:A2 | BOP PANEL^JB74 | 82.D6
AF0184:18 | SC | 018418 | WHT | 20 | 83.C7 | KA7641:A2 | BOP PANEL^JB74 | 83.C6
AF0184:19 | SC | 018419 | WHT | 20 | 83.C7 | KA7642:A2 | BOP PANEL^JB74 | 83.C6
AF0184:20 | SC | 018420 | WHT | 20 | 84.C7 | KA7602:A2 | BOP PANEL^JB74 | 84.C6
AF0184:COM | SC | 0V | WHT | 16 | 27.C4 | XT0180:1 | BOP PANEL^JB74 | 27.D1
AF0184:V+ | SC | FU0184 | WHT | 16 | 27.C4 | FU0184:LD | BOP PANEL^JB74 | 27.D1
AF0185:SH | SC | IEG02572 | GRN | 14 | 27.D5 | IEG0257:2 | BOP PANEL^JB74 | 27.D5
AF0185:SH | SC | AU0180G | GRN | 14 | 27.D5 | AU0180:GND | BOP PANEL^JB74 | 27.C1
AU0140:COM | SC | 0V | WHT | 16 | 27.B1 | XT0140:5 | BOP PANEL^JB74 | 27.A5
AU0140:V+ | SC | FU0140 | WHT | 16 | 27.B1 | FU0140:LD | BOP PANEL^JB74 | 27.B1
AU0180:COM | SC | 0V | WHT | 16 | 27.C1 | XT0180:1 | BOP PANEL^JB74 | 27.D1
AU0180:V+ | SC | FU0180 | WHT | 16 | 27.C1 | FU0180:LD | BOP PANEL^JB74 | 27.D1
BA1212:NEG | SC | BA1212NEG | WHT | 16 | 27.C5 | UJ1212:OUT1(-) | BOP PANEL^JB74 | 27.C6
BA1212:POS | SC | FU1212 | WHT | 16 | 27.C5 | FU1212:LD | BOP PANEL^JB74 | 27.C6
BA8001:V1(-) | SC | 0V | WHT | 16 | 4.A3 | XT0141:2 | BOP PANEL^JB74 | 4.A5
BA8001:V1(+) | SC | FU8001 | WHT | 16 | 4.A3 | FU8001:LD | BOP PANEL^JB74 | 4.A4
BA8002:V1(-) | SC | 0V | WHT | 16 | 4.B3 | XT0141:4 | BOP PANEL^JB74 | 4.B5
BA8002:V1(+) | SC | FU8002 | WHT | 16 | 4.B3 | FU8002:LD | BOP PANEL^JB74 | 4.B4
FU0140:LI | SC | FU0570 | WHT | 14 | 27.B1 | FU0570:LD | BOP PANEL^JB74 | 27.A4
FU0140:LI | SC | FU0570 | WHT | 14 | 27.B1 | FU0141:LI | BOP PANEL^JB74 | 27.C1
FU0141:LI | SC | FU0570 | WHT | 14 | 27.C1 | FU0142:LI | BOP PANEL^JB74 | 27.C1
FU0142:LI | SC | FU0570 | WHT | 14 | 27.C1 | FU0143:LI | BOP PANEL^JB74 | 27.C1
FU0143:LD | SC | FU0143 | WHT | 14 | 27.C1 | XT0140:10 | BOP PANEL^JB74 | 28.C1
FU0143:LI | SC | FU0570 | WHT | 14 | 27.C1 | FU0180:LI | BOP PANEL^JB74 | 27.D1
FU0180:LI | SC | FU0570 | WHT | 14 | 27.D1 | FU0181:LI | BOP PANEL^JB74 | 27.D1
FU0181:LI | SC | FU0570 | WHT | 14 | 27.D1 | FU0184:LI | BOP PANEL^JB74 | 27.D1
FU0570:LI | SC | FU0136 | WHT | 16 | 27.A4 | XT0140:1 | BOP PANEL^JB74 | 27.A5
FU1212:LI | SC | BA1212POS | WHT | 16 | 27.C6 | UJ1212:OUT1(+) | BOP PANEL^JB74 | 27.C6
FU1213:LD | SC | FU1213 | WHT | 16 | 27.C7 | UJ1212:24V(+) | BOP PANEL^JB74 | 27.C6
FU1213:LI | SC | FU0136 | WHT | 14 | 27.C7 | XT0140:2 | BOP PANEL^JB74 | 27.A5
FU8001:LI | SC | FU0136 | WHT | 14 | 4.A4 | XT0141:1 | BOP PANEL^JB74 | 4.A5
FU8002:LI | SC | FU0136 | WHT | 14 | 4.B4 | XT0141:3 | BOP PANEL^JB74 | 4.B5
GR0140: | SC | IEG02573 | GRN | 14 | 13.C4 | IEG0257:3 | BOP PANEL^JB74 | 13.C3
GR0180: | SC | IEG02575 | GRN | 14 | 13.C3 | IEG0257:5 | BOP PANEL^JB74 | 13.C3
GR0257: | SC | IEG02574 | GRN | 14 | 13.C3 | IEG0257:4 | BOP PANEL^JB74 | 13.C3
GR0258: | SC | IEG02576 | GRN | 14 | 13.C4 | IEG0257:6 | BOP PANEL^JB74 | 13.C3
KA0531:24 | SC | KA053124 | WHT | 20 | 82.A6 | KA0540:A1 | BOP PANEL^JB74 | 82.A5
KA0531:A1 | SC | ESTOP | WHT | 20 | 28.A3 | KA0532:A1 | BOP PANEL^JB74 | 28.A3
KA0531:A1 | SC | ESTOP | WHT | 20 | 28.A3 | XT0140:9 | BOP PANEL^JB74 | 28.A2
KA0531:A2 | SC | 0V | WHT | 20 | 28.A3 | KA0532:A2 | BOP PANEL^JB74 | 28.A3
KA0531:A2 | SC | 0V | WHT | 20 | 28.A3 | KA0536:A2 | BOP PANEL^JB74 | 28.A3
KA0532:14 | SC | KA053214 | WHT | 20 | 83.A6 | KA0541:A1 | BOP PANEL^JB74 | 83.A5
KA0532:A1 | SC | ESTOP | WHT | 20 | 28.A3 | KA0533:A1 | BOP PANEL^JB74 | 28.B3
KA0532:A2 | SC | 0V | WHT | 20 | 28.A3 | KA0533:A2 | BOP PANEL^JB74 | 28.B3
KA0533:11 | SC | FU0143 | WHT | 14 | 28.C2 | XT0140:10 | BOP PANEL^JB74 | 28.C1
KA0533:A1 | SC | ESTOP | WHT | 20 | 28.B3 | KA0534:A1 | BOP PANEL^JB74 | 28.B3
KA0533:A2 | SC | 0V | WHT | 20 | 28.B3 | KA0534:A2 | BOP PANEL^JB74 | 28.B3
KA0534:A1 | SC | ESTOP | WHT | 20 | 28.B3 | KA0537:A1 | BOP PANEL^JB74 | 28.B3
KA0534:A2 | SC | 0V | WHT | 20 | 28.B3 | KA0537:A2 | BOP PANEL^JB74 | 28.B3
KA0535:11 | SC | KA760214 | WHT | 20 | 84.B6 | KA7602:14 | BOP PANEL^JB74 | 84.B6
KA0535:14 | SC | KA053514 | WHT | 20 | 84.B6 | XT0573:1 B2 | BOP PANEL^JB74 | 84.B5
KA0535:A1 | SC | KA0231A1 | WHT | 20 | 28.A3 | KA0536:A1 | BOP PANEL^JB74 | 28.A3
KA0535:A1 | SC | KA0231A1 | WHT | 20 | 28.A3 | XT0140:8 | BOP PANEL^JB74 | 28.A2
KA0535:A2 | SC | 0V | WHT | 20 | 28.A3 | KA0536:A2 | BOP PANEL^JB74 | 28.A3
KA0535:A2 | SC | 0V | WHT | 20 | 28.A3 | XT0140:7 | BOP PANEL^JB74 | 27.A5
KA0536:11 | SC | KA053611 | WHT | 20 | 84.B5 | XT0573:2 B1 | BOP PANEL^JB74 | 84.B5
KA0536:12 | SC | KA053612 | WHT | 20 | 84.B5 | XT0573:1 T1 | BOP PANEL^JB74 | 84.B5
KA0540:11 | SC | KA054011 | WHT | 20 | 82.A5 | KA7621:14 | BOP PANEL^JB74 | 82.A6
KA0540:A2 | SC | SV76212 | WHT | 20 | 82.A5 | XT0572:4 | BOP PANEL^JB74 | 82.A5
KA0541:11 | SC | KA054111 | WHT | 20 | 83.A5 | KA7641:14 | BOP PANEL^JB74 | 83.A6
KA0541:A2 | SC | SV76412 | WHT | 20 | 83.A5 | XT0572:5 | BOP PANEL^JB74 | 83.A5
KA7622:14 | SC | KA762214 | WHT | 20 | 82.B6 | XT0573:5 B2 | BOP PANEL^JB74 | 82.B5
KA7642:14 | SC | KA764214 | WHT | 20 | 83.B6 | XT0573:3 B2 | BOP PANEL^JB74 | 83.B5
KT0571:A1 | SC | ZSC76112 | WHT | 20 | 81.B6 | XT0572:1 | BOP PANEL^JB74 | 81.B5
KT0572:15 | SC | KA053312 | WHT | 20 | 28.C3 | KT0573:15 | BOP PANEL^JB74 | 28.C3
KT0572:16 | SC | KT057216 | WHT | 20 | 28.C3 | XT0573:2 B2 | BOP PANEL^JB74 | 84.B5
KT0572:16 | SC | KT057216 | WHT | 20 | 28.C3 | XT0573:5 T2 | BOP PANEL^JB74 | 82.B5
KT0572:A1 | SC | ZSC76212 | WHT | 20 | 82.B6 | XT0572:2 | BOP PANEL^JB74 | 82.B5
KT0573:15 | SC | KA053312 | WHT | 20 | 28.C3 | KA0533:12 | BOP PANEL^JB74 | 28.C2
KT0573:16 | SC | KT057316 | WHT | 20 | 28.C3 | XT0573:2 T2 | BOP PANEL^JB74 | 84.B5
KT0573:16 | SC | KT057316 | WHT | 20 | 28.C3 | XT0573:3 T2 | BOP PANEL^JB74 | 83.B5
KT0573:A1 | SC | ZSC76412 | WHT | 20 | 83.B6 | XT0572:3 | BOP PANEL^JB74 | 83.B5
UJ1212:24V(-) | SC | 0V | WHT | 16 | 27.C6 | XT0140:5 | BOP PANEL^JB74 | 27.A5
XT0140:1 | SC | FU0136 | WHT | 12 | 27.A5 | XT0570:1 | BOP PANEL^JB74 | 27.A5
XT0140:3 | SC | FU0136 | WHT | 14 | 27.A5 | XT0141:1 | BOP PANEL^JB74 | 4.A5
XT0140:5 | SC | 0V | WHT | 14 | 27.A5 | XT0570:2 | BOP PANEL^JB74 | 27.A5
XT0140:6 | SC | 0V | WHT | 16 | 27.A5 | XT0141:2 | BOP PANEL^JB74 | 4.A5
XT0180:1 | SC | 0V | WHT | 16 | 27.D1 | XT0140:7 | BOP PANEL^JB74 | 27.A5
AU0140:L2 | WC0014 | AU0140L2 | ENET | CABLE | 2.C2 | AU0180:L1 | BOP PANEL^JB74 | 2.C3
AU0180:L2 | WC0018 | AU0180L2 | ENET | CABLE | 2.C3 | BA1212:L1 | BOP PANEL^JB74 | 2.C4
BA1212:L2 | WC1212 | BA1212L2 | ENET | CABLE | 2.C4 | BA8002:RJ45 | BOP PANEL^JB74 | 4.B3
AF0145:J | WC8059 | AF0145J | CABLE | CABLE | 27.B5 | AF0146:P | BOP PANEL^JB74 | 27.B6
AU0140:L1 | WC9008 | AU0140L1 | ENET | CABLE | 2.C2 | BA8001:RJ45 | BOP PANEL^JB74 | 4.A3
BA8001:RX | WOPTIC2 | BA9000TX1 | BLU-A | FIBER OPTIC | 4.A3 | BA9001:1-TX | BOP PANEL^JB74 | 4.A2
BA8001:TX | WOPTIC2 | BA9000RX1 | BLU-B | FIBER OPTIC | 4.A3 | BA9001:1-RX | BOP PANEL^JB74 | 4.A2
BA8002:TX | WOPTIC3 | BA9002TX1 | BLU-A | FIBER OPTIC | 4.B3 | BA9002:1-TX | BOP PANEL^JB74 | 4.B2
BA8002:RX | WOPTIC3 | BA9002RX1 | BLU-B | FIBER OPTIC | 4.B3 | BA9002:1-RX | BOP PANEL^JB74 | 4.B2
SolarTools ver. 24.0.84.24712 (Jul 31, 2025)
Report date: 4/23/2026 10:44 AM

## HP COMPRESSOR^ PANEL JB73
HP COMPRESSOR^ PANEL JB73
HP COMPRESSOR^PANEL JB73
Project # | J1930
Project Name | TEXAS EASTERN TRANSMISSION LP LEBANON CSR
Revision | 0.2
Controls DE | C.IGARTUA
Phone:
Controls ME | A. PUENTES
Phone:
From | [5 empty] | To
Device ID | Cable (W) Conductor (SC) Jumper Clip (JC) | Wire No. | Wire ID | Gauge/Size | Page/Zone | Device ID | Location | Page/Zone
XT0130:2 | JC | FU0136 | CLIP | --- | 26.A5 | XT0130:1 | HP COMPRESSOR^ PANEL JB73 | 26.A5
XT0130:4 | JC | 0V | CLIP | --- | 26.A5 | XT0130:3 | HP COMPRESSOR^ PANEL JB73 | 26.A5
XT0130:5 | JC | 0V | CLIP | --- | 26.A5 | XT0130:4 | HP COMPRESSOR^ PANEL JB73 | 26.A5
XT0130:6 | JC | 0V | CLIP | --- | 26.A5 | XT0130:5 | HP COMPRESSOR^ PANEL JB73 | 26.A5
XT9000:4 | JC | FU0122 | CLIP | --- | 75.A4 | XT9000:9 | HP COMPRESSOR^ PANEL JB73 | 75.B4
XT9000:5 | JC | 0V | CLIP | --- | 75.A4 | XT9000:10 | HP COMPRESSOR^ PANEL JB73 | 75.B4
AF0500:12 | SC | XT05001 | GRN | 16 | 26.B3 | XT0500:1 | HP COMPRESSOR^ PANEL JB73 | 26.C2
AF0510:32 | SC | XT05001 | GRN | 16 | 26.B2 | XT0500:1 | HP COMPRESSOR^ PANEL JB73 | 26.C2
AF0510:53 | SC | 0V | WHT | 16 | 26.B2 | XT0130:3 | HP COMPRESSOR^ PANEL JB73 | 26.A5
AF0510:54 | SC | AF0510N | WHT | 16 | 26.B2 | AF0520:53 | HP COMPRESSOR^ PANEL JB73 | 26.B1
AF0510:55 | SC | FU0131 | WHT | 16 | 26.B2 | FU0131:LD | HP COMPRESSOR^ PANEL JB73 | 26.C1
AF0510:56 | SC | AF0510P | WHT | 16 | 26.B2 | AF0520:55 | HP COMPRESSOR^ PANEL JB73 | 26.B1
AF0520:32 | SC | XT05001 | GRN | 16 | 26.B1 | XT0500:1 | HP COMPRESSOR^ PANEL JB73 | 26.C2
AF1201:12 | SC | 120112 | WHT | 20 | 74.D7 | KA0120:14 | HP COMPRESSOR^ PANEL JB73 | 74.D5
AF1201:44 | SC | 120144 | WHT | 20 | 74.D7 | KA4401:22 | HP COMPRESSOR^ PANEL JB73 | 74.D6
AF1201:COM | SC | 0V | WHT | 14 | 26.D2 | XT0130:4 | HP COMPRESSOR^ PANEL JB73 | 26.A5
AF1201:J | SC | * |  |  | 26.D2 | AF1202:P | HP COMPRESSOR^ PANEL JB73 | 26.D3
AF1201:P | SC | * |  |  | 26.D2 | AU1200:J | HP COMPRESSOR^ PANEL JB73 | 26.C1
AF1201:V+ | SC | FU0121 | WHT | 14 | 26.D2 | FU0121:LD | HP COMPRESSOR^ PANEL JB73 | 26.D1
AF1202:COM | SC | AF1202N | WHT | 20 | 26.D3 | AF1203:COM | HP COMPRESSOR^ PANEL JB73 | 26.D3
AF1202:COM | SC | AU1200N | WHT | 20 | 26.D3 | AU1200:COM | HP COMPRESSOR^ PANEL JB73 | 26.C1
AF1202:J | SC | * |  |  | 26.D3 | AF1203:P | HP COMPRESSOR^ PANEL JB73 | 26.D3
AF1202:V+ | SC | AF1202P | WHT | 20 | 26.D3 | AF1203:V+ | HP COMPRESSOR^ PANEL JB73 | 26.D3
AF1202:V+ | SC | AU1200P | WHT | 20 | 26.D3 | AU1200:V+ | HP COMPRESSOR^ PANEL JB73 | 26.C1
AF1203:COM | SC | AF1203N | WHT | 20 | 26.D3 | AF1204:COM | HP COMPRESSOR^ PANEL JB73 | 26.C4
AF1203:J | SC | * |  |  | 26.D3 | AF1204:P | HP COMPRESSOR^ PANEL JB73 | 26.C4
AF1203:SH | SC | AF1203G | GRN | 14 | 26.D3 | AF1204:SH | HP COMPRESSOR^ PANEL JB73 | 26.C4
AF1203:SH | SC | AU1200G | GRN | 14 | 26.D3 | AU1200:GND | HP COMPRESSOR^ PANEL JB73 | 26.C1
AF1203:V+ | SC | AF1203P | WHT | 20 | 26.D3 | AF1204:V+ | HP COMPRESSOR^ PANEL JB73 | 26.C4
AF1204:COM | SC | AF1204N | WHT | 20 | 26.C4 | AF1205:COM | HP COMPRESSOR^ PANEL JB73 | 26.C4
AF1204:J | SC | * |  |  | 26.C4 | AF1205:P | HP COMPRESSOR^ PANEL JB73 | 26.C4
AF1204:SH | SC | AF1204G | GRN | 14 | 26.C4 | AF1205:SH | HP COMPRESSOR^ PANEL JB73 | 26.C4
AF1204:V+ | SC | AF1204P | WHT | 20 | 26.C4 | AF1205:V+ | HP COMPRESSOR^ PANEL JB73 | 26.C4
AF1205:COM | SC | AF1205N | WHT | 20 | 26.C4 | AF1206:COM | HP COMPRESSOR^ PANEL JB73 | 26.D5
AF1205:J | SC | * |  |  | 26.C4 | AF1206:P | HP COMPRESSOR^ PANEL JB73 | 26.D5
AF1205:SH | SC | AF1205G | GRN | 14 | 26.C4 | AF1206:SH | HP COMPRESSOR^ PANEL JB73 | 26.D5
AF1205:V+ | SC | AF1205P | WHT | 20 | 26.C4 | AF1206:V+ | HP COMPRESSOR^ PANEL JB73 | 26.D5
AF1206:COM | SC | AF1206N | WHT | 20 | 26.D5 | AF1207:COM | HP COMPRESSOR^ PANEL JB73 | 26.C6
AF1206:J | SC | * |  |  | 26.D5 | AF1207:P | HP COMPRESSOR^ PANEL JB73 | 26.C6
AF1206:SH | SC | AF1206G | GRN | 14 | 26.D5 | AF1208:SH | HP COMPRESSOR^ PANEL JB73 | 26.D6
AF1206:V+ | SC | AF1206P | WHT | 20 | 26.D5 | AF1207:V+ | HP COMPRESSOR^ PANEL JB73 | 26.C6
AF1207:02 | SC | 120702 | WHT | 20 | 77.A7 | KA4401:14 | HP COMPRESSOR^ PANEL JB73 | 77.A6
AF1207:18 | SC | 120718 | WHT | 20 | 77.A7 | KA4401:A2 | HP COMPRESSOR^ PANEL JB73 | 77.A6
AF1207:34 | SC | PS44012 | WHT | 20 | 77.A7 | KA4401:11 | HP COMPRESSOR^ PANEL JB73 | 77.A6
AF1207:COM | SC | AF1207N | WHT | 20 | 26.C6 | AF1208:COM | HP COMPRESSOR^ PANEL JB73 | 26.D6
AF1207:J | SC | * |  |  | 26.C6 | AF1208:P | HP COMPRESSOR^ PANEL JB73 | 26.D6
AF1207:V+ | SC | AF1207P | WHT | 20 | 26.C6 | AF1208:V+ | HP COMPRESSOR^ PANEL JB73 | 26.D6
AF1208:COM | SC | AF1208N | WHT | 20 | 26.D6 | AF1209:COM | HP COMPRESSOR^ PANEL JB73 | 26.C4
AF1208:SH | SC | AF1208G | GRN | 14 | 26.D6 | AF1209:SH | HP COMPRESSOR^ PANEL JB73 | 26.C4
AF1208:V+ | SC | AF1208P | WHT | 20 | 26.D6 | AF1209:V+ | HP COMPRESSOR^ PANEL JB73 | 26.C4
AF1209:COM | SC | AF1209N | WHT | 20 | 26.C4 | AF1210:COM | HP COMPRESSOR^ PANEL JB73 | 26.C4
AF1209:J | SC | * |  |  | 26.C4 | AF1210:P | HP COMPRESSOR^ PANEL JB73 | 26.C4
AF1209:SH | SC | AF1209G | GRN | 14 | 26.C4 | AF1210:SH | HP COMPRESSOR^ PANEL JB73 | 26.C4
AF1209:V+ | SC | AF1209P | WHT | 20 | 26.C4 | AF1210:V+ | HP COMPRESSOR^ PANEL JB73 | 26.C4
AF1210:COM | SC | AF1210N | WHT | 20 | 26.C4 | AF1211:COM | HP COMPRESSOR^ PANEL JB73 | 26.C5
AF1210:J | SC | * |  |  | 26.C4 | AF1211:P | HP COMPRESSOR^ PANEL JB73 | 26.C5
AF1210:SH | SC | AF1210G | GRN | 14 | 26.C4 | AF1211:SH | HP COMPRESSOR^ PANEL JB73 | 26.C5
AF1210:V+ | SC | AF1210P | WHT | 20 | 26.C4 | AF1211:V+ | HP COMPRESSOR^ PANEL JB73 | 26.C5
AF1211:SH | SC | IEG01303 | GRN | 14 | 26.C5 | IEG0130:3 | HP COMPRESSOR^ PANEL JB73 | 26.C6
AU1200:COM | SC | 0V | WHT | 14 | 26.C1 | XT0130:5 | HP COMPRESSOR^ PANEL JB73 | 26.A5
AU1200:V+ | SC | FU0120 | WHT | 14 | 26.C1 | FU0120:LD | HP COMPRESSOR^ PANEL JB73 | 26.D1
BA8000:V1(-) | SC | 0V | WHT | 14 | 3.A3 | XT0130:4 | HP COMPRESSOR^ PANEL JB73 | 26.A5
BA8000:V1(+) | SC | FU8000 | WHT | 16 | 3.A3 | FU8000:LD | HP COMPRESSOR^ PANEL JB73 | 3.A4
FU0120:LI | SC | FU0130 | WHT | 14 | 26.D1 | FU0131:LI | HP COMPRESSOR^ PANEL JB73 | 26.C1
FU0120:LI | SC | FU0130 | WHT | 14 | 26.D1 | FU0121:LI | HP COMPRESSOR^ PANEL JB73 | 26.D1
FU0121:LI | SC | FU0130 | WHT | 14 | 26.D1 | FU0122:LI | HP COMPRESSOR^ PANEL JB73 | 26.D1
FU0122:LD | SC | FU0122 | WHT | 16 | 26.D1 | XT9000:4 | HP COMPRESSOR^ PANEL JB73 | 75.A4
FU0130:LD | SC | FU0130 | WHT | 14 | 26.A4 | FU0131:LI | HP COMPRESSOR^ PANEL JB73 | 26.C1
FU0130:LI | SC | FU0136 | WHT | 14 | 26.A4 | XT0130:1 | HP COMPRESSOR^ PANEL JB73 | 26.A5
FU8000:LI | SC | FU0136 | WHT | 14 | 3.A4 | XT0130:2 | HP COMPRESSOR^ PANEL JB73 | 26.A5
GR0120: | SC | IEG01301 | GRN | 14 | 13.B3 | IEG0130:1 | HP COMPRESSOR^ PANEL JB73 | 13.B3
GR0123: | SC | IEG01302 | GRN | 14 | 13.B4 | IEG0130:5 | HP COMPRESSOR^ PANEL JB73 | 13.B3
GR0124: | SC | IEG01307 | GRN | 14 | 13.B4 | IEG0130:2 | HP COMPRESSOR^ PANEL JB73 | 13.B3
GR0845: | SC | GR0845 | GRN/YEL | 14 | 13.B3 | FRAME | HP COMPRESSOR^ PANEL JB73 | 13.B3
IEG0130:4 | SC | IEG01304 | GRN | 14 | 26.C3 | XT0500:2 | HP COMPRESSOR^ PANEL JB73 | 26.C3
KA0120:12 | SC | KA012012 | WHT | 20 | 74.D5 | KA4401:21 | HP COMPRESSOR^ PANEL JB73 | 74.D6
KA0120:A1 | SC | KA0231A1 | WHT | 20 | 26.B5 | XT0130:9 | HP COMPRESSOR^ PANEL JB73 | 26.B5
KA0120:A2 | SC | 0V | WHT | 14 | 26.B5 | XT0130:10 | HP COMPRESSOR^ PANEL JB73 | 26.B5
KA4401:11 | SC | PS44012 | WHT | 20 | 77.A6 | XT0121:1 | HP COMPRESSOR^ PANEL JB73 | 77.A5
KA4401:A1 | SC | PS44013 | WHT | 20 | 77.A6 | XT0121:2 | HP COMPRESSOR^ PANEL JB73 | 77.A5
XT0130:1 | SC | FU0136 | WHT | 16 | 26.A5 | XT0520:1 | HP COMPRESSOR^ PANEL JB73 | 26.A5
XT0130:4 | SC | 0V | WHT | 20 | 26.A5 | XT0130:10 | HP COMPRESSOR^ PANEL JB73 | 26.B5
XT0130:5 | SC | 0V | WHT | 14 | 26.A5 | XT0520:2 | HP COMPRESSOR^ PANEL JB73 | 26.A5
XT0130:8 | SC | KA0231A1 | WHT | 14 | 26.A5 | XT0130:9 | HP COMPRESSOR^ PANEL JB73 | 26.B5
XT0520:3 | SC | KA0231A1 | WHT | 14 | 26.B5 | XT0130:8 | HP COMPRESSOR^ PANEL JB73 | 26.A5
XT9000:5 | SC | 0V | WHT | 14 | 75.A4 | XT0130:6 | HP COMPRESSOR^ PANEL JB73 | 26.A5
AU1200:L2 | WC0012 | AU1200L2 | ENET | CABLE | 2.B4 | BA8000:RJ45 | HP COMPRESSOR^ PANEL JB73 | 3.A3
AF0510:L2 | WC0051 | AF0510L2 | ENET | CABLE | 2.B2 | AF0520:L1 | HP COMPRESSOR^ PANEL JB73 | 2.B3
AF0520:L2 | WC0052 | AF0520L2 | ENET | CABLE | 2.B3 | AU1200:L1 | HP COMPRESSOR^ PANEL JB73 | 2.B4
AF0500:01 | WC1252 | UA44731 | RED | 20 | 71.A6 | UA4473:VT | HP COMPRESSOR^ PANEL JB73 | 71.A4
AF0500:02 | WC1252 | UA44732 | WHT | 20 | 71.A6 | UA4473:OUTPUT | HP COMPRESSOR^ PANEL JB73 | 71.A4
AF0500:03 | WC1252 | UA44733 | BLK | 20 | 71.A6 | UA4473:COM | HP COMPRESSOR^ PANEL JB73 | 71.A4
AF0500:07 | WC1252 | UA4473S | SH | 20 | 71.A6 | FLOATING | HP COMPRESSOR^ PANEL JB73 | 71.A4
AF0510:01 | WC1253 | UA44611 | RED | 20 | 71.B6 | UA4461:VT | HP COMPRESSOR^ PANEL JB73 | 71.B4
AF0510:02 | WC1253 | UA44612 | WHT | 20 | 71.B6 | UA4461:OUTPUT | HP COMPRESSOR^ PANEL JB73 | 71.B4
AF0510:04 | WC1253 | UA44613 | BLK | 20 | 71.B6 | UA4461:COM | HP COMPRESSOR^ PANEL JB73 | 71.B4
AF0510:19 | WC1253 | UA4461S | SH | 20 | 71.B6 | FLOATING | HP COMPRESSOR^ PANEL JB73 | 71.B4
AF0510:05 | WC1254 | UA44601 | RED | 20 | 71.B6 | UA4460:VT | HP COMPRESSOR^ PANEL JB73 | 71.B4
AF0510:06 | WC1254 | UA44602 | WHT | 20 | 71.B6 | UA4460:OUTPUT | HP COMPRESSOR^ PANEL JB73 | 71.B4
AF0510:08 | WC1254 | UA44603 | BLK | 20 | 71.B6 | UA4460:COM | HP COMPRESSOR^ PANEL JB73 | 71.B4
AF0510:23 | WC1254 | UA4460S | SH | 20 | 71.B6 | FLOATING | HP COMPRESSOR^ PANEL JB73 | 71.B4
AF0510:09 | WC1255 | UA44711 | RED | 20 | 71.C6 | UA4471:VT | HP COMPRESSOR^ PANEL JB73 | 71.C4
AF0510:10 | WC1255 | UA44712 | WHT | 20 | 71.C6 | UA4471:OUTPUT | HP COMPRESSOR^ PANEL JB73 | 71.C4
AF0510:12 | WC1255 | UA44713 | BLK | 20 | 71.C6 | UA4471:COM | HP COMPRESSOR^ PANEL JB73 | 71.C4
AF0510:27 | WC1255 | UA4471S | SH | 20 | 71.C6 | FLOATING | HP COMPRESSOR^ PANEL JB73 | 71.C4
AF0510:13 | WC1256 | UA44701 | RED | 20 | 71.C6 | UA4470:VT | HP COMPRESSOR^ PANEL JB73 | 71.C4
AF0510:14 | WC1256 | UA44702 | WHT | 20 | 71.C6 | UA4470:OUTPUT | HP COMPRESSOR^ PANEL JB73 | 71.C4
AF0510:16 | WC1256 | UA44703 | BLK | 20 | 71.C6 | UA4470:COM | HP COMPRESSOR^ PANEL JB73 | 71.C4
AF0510:31 | WC1256 | UA4470S | SH | 20 | 71.C6 | FLOATING | HP COMPRESSOR^ PANEL JB73 | 71.C4
AF0520:01 | WC1257 | UA44621 | RED | 20 | 71.C6 | UA4472:VT | HP COMPRESSOR^ PANEL JB73 | 71.C4
AF0520:02 | WC1257 | UA44622 | WHT | 20 | 71.C6 | UA4472:OUTPUT | HP COMPRESSOR^ PANEL JB73 | 71.C4
AF0520:04 | WC1257 | UA44623 | BLK | 20 | 71.C6 | UA4472:COM | HP COMPRESSOR^ PANEL JB73 | 71.C4
AF0520:19 | WC1257 | UA4462S | SH | 20 | 71.C6 | FLOATING | HP COMPRESSOR^ PANEL JB73 | 71.D4
AF1203:00 | WC5160 | FT51601 | RED | 20 | 75.A7 | XT9000:1 | HP COMPRESSOR^ PANEL JB73 | 75.A4
AF1203:16 | WC5160 | FT51602 | BLK | 20 | 75.A7 | XT9000:2 | HP COMPRESSOR^ PANEL JB73 | 75.A4
AF1203:48 | WC5160 | FT5160S | SH | 20 | 75.A7 | XT9000:3 | HP COMPRESSOR^ PANEL JB73 | 75.A4
AF1203:02 | WC5170 | FT51701 | RED | 20 | 75.B7 | XT9000:6 | HP COMPRESSOR^ PANEL JB73 | 75.B4
AF1203:18 | WC5170 | FT51702 | BLK | 20 | 75.B7 | XT9000:7 | HP COMPRESSOR^ PANEL JB73 | 75.B4
AF1203:50 | WC5170 | FT5170S | SH | 20 | 75.B7 | XT9000:8 | HP COMPRESSOR^ PANEL JB73 | 75.B4
AF0500:LBUS | WC8050 | AF0510RBUS | BUS | CABLE | 26.B3 | AF0510:RBUS | HP COMPRESSOR^ PANEL JB73 | 26.B2
AF0510:LBUS | WC8051 | AF0520RBUS | BUS | CABLE | 26.B2 | AF0520:RBUS | HP COMPRESSOR^ PANEL JB73 | 26.B1
AF1208:J | WC8058 | AF1208J | CABLE | CABLE | 26.D6 | AF1209:P | HP COMPRESSOR^ PANEL JB73 | 26.C4
BA8000:TX | WOPTIC1 | BA9000TX1 | BLU-A | FIBER OPTIC | 3.A3 | BA9000:1-TX | HP COMPRESSOR^ PANEL JB73 | 3.A2
BA8000:RX | WOPTIC1 | BA9000RX1 | BLU-B | FIBER OPTIC | 3.A3 | BA9000:1-RX | HP COMPRESSOR^ PANEL JB73 | 3.A2
AF1202:12 | SC | PS74303 | WHT | 16 | 77.D7 | XT7430:3 | JB7430 | 77.D2
AF1202:44 | SC | PS74302 | WHT | 16 | 77.D7 | XT7430:2 | JB7430 | 77.D2
XT0121:1 | SC | PS44012 | WHT | 16 | 77.A5 | XT4875:2 | JB75 | 77.A2
XT0121:2 | SC | PS44013 | WHT | 16 | 77.A5 | XT4875:3 | JB75 | 77.A2
XT0121:3 | SC | ESTOPA | WHT | 16 | 77.D5 | XT7430:5 | JB7430 | 77.D2
XT0121:4 | SC | ESTOPB | WHT | 16 | 77.D5 | XT7430:6 | JB7430 | 77.D2
XT0130:1 | SC | FU0136 | WHT | 14 | 26.A5 | XT0110:1 | HPC PROXIMITORS | 25.A5
XT0130:3 | SC | 0V | WHT | 14 | 26.A5 | XT0110:2 | HPC PROXIMITORS | 25.A5
XT0130:8 | SC | KA0231A1 | WHT | 14 | 26.A5 | XT0110:3 | HPC PROXIMITORS | 25.B5
AF0510:L1 | WC0045 | AF0450L2 | ENET | CABLE | 2.B2 | AF0450:L2 | HPC PROXIMITORS | 2.A4
XT0121:3 | SC | ESTOPA | WHT | 16 | 77.D5 | XT0240:3 | TURBINE PANEL B | 23.A3
XT0121:4 | SC | ESTOPB | WHT | 16 | 77.D5 | XT0240:2 | TURBINE PANEL B | 23.A3
SolarTools ver. 24.0.84.24712 (Jul 31, 2025)
Report date: 4/23/2026 10:44 AM

## HPC PROXIMITORS
HPC PROXIMITORS
Project # | J1930
Project Name | TEXAS EASTERN TRANSMISSION LP LEBANON CSR
Revision | 0.2
Controls DE | C.IGARTUA
Phone:
Controls ME | A. PUENTES
Phone:
From | [5 empty] | To
Device ID | Cable (W) Conductor (SC) Jumper Clip (JC) | Wire No. | Wire ID | Gauge/Size | Page/Zone | Device ID | Location | Page/Zone
AF0400:12 | SC | XT04001 | GRN | 16 | 25.B6 | XT0400:1 | HPC PROXIMITORS | 25.C6
AF0410:32 | SC | XT04001 | GRN | 16 | 25.B5 | XT0400:1 | HPC PROXIMITORS | 25.C6
AF0410:53 | SC | 0V | WHT | 16 | 25.B5 | XT0110:2 | HPC PROXIMITORS | 25.A5
AF0410:54 | SC | AF0410N | WHT | 16 | 25.B5 | AF0420:53 | HPC PROXIMITORS | 25.B5
AF0410:55 | SC | FU0113 | WHT | 16 | 25.B5 | FU0113:LD | HPC PROXIMITORS | 25.A4
AF0410:56 | SC | AF0410P | WHT | 16 | 25.B5 | AF0420:55 | HPC PROXIMITORS | 25.B5
AF0420:32 | SC | XT04001 | GRN | 16 | 25.B5 | XT0400:1 | HPC PROXIMITORS | 25.C6
AF0420:54 | SC | AF0420N | WHT | 16 | 25.B5 | AF0430:53 | HPC PROXIMITORS | 25.B4
AF0420:56 | SC | AF0420P | WHT | 16 | 25.B5 | AF0430:55 | HPC PROXIMITORS | 25.B4
AF0430:32 | SC | XT04002 | GRN | 16 | 25.B4 | XT0400:2 | HPC PROXIMITORS | 25.C3
AF0430:54 | SC | AF0430N | WHT | 16 | 25.B4 | AF0450:53 | HPC PROXIMITORS | 25.B3
AF0430:56 | SC | AF0430P | WHT | 16 | 25.B4 | AF0450:55 | HPC PROXIMITORS | 25.B3
AF0450:32 | SC | XT04002 | GRN | 16 | 25.B3 | XT0400:2 | HPC PROXIMITORS | 25.C3
FU0110:LD | SC | FU0110 | WHT | 14 | 25.A4 | FU0113:LI | HPC PROXIMITORS | 25.A4
FU0110:LI | SC | FU0136 | WHT | 14 | 25.A4 | XT0110:1 | HPC PROXIMITORS | 25.A5
GR1137: | SC | GR1137 | GRN/YEL | 14 | 13.B3 | FRAME | HPC PROXIMITORS | 13.B3
IEG0231:3 | SC | IEG02313 | GRN | 14 | 25.C6 | XT0400:3 | HPC PROXIMITORS | 25.C6
AF0410:L2 | WC0041 | AF0410L2 | ENET | CABLE | 2.A2 | AF0420:L1 | HPC PROXIMITORS | 2.A3
AF0420:L2 | WC0042 | AF0420L2 | ENET | CABLE | 2.A3 | AF0430:L1 | HPC PROXIMITORS | 2.A4
AF0430:L2 | WC0043 | AF0430L2 | ENET | CABLE | 2.A4 | AF0450:L1 | HPC PROXIMITORS | 2.A4
AF0400:01 | WC1228 | UA12631 | RED | 20 | 58.A6 | UA1263:VT | HPC PROXIMITORS | 58.A3
AF0400:02 | WC1228 | UA12632 | WHT | 20 | 58.A6 | UA1263:OUTPUT | HPC PROXIMITORS | 58.A3
AF0400:03 | WC1228 | UA12633 | BLK | 20 | 58.A6 | UA1263:COM | HPC PROXIMITORS | 58.A3
AF0400:07 | WC1228 | UA1263S | SH | 20 | 58.A6 | FLOATING | HPC PROXIMITORS | 58.A3
AF0410:01 | WC1229 | UA12111 | RED | 20 | 58.B6 | UA1211:VT | HPC PROXIMITORS | 58.B3
AF0410:02 | WC1229 | UA12112 | WHT | 20 | 58.B6 | UA1211:OUTPUT | HPC PROXIMITORS | 58.B3
AF0410:04 | WC1229 | UA12113 | BLK | 20 | 58.B6 | UA1211:COM | HPC PROXIMITORS | 58.B3
AF0410:19 | WC1229 | UA1211S | SH | 20 | 58.B6 | FLOATING | HPC PROXIMITORS | 58.B3
AF0410:05 | WC1230 | UA12101 | RED | 20 | 58.B6 | UA1210:VT | HPC PROXIMITORS | 58.B3
AF0410:06 | WC1230 | UA12102 | WHT | 20 | 58.B6 | UA1210:OUTPUT | HPC PROXIMITORS | 58.B3
AF0410:08 | WC1230 | UA12103 | BLK | 20 | 58.B6 | UA1210:COM | HPC PROXIMITORS | 58.B3
AF0410:23 | WC1230 | UA1210S | SH | 20 | 58.B6 | FLOATING | HPC PROXIMITORS | 58.B3
AF0410:09 | WC1231 | UA12211 | RED | 20 | 58.C6 | UA1221:VT | HPC PROXIMITORS | 58.C3
AF0410:10 | WC1231 | UA12212 | WHT | 20 | 58.C6 | UA1221:OUTPUT | HPC PROXIMITORS | 58.C3
AF0410:12 | WC1231 | UA12213 | BLK | 20 | 58.C6 | UA1221:COM | HPC PROXIMITORS | 58.C3
AF0410:27 | WC1231 | UA1221S | SH | 20 | 58.C6 | FLOATING | HPC PROXIMITORS | 58.C3
AF0410:13 | WC1232 | UA12201 | RED | 20 | 58.C6 | UA1220:VT | HPC PROXIMITORS | 58.C3
AF0410:14 | WC1232 | UA12202 | WHT | 20 | 58.C6 | UA1220:OUTPUT | HPC PROXIMITORS | 58.C3
AF0410:16 | WC1232 | UA12203 | BLK | 20 | 58.C6 | UA1220:COM | HPC PROXIMITORS | 58.C3
AF0410:31 | WC1232 | UA1220S | SH | 20 | 58.C6 | FLOATING | HPC PROXIMITORS | 58.C3
AF0420:01 | WC1233 | UA12311 | RED | 20 | 58.C6 | UA1231:VT | HPC PROXIMITORS | 58.C3
AF0420:02 | WC1233 | UA12312 | WHT | 20 | 58.C6 | UA1231:OUTPUT | HPC PROXIMITORS | 58.C3
AF0420:04 | WC1233 | UA12313 | BLK | 20 | 58.C6 | UA1231:COM | HPC PROXIMITORS | 58.C3
AF0420:19 | WC1233 | UA1231S | SH | 20 | 58.C6 | FLOATING | HPC PROXIMITORS | 58.D3
AF0420:05 | WC1234 | UA12301 | RED | 20 | 58.D6 | UA1230:VT | HPC PROXIMITORS | 58.D3
AF0420:06 | WC1234 | UA12302 | WHT | 20 | 58.D6 | UA1230:OUTPUT | HPC PROXIMITORS | 58.D3
AF0420:08 | WC1234 | UA12303 | BLK | 20 | 58.D6 | UA1230:COM | HPC PROXIMITORS | 58.D3
AF0420:23 | WC1234 | UA1230S | SH | 20 | 58.D6 | FLOATING | HPC PROXIMITORS | 58.D3
AF0450:09 | WC1235 | UA12621 | RED | 20 | 58.D6 | UA1262:VT | HPC PROXIMITORS | 58.D3
AF0450:10 | WC1235 | UA12622 | WHT | 20 | 58.D6 | UA1262:OUTPUT | HPC PROXIMITORS | 58.D3
AF0450:12 | WC1235 | UA12623 | BLK | 20 | 58.D6 | UA1262:COM | HPC PROXIMITORS | 58.D3
AF0450:27 | WC1235 | UA1262S | SH | 20 | 58.D6 | FLOATING | HPC PROXIMITORS | 58.D3
AF0400:04 | WC1236 | UA12731 | RED | 20 | 59.A6 | UA1273:VT | HPC PROXIMITORS | 59.A3
AF0400:05 | WC1236 | UA12732 | WHT | 20 | 59.A6 | UA1273:OUTPUT | HPC PROXIMITORS | 59.A3
AF0400:06 | WC1236 | UA12733 | BLK | 20 | 59.A6 | UA1273:COM | HPC PROXIMITORS | 59.A3
AF0400:11 | WC1236 | UA1273S | SH | 20 | 59.A6 | FLOATING | HPC PROXIMITORS | 59.A3
AF0430:01 | WC1237 | UA12411 | RED | 20 | 59.B6 | UA1241:VT | HPC PROXIMITORS | 59.B3
AF0430:02 | WC1237 | UA12412 | WHT | 20 | 59.B6 | UA1241:OUTPUT | HPC PROXIMITORS | 59.B3
AF0430:04 | WC1237 | UA12413 | BLK | 20 | 59.B6 | UA1241:COM | HPC PROXIMITORS | 59.B3
AF0430:19 | WC1237 | UA1241S | SH | 20 | 59.B6 | FLOATING | HPC PROXIMITORS | 59.B3
AF0430:05 | WC1238 | UA12401 | RED | 20 | 59.B6 | UA1240:VT | HPC PROXIMITORS | 59.B3
AF0430:06 | WC1238 | UA12402 | WHT | 20 | 59.B6 | UA1240:OUTPUT | HPC PROXIMITORS | 59.B3
AF0430:08 | WC1238 | UA12403 | BLK | 20 | 59.B6 | UA1240:COM | HPC PROXIMITORS | 59.B3
AF0430:23 | WC1238 | UA1240S | SH | 20 | 59.B6 | FLOATING | HPC PROXIMITORS | 59.B3
AF0430:09 | WC1239 | UA12511 | RED | 20 | 59.C6 | UA1251:VT | HPC PROXIMITORS | 59.C3
AF0430:10 | WC1239 | UA12512 | WHT | 20 | 59.C6 | UA1251:OUTPUT | HPC PROXIMITORS | 59.C3
AF0430:12 | WC1239 | UA12513 | BLK | 20 | 59.C6 | UA1251:COM | HPC PROXIMITORS | 59.C3
AF0430:27 | WC1239 | UA1251S | SH | 20 | 59.C6 | FLOATING | HPC PROXIMITORS | 59.C3
AF0430:13 | WC1240 | UA12501 | RED | 20 | 59.C6 | UA1250:VT | HPC PROXIMITORS | 59.C3
AF0430:14 | WC1240 | UA12502 | WHT | 20 | 59.C6 | UA1250:OUTPUT | HPC PROXIMITORS | 59.C3
AF0430:16 | WC1240 | UA12503 | BLK | 20 | 59.C6 | UA1250:COM | HPC PROXIMITORS | 59.C3
AF0430:31 | WC1240 | UA1250S | SH | 20 | 59.C6 | FLOATING | HPC PROXIMITORS | 59.C3
AF0450:13 | WC1241 | UA12721 | RED | 20 | 59.C6 | UA1272:VT | HPC PROXIMITORS | 59.C3
AF0450:14 | WC1241 | UA12722 | WHT | 20 | 59.C6 | UA1272:OUTPUT | HPC PROXIMITORS | 59.C3
AF0450:16 | WC1241 | UA12723 | BLK | 20 | 59.C6 | UA1272:COM | HPC PROXIMITORS | 59.C3
AF0450:31 | WC1241 | UA1272S | SH | 20 | 59.C6 | FLOATING | HPC PROXIMITORS | 59.D3
AF0450:05 | WC4749 | UA15201 | RED | 20 | 44.A7 | UA1520:+24 | HPC PROXIMITORS | 44.A5
AF0450:06 | WC4749 | UA15202 | CLR | 20 | 44.A7 | UA1520:OUT | HPC PROXIMITORS | 44.A5
AF0450:08 | WC4749 | UA15203 | BLK | 20 | 44.A7 | UA1520:COM | HPC PROXIMITORS | 44.A5
AF0450:23 | WC4749 | PE1520S | SH | 20 | 44.A7 | XT1521:1 | HPC PROXIMITORS | 44.A5
AF0400:LBUS | WC8040 | AF0410RBUS | BUS | CABLE | 25.B6 | AF0410:RBUS | HPC PROXIMITORS | 25.B5
AF0410:LBUS | WC8041 | AF0420RBUS | BUS | CABLE | 25.B5 | AF0420:RBUS | HPC PROXIMITORS | 25.B5
AF0420:LBUS | WC8042 | AF0430RBUS | BUS | CABLE | 25.B5 | AF0430:RBUS | HPC PROXIMITORS | 25.B4
AF0430:LBUS | WC8043 | AF0450RBUS | BUS | CABLE | 25.B4 | AF0450:RBUS | HPC PROXIMITORS | 25.B3
XT0110:1 | SC | FU0136 | WHT | 14 | 25.A5 | XT0130:1 | HP COMPRESSOR^ PANEL JB73 | 26.A5
XT0110:2 | SC | 0V | WHT | 14 | 25.A5 | XT0130:3 | HP COMPRESSOR^ PANEL JB73 | 26.A5
XT0110:3 | SC | KA0231A1 | WHT | 14 | 25.B5 | XT0130:8 | HP COMPRESSOR^ PANEL JB73 | 26.A5
AF0450:L2 | WC0045 | AF0450L2 | ENET | CABLE | 2.A4 | AF0510:L1 | HP COMPRESSOR^ PANEL JB73 | 2.B2
XT0110:1 | SC | FU0136 | WHT | 14 | 25.A5 | XT0138:4 | TURBINE PANEL A | 21.B3
XT0110:2 | SC | 0V | WHT | 14 | 25.A5 | XT0134:4 | TURBINE PANEL A | 21.B3
XT0110:3 | SC | KA0231A1 | WHT | 14 | 25.B5 | XT0139:4 | TURBINE PANEL A | 23.D6
AF0410:L1 | WC0006 | AU0060L2 | ENET | CABLE | 2.A2 | AU0060:L2 | TURBINE PANEL B | 2.A6
SolarTools ver. 24.0.84.24712 (Jul 31, 2025)
Report date: 4/23/2026 10:44 AM

## MEDIA CONVERTER JB1123
MEDIA CONVERTER JB1123
MEDIA CONVERTER
Project # | J1930
Project Name | TEXAS EASTERN TRANSMISSION LP LEBANON CSR
Revision | 0.2M1
Controls DE | C.IGARTUA
Phone:
Controls ME | A. PUENTES
Phone:
From | [5 empty] | To
Device ID | Cable (W) Conductor (SC) Jumper Clip (JC) | Wire No. | Wire ID | Gauge/Size | Page/Zone | Device ID | Location | Page/Zone
XT1123:3 | JC | UJ1123POS | CLIP | --- | 5.A5 | XT1123:1 | MEDIA CONVERTER JB1123 | 5.B5
XT1123:4 | JC | UJ1123NEG | CLIP | --- | 5.A5 | XT1123:2 | MEDIA CONVERTER JB1123 | 5.B5
BA8003:V1(-) | SC | UJ1123NEG | WHT | 16 | 5.A3 | XT1123:4 | MEDIA CONVERTER JB1123 | 5.A5
BA8003:V1(+) | SC | FU8003 | WHT | 16 | 5.A3 | FU8003:LD | MEDIA CONVERTER JB1123 | 5.A4
BA8004:V1(-) | SC | UJ1123NEG | WHT | 16 | 5.B3 | XT1123:2 | MEDIA CONVERTER JB1123 | 5.B5
BA8004:V1(+) | SC | FU8004 | WHT | 16 | 5.B3 | FU8004:LD | MEDIA CONVERTER JB1123 | 5.B4
FU8003:LI | SC | UJ1123POS | WHT | 16 | 5.A4 | XT1123:3 | MEDIA CONVERTER JB1123 | 5.A5
FU8004:LI | SC | UJ1123POS | WHT | 16 | 5.B4 | XT1123:1 | MEDIA CONVERTER JB1123 | 5.B5
GR1123: | SC | IEG11231 | GRN | 14 | 13.C3 | IEG1123:1 | MEDIA CONVERTER JB1123 | 13.C2
GR1124: | SC | GR1124 | GRN/YEL | 14 | 13.C3 | FG1126:1 | MEDIA CONVERTER JB1123 | 13.C3
GR1125: | SC | GR1125 | GRN/YEL | 14 | 13.C4 | FG1125:1 | MEDIA CONVERTER JB1123 | 13.C3
GR1143: | SC | GR1143 | GRN/YEL | 14 | 13.C4 | FG1129:1 | MEDIA CONVERTER JB1123 | 13.C4
UJ1123:V1(+) | SC | UJ1123POS | WHT | 14 | 5.B6 | XT1123:1 | MEDIA CONVERTER JB1123 | 5.B5
UJ1123:V3(-) | SC | UJ1123NEG | WHT | 16 | 5.B6 | XT1123:2 | MEDIA CONVERTER JB1123 | 5.B5
BA8003:RX | WOPTIC4 | BA9002TX1 | BLU-A | FIBER OPTIC | 5.A3 | BA9003:1-TX | MEDIA CONVERTER JB1123 | 5.A2
BA8003:TX | WOPTIC4 | BA9002RX1 | BLU-B | FIBER OPTIC | 5.A3 | BA9003:1-RX | MEDIA CONVERTER JB1123 | 5.A2
BA8004:TX | WOPTIC5 | BA9004TX1 | BLU-A | FIBER OPTIC | 5.B3 | BA9004:1-TX | MEDIA CONVERTER JB1123 | 5.B2
BA8004:RX | WOPTIC5 | BA9004RX1 | BLU-B | FIBER OPTIC | 5.B3 | BA9004:1-RX | MEDIA CONVERTER JB1123 | 5.B2
SolarTools ver. 24.0.84.24712 (Jul 31, 2025)
Report date: 4/23/2026 10:44 AM

## MEDIA CONVERTER JB1124
MEDIA CONVERTER JB1124
MEDIA CONVERTER
Project # | J1930
Project Name | TEXAS EASTERN TRANSMISSION LP LEBANON CSR
Revision | 0.2M1
Controls DE | C.IGARTUA
Phone:
Controls ME | A. PUENTES
Phone:
From | [5 empty] | To
Device ID | Cable (W) Conductor (SC) Jumper Clip (JC) | Wire No. | Wire ID | Gauge/Size | Page/Zone | Device ID | Location | Page/Zone
XT1124:1 | JC | UJ1124POS | CLIP | --- | 8.A5 | XT1124:3 | MEDIA CONVERTER JB1124 | 8.B5
XT1124:2 | JC | UJ1124NEG | CLIP | --- | 8.A5 | XT1124:4 | MEDIA CONVERTER JB1124 | 8.B5
XT1124:3 | JC | UJ1124POS | CLIP | --- | 8.B5 | XT1124:5 | MEDIA CONVERTER JB1124 | 8.C5
XT1124:4 | JC | UJ1124NEG | CLIP | --- | 8.B5 | XT1124:6 | MEDIA CONVERTER JB1124 | 8.C5
BA8009:V1(-) | SC | UJ1124NEG | WHT | 16 | 8.A3 | XT1124:2 | MEDIA CONVERTER JB1124 | 8.A5
BA8009:V1(+) | SC | FU8009 | WHT | 16 | 8.A3 | FU8009:LD | MEDIA CONVERTER JB1124 | 8.A4
BA8010:V1(-) | SC | UJ1124NEG | WHT | 16 | 8.B3 | XT1124:4 | MEDIA CONVERTER JB1124 | 8.B5
BA8010:V1(+) | SC | FU8010 | WHT | 16 | 8.B3 | FU8010:LD | MEDIA CONVERTER JB1124 | 8.B4
BA8011:RX | SC | BA9006TX3 |  |  | 8.C3 | BA9007:3-TX | MEDIA CONVERTER JB1124 | 8.A2
BA8011:TX | SC | BA9006RX3 |  |  | 8.C3 | BA9007:3-RX | MEDIA CONVERTER JB1124 | 8.A2
BA8011:V1(-) | SC | UJ1124NEG | WHT | 16 | 8.C3 | XT1124:6 | MEDIA CONVERTER JB1124 | 8.C5
BA8011:V1(+) | SC | FU8011 | WHT | 16 | 8.C3 | FU8011:LD | MEDIA CONVERTER JB1124 | 8.C4
FU8009:LI | SC | UJ1124POS | WHT | 14 | 8.A4 | XT1124:1 | MEDIA CONVERTER JB1124 | 8.A5
FU8010:LI | SC | UJ1124POS | WHT | 14 | 8.B4 | XT1124:3 | MEDIA CONVERTER JB1124 | 8.B5
FU8011:LI | SC | UJ1124POS | WHT | 14 | 8.C4 | XT1124:5 | MEDIA CONVERTER JB1124 | 8.C5
GR1126: | SC | IEG11241 | GRN | 14 | 13.C3 | IEG1124:1 | MEDIA CONVERTER JB1124 | 13.C2
GR1127: | SC | IEG11242 | GRN | 14 | 13.C3 | IEG1124:2 | MEDIA CONVERTER JB1124 | 13.C3
GR1128: | SC | GR1128 | GRN/YEL | 14 | 13.C4 | FG1125:2 | MEDIA CONVERTER JB1124 | 13.C3
GR1140: | SC | GR1140 | GRN/YEL | 14 | 13.C4 | FG1127:1 | MEDIA CONVERTER JB1124 | 13.C4
UJ1124:V1(+) | SC | UJ1124POS | WHT | 14 | 8.A6 | XT1124:1 | MEDIA CONVERTER JB1124 | 8.A5
UJ1124:V3(-) | SC | UJ1124NEG | WHT | 16 | 8.A6 | XT1124:2 | MEDIA CONVERTER JB1124 | 8.A5
BA8009:RX | WOPTIC10 | BA9006TX1 | BLU-A | FIBER OPTIC | 8.A3 | BA9007:1-TX | MEDIA CONVERTER JB1124 | 8.A2
BA8009:TX | WOPTIC10 | BA9006RX1 | BLU-B | FIBER OPTIC | 8.A3 | BA9007:1-RX | MEDIA CONVERTER JB1124 | 8.A2
BA8010:RX | WOPTIC11 | BA9006TX2 | BLU-A | FIBER OPTIC | 8.B3 | BA9007:2-TX | MEDIA CONVERTER JB1124 | 8.A2
BA8010:TX | WOPTIC11 | BA9006RX2 | BLU-B | FIBER OPTIC | 8.B3 | BA9007:2-RX | MEDIA CONVERTER JB1124 | 8.A2
SolarTools ver. 24.0.84.24712 (Jul 31, 2025)
Report date: 4/23/2026 10:44 AM

## MEDIA CONVERTER JB1125
MEDIA CONVERTER JB1125
MEDIA CONVERTER
Project # | J1930
Project Name | TEXAS EASTERN TRANSMISSION LP LEBANON CSR
Revision | 0.2M1
Controls DE | C.IGARTUA
Phone:
Controls ME | A. PUENTES
Phone:
From | [5 empty] | To
Device ID | Cable (W) Conductor (SC) Jumper Clip (JC) | Wire No. | Wire ID | Gauge/Size | Page/Zone | Device ID | Location | Page/Zone
XT1125:1 | JC | UJ1125POS | CLIP | --- | 10.A5 | XT1125:3 | MEDIA CONVERTER JB1125 | 10.B5
XT1125:2 | JC | UJ1125NEG | CLIP | --- | 10.A5 | XT1125:4 | MEDIA CONVERTER JB1125 | 10.B5
XT1125:3 | JC | UJ1125POS | CLIP | --- | 10.B5 | XT1125:5 | MEDIA CONVERTER JB1125 | 10.D5
XT1125:4 | JC | UJ1125NEG | CLIP | --- | 10.B5 | XT1125:6 | MEDIA CONVERTER JB1125 | 10.D5
XT1125:5 | JC | UJ1125POS | CLIP | --- | 10.D5 | XT1125:7 | MEDIA CONVERTER JB1125 | 10.D5
XT1125:6 | JC | UJ1125NEG | CLIP | --- | 10.D5 | XT1125:8 | MEDIA CONVERTER JB1125 | 10.D5
XT1125:7 | JC | UJ1125POS | CLIP | --- | 10.D5 | XT1125:9 | MEDIA CONVERTER JB1125 | 10.D5
XT1125:8 | JC | UJ1125NEG | CLIP | --- | 10.D5 | XT1125:10 | MEDIA CONVERTER JB1125 | 10.D5
BA7000:- | SC | UJ1125NEG | WHT | 16 | 10.C4 | XT1125:6 | MEDIA CONVERTER JB1125 | 10.D5
BA7000:+ | SC | FU7000 | WHT | 16 | 10.C4 | FU7000:LD | MEDIA CONVERTER JB1125 | 10.D5
BA8014:V1(-) | SC | UJ1125NEG | WHT | 16 | 10.A3 | XT1125:2 | MEDIA CONVERTER JB1125 | 10.A5
BA8014:V1(+) | SC | FU0015A | WHT | 16 | 10.A3 | FU0015A:LD | MEDIA CONVERTER JB1125 | 10.A4
BA8015:V1(-) | SC | UJ1125NEG | WHT | 16 | 10.B3 | XT1125:4 | MEDIA CONVERTER JB1125 | 10.B5
BA8015:V1(+) | SC | FU0016A | WHT | 16 | 10.B3 | FU0016A:LD | MEDIA CONVERTER JB1125 | 10.B4
BA8016:V1(-) | SC | UJ1125NEG | WHT | 16 | 10.C2 | XT1125:8 | MEDIA CONVERTER JB1125 | 10.D5
BA8016:V1(+) | SC | FU0017A | WHT | 16 | 10.C2 | FU0017A:LD | MEDIA CONVERTER JB1125 | 10.C3
BA8017:V1(-) | SC | UJ1125NEG | WHT | 16 | 10.D2 | XT1125:10 | MEDIA CONVERTER JB1125 | 10.D5
BA8017:V1(+) | SC | FU0018A | WHT | 16 | 10.D2 | FU0018A:LD | MEDIA CONVERTER JB1125 | 10.D3
FU0015A:LI | SC | UJ1125POS | WHT | 14 | 10.A4 | XT1125:1 | MEDIA CONVERTER JB1125 | 10.A5
FU0016A:LI | SC | UJ1125POS | WHT | 14 | 10.B4 | XT1125:3 | MEDIA CONVERTER JB1125 | 10.B5
FU0017A:LI | SC | UJ1125POS | WHT | 14 | 10.C3 | XT1125:7 | MEDIA CONVERTER JB1125 | 10.D5
FU0018A:LI | SC | UJ1125POS | WHT | 14 | 10.D3 | XT1125:9 | MEDIA CONVERTER JB1125 | 10.D5
FU7000:LI | SC | UJ1125POS | WHT | 14 | 10.D5 | XT1125:5 | MEDIA CONVERTER JB1125 | 10.D5
GR1129: | SC | IEG11251 | GRN | 14 | 13.D3 | IEG1125:1 | MEDIA CONVERTER JB1125 | 13.D2
GR1130: | SC | IEG11252 | GRN | 14 | 13.D3 | IEG1125:2 | MEDIA CONVERTER JB1125 | 13.D3
GR1131: | SC | GR1131 | GRN/YEL | 14 | 13.D4 | FG1125:3 | MEDIA CONVERTER JB1125 | 13.D3
GR1141: | SC | IEG11254 | GRN | 14 | 13.D4 | IEG1125:4 | MEDIA CONVERTER JB1125 | 13.D4
GR1145: | SC | GR1145 | GRN/YEL | 14 | 13.D5 | FG1130:1 | MEDIA CONVERTER JB1125 | 13.D4
UJ1125:V1(+) | SC | UJ1125POS | WHT | 14 | 10.A6 | XT1125:1 | MEDIA CONVERTER JB1125 | 10.A5
UJ1125:V3(-) | SC | UJ1125NEG | WHT | 16 | 10.A6 | XT1125:2 | MEDIA CONVERTER JB1125 | 10.A5
BA7000:3 | WCMCCMUD1 | BA0015RJ45 | ENET | CABLE | 10.C4 | BA8014:RJ45 | MEDIA CONVERTER JB1125 | 10.A3
BA7000:5 | WCMCCMUD2 | BA0017RJ45 | ENET | CABLE | 10.C4 | BA8016:RJ45 | MEDIA CONVERTER JB1125 | 10.C2
BA7000:7 | WCMCCMUD3 | BA0018RJ45 | ENET | CABLE | 10.C4 | BA8017:RJ45 | MEDIA CONVERTER JB1125 | 10.D2
BA8014:RX | WOPTIC16 | BA9008TX1 | BLU-A | FIBER OPTIC | 10.A3 | BA9009:1-TX | MEDIA CONVERTER JB1125 | 10.A2
BA8014:TX | WOPTIC16 | BA9008RX1 | BLU-B | FIBER OPTIC | 10.A3 | BA9009:1-RX | MEDIA CONVERTER JB1125 | 10.A2
BA8015:RX | WOPTIC17 | BA9008TX2 | BLU-A | FIBER OPTIC | 10.B3 | BA9009:2-TX | MEDIA CONVERTER JB1125 | 10.A2
BA8015:TX | WOPTIC17 | BA9008RX2 | BLU-B | FIBER OPTIC | 10.B3 | BA9009:2-RX | MEDIA CONVERTER JB1125 | 10.A2
BA8016:RX | WOPTIC18 | BA9010TX1 | BLU-A | FIBER OPTIC | 10.C2 | BA9010:1-TX | MEDIA CONVERTER JB1125 | 10.C1
BA8016:TX | WOPTIC18 | BA9010RX1 | BLU-B | FIBER OPTIC | 10.C2 | BA9010:1-RX | MEDIA CONVERTER JB1125 | 10.C1
BA8017:RX | WOPTIC19 | BA9010TX2 | BLU-A | FIBER OPTIC | 10.D2 | BA9010:2-TX | MEDIA CONVERTER JB1125 | 10.C1
BA8017:TX | WOPTIC19 | BA9010RX2 | BLU-B | FIBER OPTIC | 10.D2 | BA9010:2-RX | MEDIA CONVERTER JB1125 | 10.C1
SolarTools ver. 24.0.84.24712 (Jul 31, 2025)
Report date: 4/23/2026 10:44 AM

## MEDIA CONVERTER JB1126
MEDIA CONVERTER JB1126
MEDIA CONVERTER
Project # | J1930
Project Name | TEXAS EASTERN TRANSMISSION LP LEBANON CSR
Revision | 0.2M1
Controls DE | C.IGARTUA
Phone:
Controls ME | A. PUENTES
Phone:
From | [5 empty] | To
Device ID | Cable (W) Conductor (SC) Jumper Clip (JC) | Wire No. | Wire ID | Gauge/Size | Page/Zone | Device ID | Location | Page/Zone
XT1126:1 | JC | UJ1126POS | CLIP | --- | 12.A5 | XT1126:3 | MEDIA CONVERTER JB1126 | 12.B5
XT1126:2 | JC | UJ1126NEG | CLIP | --- | 12.A5 | XT1126:4 | MEDIA CONVERTER JB1126 | 12.B5
XT1126:3 | JC | UJ1126POS | CLIP | --- | 12.B5 | XT1126:5 | MEDIA CONVERTER JB1126 | 12.C5
XT1126:4 | JC | UJ1126NEG | CLIP | --- | 12.B5 | XT1126:6 | MEDIA CONVERTER JB1126 | 12.C5
BA8018:V1(+) | SC | FU0021A | WHT | 16 | 11.A3 | FU0021A:LD | MEDIA CONVERTER JB1126 | 11.A4
BA8019:V1(-) | SC | UJ1126NEG | WHT | 16 | 12.A3 | XT1126:2 | MEDIA CONVERTER JB1126 | 12.A5
BA8019:V1(+) | SC | FU0019A | WHT | 16 | 12.A3 | FU0019A:LD | MEDIA CONVERTER JB1126 | 12.A4
BA8020:V1(-) | SC | UJ1126NEG | WHT | 16 | 12.B3 | XT1126:4 | MEDIA CONVERTER JB1126 | 12.B5
BA8020:V1(+) | SC | FU0020A | WHT | 16 | 12.B3 | FU0020A:LD | MEDIA CONVERTER JB1126 | 12.B4
BA8021:V1(-) | SC | UJ1126NEG | WHT | 16 | 12.C3 | XT1126:6 | MEDIA CONVERTER JB1126 | 12.C5
BA8021:V1(+) | SC | FU0022A | WHT | 16 | 12.C3 | FU0022A:LD | MEDIA CONVERTER JB1126 | 12.C4
FU0019A:LI | SC | UJ1126POS | WHT | 14 | 12.A4 | XT1126:1 | MEDIA CONVERTER JB1126 | 12.A5
FU0020A:LI | SC | UJ1126POS | WHT | 14 | 12.B4 | XT1126:3 | MEDIA CONVERTER JB1126 | 12.B5
FU0022A:LI | SC | UJ1126POS | WHT | 14 | 12.C4 | XT1126:5 | MEDIA CONVERTER JB1126 | 12.C5
GR1132: | SC | IEG11261 | GRN | 14 | 13.D3 | IEG1126:1 | MEDIA CONVERTER JB1126 | 13.D2
GR1133: | SC | IEG11262 | GRN | 14 | 13.D3 | IEG1126:2 | MEDIA CONVERTER JB1126 | 13.D3
GR1134: | SC | GR1134 | GRN/YEL | 14 | 13.D4 | FG1125:4 | MEDIA CONVERTER JB1126 | 13.D3
GR1142: | SC | GR1142 | GRN/YEL | 14 | 13.D4 | FG1131:1 | MEDIA CONVERTER JB1126 | 13.D4
GR1146: | SC | GR1146 | GRN/YEL | 14 | 13.D5 | FG1132:1 | MEDIA CONVERTER JB1126 | 13.D4
UJ1126:V1(+) | SC | UJ1126POS | WHT | 14 | 12.A6 | XT1126:1 | MEDIA CONVERTER JB1126 | 12.A5
UJ1126:V3(-) | SC | UJ1126NEG | WHT | 16 | 12.A6 | XT1126:2 | MEDIA CONVERTER JB1126 | 12.A5
BA8019:TX | WOPTIC20 | BA9010TX1 | BLU-A | FIBER OPTIC | 12.A3 | BA9011:1-TX | MEDIA CONVERTER JB1126 | 12.A2
BA8019:RX | WOPTIC20 | BA9010RX1 | BLU-B | FIBER OPTIC | 12.A3 | BA9011:1-RX | MEDIA CONVERTER JB1126 | 12.A2
BA8020:TX | WOPTIC21 | BA9010TX2 | BLU-A | FIBER OPTIC | 12.B3 | BA9011:2-TX | MEDIA CONVERTER JB1126 | 12.A2
BA8020:RX | WOPTIC21 | BA9010RX2 | BLU-B | FIBER OPTIC | 12.B3 | BA9011:2-RX | MEDIA CONVERTER JB1126 | 12.A2
BA8018:TX | WOPTIC22 | BA9012TX1 | BLU-A | FIBER OPTIC | 11.A3 | BA9012:1-TX | MEDIA CONVERTER JB1126 | 11.A2
BA8018:RX | WOPTIC22 | BA9012RX1 | BLU-B | FIBER OPTIC | 11.A3 | BA9012:1-RX | MEDIA CONVERTER JB1126 | 11.A2
BA8021:RX | WOPTIC23 | BA9012TX1 | BLU-A | FIBER OPTIC | 12.C3 | BA9013:1-TX | MEDIA CONVERTER JB1126 | 12.C2
BA8021:TX | WOPTIC23 | BA9012RX1 | BLU-B | FIBER OPTIC | 12.C3 | BA9013:1-RX | MEDIA CONVERTER JB1126 | 12.C2
BA8018:V1(-) | SC | 0V | WHT | 16 | 11.A3 | XT8000:8 | TURBINE BOX^RIGHT RAIL^JB70 | 6.A5
FU0021A:LI | SC | FU0137 | WHT | 14 | 11.A4 | XT8000:7 | TURBINE BOX^RIGHT RAIL^JB70 | 6.A5
BA8018:RJ45 | WCAT0680LAN3 | AT0680LAN3 | ENET | CABLE | 11.A3 | AT0680:LAN3 | TURBINE PANEL B | 15.A2
SolarTools ver. 24.0.84.24712 (Jul 31, 2025)
Report date: 4/23/2026 10:44 AM

## TURBINE BOX^DOOR^JB70
TURBINE BOX^DOOR^JB70
Project # | J1930
Project Name | TEXAS EASTERN TRANSMISSION LP LEBANON CSR
Revision | 0.3
Controls DE | C.IGARTUA
Phone:
Controls ME | A. PUENTES
Phone:
From | [5 empty] | To
Device ID | Cable (W) Conductor (SC) Jumper Clip (JC) | Wire No. | Wire ID | Gauge/Size | Page/Zone | Device ID | Location | Page/Zone
AT1100:POS | SC | FU1100 | WHT | 14 | 31.D3 | FU1100:LD | TURBINE BOX^RIGHT RAIL^JB70 | 31.D3
AT1100:L1 | WC0101 | BA1100DEVICE | ENET | CABLE | 31.D3 | BA1100:DEVICE | TURBINE BOX^RIGHT RAIL^JB70 | 31.D1
AT1100:GND | SC | PEG01304 | GRN/YEL | 14 | 31.D3 | PEG0130:4 | TURBINE PANEL A | 31.D6
AT1100:NEG | SC | 0V | WHT | 14 | 31.D3 | XT0134:3 | TURBINE PANEL A | 21.B3
SA0471:B1-13 | SC | SA0471B113 | WHT | 20 | 30.B1 | AF0087:40 | TURBINE PANEL A | 30.B7
SA0471:B1-14 | SC | SA0471B114 | WHT | 20 | 30.B1 | AF0087:08 | TURBINE PANEL A | 30.B7
SA0471:B2-13 | SC | SA0471B213 | WHT | 20 | 30.A1 | AF0087:42 | TURBINE PANEL A | 30.A7
SA0471:B2-14 | SC | SA0471B214 | WHT | 20 | 30.A1 | AF0087:10 | TURBINE PANEL A | 30.A7
SA0473:11 | SC | SA047311 | WHT | 20 | 30.D1 | AF0087:37 | TURBINE PANEL A | 30.D7
SA0473:12 | SC | SA047312 | WHT | 20 | 30.D1 | AF0087:05 | TURBINE PANEL A | 30.D7
SA0473:13 | SC | SA047313 | WHT | 20 | 30.D1 | AF0087:38 | TURBINE PANEL A | 30.D7
SA0473:14 | SC | SA047314 | WHT | 20 | 30.D1 | AF0087:06 | TURBINE PANEL A | 30.D7
SA0474:B1-13 | SC | SA0474B113 | WHT | 20 | 30.C1 | AF0087:45 | TURBINE PANEL A | 30.C7
SA0474:B1-14 | SC | SA0474B114 | WHT | 20 | 30.C1 | AF0087:13 | TURBINE PANEL A | 30.C7
SA0474:B2-13 | SC | SA0474B213 | WHT | 20 | 30.C1 | AF0087:44 | TURBINE PANEL A | 30.C7
SA0474:B2-14 | SC | SA0474B214 | WHT | 20 | 30.C1 | AF0087:12 | TURBINE PANEL A | 30.C7
SB0471:11 | SC | SB047111 | WHT | 20 | 29.D1 | AF0087:34 | TURBINE PANEL A | 29.D7
SB0471:12 | SC | SB047112 | WHT | 20 | 29.D1 | AF0087:02 | TURBINE PANEL A | 29.D7
SB0472:B1-11 | SC | ESTOPA | WHT | 20 | 30.B1 | XT0137:1 | TURBINE PANEL A | 30.B5
SB0472:B1-12 | SC | ESTOP | WHT | 20 | 30.B1 | XT0137:2 | TURBINE PANEL A | 30.B5
SB0472:B2-11 | SC | SB0472B211 | WHT | 20 | 30.B1 | AF0081:36 | TURBINE PANEL A | 30.B7
SB0472:B2-12 | SC | SB0472B212 | WHT | 20 | 30.B1 | AF0081:04 | TURBINE PANEL A | 30.B7
SB0473:13 | SC | SB047313 | WHT | 20 | 29.D1 | AF0087:35 | TURBINE PANEL A | 29.D7
SB0473:14 | SC | SB047314 | WHT | 20 | 29.D1 | AF0087:03 | TURBINE PANEL A | 29.D7
SB0474:13 | SC | SB047413 | WHT | 20 | 30.A1 | AF0087:36 | TURBINE PANEL A | 30.A7
SB0474:14 | SC | SB047414 | WHT | 20 | 30.A1 | AF0087:04 | TURBINE PANEL A | 30.A7
SH0470:11 | SC | SH047011 | WHT | 20 | 29.B1 | AF0087:33 | TURBINE PANEL A | 29.B7
SH0470:12 | SC | SH047012 | WHT | 20 | 29.B1 | AF0087:01 | TURBINE PANEL A | 29.B7
SH0470:13 | SC | SH047013 | WHT | 20 | 29.B1 | XT0137:5 | TURBINE PANEL A | 29.B5
SH0470:14 | SC | SH047014 | WHT | 20 | 29.B1 | XT0137:6 | TURBINE PANEL A | 29.B5
SH0470:X1 | SC | SH0470X1 | WHT | 20 | 29.B1 | AF0093:22 | TURBINE PANEL A | 29.B7
SH0470:X2 | SC | SH0470X2 | WHT | 20 | 29.B1 | AF0093:06 | TURBINE PANEL A | 29.B7
SH0471:11 | SC | SH047111 | WHT | 20 | 29.A1 | XT0137:3 | TURBINE PANEL A | 29.A5
SH0471:12 | SC | SH047112 | WHT | 20 | 29.A1 | XT0137:4 | TURBINE PANEL A | 29.A5
SH0471:13 | SC | SH047113 | WHT | 20 | 29.A1 | AF0087:32 | TURBINE PANEL A | 29.A7
SH0471:14 | SC | SH047114 | WHT | 20 | 29.A1 | AF0087:00 | TURBINE PANEL A | 29.A7
SH0471:X1 | SC | SH0471X1 | WHT | 20 | 29.A1 | AF0093:31 | TURBINE PANEL A | 29.A7
SH0471:X2 | SC | SH0471X2 | WHT | 20 | 29.A1 | AF0093:15 | TURBINE PANEL A | 29.A7
HA0472:BLK-1 | WC5072 | HA04721 | 1 | 18 | 29.C1 | AF0092:28 | TURBINE PANEL A | 29.C7
HA0472:BLK-2 | WC5072 | HA04722 | 2 | 18 | 29.C1 | AF0092:12 | TURBINE PANEL A | 29.C7
SH0472:11 | SC | SH047211 | WHT | 20 | 29.C1 | XT0236:4 | TURBINE PANEL B | 29.C5
SH0472:12 | SC | SH047212 | WHT | 20 | 29.C1 | XT0236:5 | TURBINE PANEL B | 29.C5
SH0472:13 | SC | FU0139 | WHT | 20 | 29.B1 | XT0236:1 | TURBINE PANEL B | 29.B5
SH0472:14 | SC | KA0241A1 | WHT | 20 | 29.B1 | XT0236:2 | TURBINE PANEL B | 29.B5
SH0472:X1 | SC | 0V | WHT | 16 | 29.C1 | XT0236:3 | TURBINE PANEL B | 29.C5
SH0472:X2 | SC | SH0472X2 | WHT | 20 | 29.C1 | XT0237:2 B1 | TURBINE PANEL B | 29.C5
SolarTools ver. 24.0.84.24712 (Jul 31, 2025)
Report date: 4/23/2026 10:44 AM

## TURBINE BOX^LEFT RAIL^JB70
TURBINE BOX^LEFT RAIL^JB70
Project # | J1930
Project Name | TEXAS EASTERN TRANSMISSION LP LEBANON CSR
Revision | 0.3
Controls DE | C.IGARTUA
Phone:
Controls ME | A. PUENTES
Phone:
From | [5 empty] | To
Device ID | Cable (W) Conductor (SC) Jumper Clip (JC) | Wire No. | Wire ID | Gauge/Size | Page/Zone | Device ID | Location | Page/Zone
GR1101: | SC | GR1101 | GRN/YEL | 14 | 13.A6 | FRAME | TURBINE BOX^LEFT RAIL^JB70 | 13.A5
SolarTools ver. 24.0.84.24712 (Jul 31, 2025)
Report date: 4/23/2026 10:44 AM

## TURBINE BOX^RIGHT RAIL^JB70
TURBINE BOX^RIGHT RAIL^JB70
Project # | J1930
Project Name | TEXAS EASTERN TRANSMISSION LP LEBANON CSR
Revision | 0.3
Controls DE | C.IGARTUA
Phone:
Controls ME | A. PUENTES
Phone:
From | [5 empty] | To
Device ID | Cable (W) Conductor (SC) Jumper Clip (JC) | Wire No. | Wire ID | Gauge/Size | Page/Zone | Device ID | Location | Page/Zone
XT8000:1 | JC | FU0137 | CLIP | --- | 6.A5 | XT8000:3 | TURBINE BOX^RIGHT RAIL^JB70 | 6.A5
XT8000:2 | JC | 0V | CLIP | --- | 6.A5 | XT8000:4 | TURBINE BOX^RIGHT RAIL^JB70 | 6.A5
XT8000:3 | JC | FU0137 | CLIP | --- | 6.A5 | XT8000:5 | TURBINE BOX^RIGHT RAIL^JB70 | 6.A5
XT8000:4 | JC | 0V | CLIP | --- | 6.A5 | XT8000:6 | TURBINE BOX^RIGHT RAIL^JB70 | 6.A5
XT8000:5 | JC | FU0137 | CLIP | --- | 6.A5 | XT8000:7 | TURBINE BOX^RIGHT RAIL^JB70 | 6.A5
XT8000:6 | JC | 0V | CLIP | --- | 6.A5 | XT8000:8 | TURBINE BOX^RIGHT RAIL^JB70 | 6.A5
XT8001:1 | JC | FU0137 | CLIP | --- | 7.A5 | XT8001:3 | TURBINE BOX^RIGHT RAIL^JB70 | 7.B5
XT8001:2 | JC | 0V | CLIP | --- | 7.A5 | XT8001:4 | TURBINE BOX^RIGHT RAIL^JB70 | 7.B5
XT8001:3 | JC | FU0137 | CLIP | --- | 7.B5 | XT8001:5 | TURBINE BOX^RIGHT RAIL^JB70 | 7.C5
XT8001:4 | JC | 0V | CLIP | --- | 7.B5 | XT8001:6 | TURBINE BOX^RIGHT RAIL^JB70 | 7.C5
XT8002:1 | JC | FU0137 | CLIP | --- | 9.A5 | XT8002:3 | TURBINE BOX^RIGHT RAIL^JB70 | 9.B5
XT8002:2 | JC | 0V | CLIP | --- | 9.A5 | XT8002:4 | TURBINE BOX^RIGHT RAIL^JB70 | 9.B5
BA1100:NEG | SC | UJ1100NEG | WHT | 16 | 31.D1 | UJ1100:OUT1(-) | TURBINE BOX^RIGHT RAIL^JB70 | 31.C4
BA1100:POS | SC | FU1101 | WHT | 16 | 31.D1 | FU1101:LD | TURBINE BOX^RIGHT RAIL^JB70 | 31.C2
BA8005:V1(-) | SC | 0V | WHT | 16 | 6.A3 | XT8000:2 | TURBINE BOX^RIGHT RAIL^JB70 | 6.A5
BA8005:V1(+) | SC | FU8005 | WHT | 16 | 6.A3 | FU8005:LD | TURBINE BOX^RIGHT RAIL^JB70 | 6.A4
BA8006:V1(-) | SC | 0V | WHT | 16 | 7.A3 | XT8001:2 | TURBINE BOX^RIGHT RAIL^JB70 | 7.A5
BA8006:V1(+) | SC | FU8006 | WHT | 16 | 7.A3 | FU8006:LD | TURBINE BOX^RIGHT RAIL^JB70 | 7.A4
BA8007:V1(-) | SC | 0V | WHT | 16 | 7.B3 | XT8001:4 | TURBINE BOX^RIGHT RAIL^JB70 | 7.B5
BA8007:V1(+) | SC | FU8007 | WHT | 16 | 7.B3 | FU8007:LD | TURBINE BOX^RIGHT RAIL^JB70 | 7.B4
BA8008:V1(-) | SC | 0V | WHT | 16 | 7.C3 | XT8001:6 | TURBINE BOX^RIGHT RAIL^JB70 | 7.C5
BA8008:V1(+) | SC | FU8008 | WHT | 16 | 7.C3 | FU8008:LD | TURBINE BOX^RIGHT RAIL^JB70 | 7.C4
BA8012:V1(-) | SC | 0V | WHT | 16 | 9.A3 | XT8002:2 | TURBINE BOX^RIGHT RAIL^JB70 | 9.A5
BA8012:V1(+) | SC | FU0012A | WHT | 16 | 9.A3 | FU0012A:LD | TURBINE BOX^RIGHT RAIL^JB70 | 9.A4
BA8013:V1(-) | SC | 0V | WHT | 16 | 9.B3 | XT8002:4 | TURBINE BOX^RIGHT RAIL^JB70 | 9.B5
BA8013:V1(+) | SC | FU0013A | WHT | 16 | 9.B3 | FU0013A:LD | TURBINE BOX^RIGHT RAIL^JB70 | 9.B4
FU0012A:LI | SC | FU0137 | WHT | 14 | 9.A4 | XT8002:1 | TURBINE BOX^RIGHT RAIL^JB70 | 9.A5
FU0013A:LI | SC | FU0137 | WHT | 14 | 9.B4 | XT8002:3 | TURBINE BOX^RIGHT RAIL^JB70 | 9.B5
FU1101:LI | SC | UJ1100POS | WHT | 16 | 31.C2 | UJ1100:OUT1(+) | TURBINE BOX^RIGHT RAIL^JB70 | 31.C4
FU1102:LD | SC | FU1102 | WHT | 16 | 31.C4 | UJ1100:24V(+) | TURBINE BOX^RIGHT RAIL^JB70 | 31.C4
FU8005:LI | SC | FU0137 | WHT | 14 | 6.A4 | XT8000:1 | TURBINE BOX^RIGHT RAIL^JB70 | 6.A5
FU8006:LI | SC | FU0137 | WHT | 14 | 7.A4 | XT8001:1 | TURBINE BOX^RIGHT RAIL^JB70 | 7.A5
FU8007:LI | SC | FU0137 | WHT | 14 | 7.B4 | XT8001:3 | TURBINE BOX^RIGHT RAIL^JB70 | 7.B5
FU8008:LI | SC | FU0137 | WHT | 14 | 7.C4 | XT8001:5 | TURBINE BOX^RIGHT RAIL^JB70 | 7.C5
PC0470:INP_A | SC | 009312 | WHT | 20 | 31.B5 | PC0470:INP_B | TURBINE BOX^RIGHT RAIL^JB70 | 31.B5
XT8000:3 | SC | FU0137 | WHT | 14 | 6.A5 | XT8001:1 | TURBINE BOX^RIGHT RAIL^JB70 | 7.A5
XT8000:4 | SC | 0V | WHT | 16 | 6.A5 | XT8001:2 | TURBINE BOX^RIGHT RAIL^JB70 | 7.A5
XT8000:5 | SC | FU0137 | WHT | 14 | 6.A5 | XT8002:1 | TURBINE BOX^RIGHT RAIL^JB70 | 9.A5
XT8000:6 | SC | 0V | WHT | 16 | 6.A5 | XT8002:2 | TURBINE BOX^RIGHT RAIL^JB70 | 9.A5
BA1100:L1 | WC9004 | BA1100L1 | ENET | CABLE | 2.D2 | BA8005:RJ45 | TURBINE BOX^RIGHT RAIL^JB70 | 6.A3
XT8000:7 | SC | FU0137 | WHT | 14 | 6.A5 | FU0021A:LI | MEDIA CONVERTER JB1126 | 11.A4
XT8000:8 | SC | 0V | WHT | 16 | 6.A5 | BA8018:V1(-) | MEDIA CONVERTER JB1126 | 11.A3
FU1100:LD | SC | FU1100 | WHT | 14 | 31.D3 | AT1100:POS | TURBINE BOX^DOOR^JB70 | 31.D3
BA1100:DEVICE | WC0101 | BA1100DEVICE | ENET | CABLE | 31.D1 | AT1100:L1 | TURBINE BOX^DOOR^JB70 | 31.D3
BA8008:RJ45 | SC | AP0605 |  |  | 7.C3 | AP0605:L1 | TURBINE PANEL A | 7.C4
FU1100:LI | SC | FU0136 | WHT | 14 | 31.D3 | XT0138:3 | TURBINE PANEL A | 21.A3
FU1102:LI | SC | FU0137 | WHT | 14 | 31.C4 | XT0139:1 | TURBINE PANEL A | 21.A4
PC0470:+PWR | SC | 009344 | WHT | 20 | 31.B5 | AF0093:44 | TURBINE PANEL A | 31.B7
PC0470:INP_A | SC | 009312 | WHT | 20 | 31.B5 | AF0093:12 | TURBINE PANEL A | 31.B7
PC0470:-PWR | SC | 009328 | WHT | 20 | 31.B5 | AF0093:28 | TURBINE PANEL A | 31.B7
UJ1100:24V(-) | SC | 0V | WHT | 16 | 31.C4 | XT0135:2 | TURBINE PANEL A | 21.B4
XT8000:1 | SC | FU0137 | WHT | 14 | 6.A5 | XT0139:3 | TURBINE PANEL A | 21.B4
XT8000:2 | SC | 0V | WHT | 14 | 6.A5 | XT0134:2 | TURBINE PANEL A | 21.B3
BA1100:L2 | WC0010 | BA1100L2 | ENET | CABLE | 2.D2 | AP0602:L1 | TURBINE PANEL A | 2.A2
BA8006:RJ45 | WCAP0601 | AP0601 | ENET | CABLE | 7.A3 | AP0601:L1 | TURBINE PANEL A | 7.A4
BA8007:RJ45 | WCAP0604 | AP0604 | ENET | CABLE | 7.B3 | AP0604:L1 | TURBINE PANEL A | 7.B4
BA8008:RX | SC | BA9006RX3 |  |  | 7.C3 | BA9006:3-RX | TURBINE PANEL B | 7.A2
BA8008:TX | SC | BA9006TX3 |  |  | 7.C3 | BA9006:3-TX | TURBINE PANEL B | 7.A2
GR1100: | SC | IEG023014 | GRN | 14 | 13.A5 | IEG0230:14 | TURBINE PANEL B | 13.A4
BA8012:RJ45 | WCAT0680LAN2 | AT0680LAN2 | ENET | CABLE | 9.A3 | AT0680:LAN2 | TURBINE PANEL B | 15.A2
BA8013:RJ45 | WCAT0680LAN4 | AT0680LAN4 | ENET | CABLE | 9.B3 | AT0680:LAN4 | TURBINE PANEL B | 9.B4
BA8012:TX | WOPTIC13 | BA9008TX1 | BLU-A | FIBER OPTIC | 9.A3 | BA9008:1-TX | TURBINE PANEL B | 9.A2
BA8012:RX | WOPTIC13 | BA9008RX1 | BLU-B | FIBER OPTIC | 9.A3 | BA9008:1-RX | TURBINE PANEL B | 9.A2
BA8013:TX | WOPTIC14 | BA9008TX2 | BLU-A | FIBER OPTIC | 9.B3 | BA9008:2-TX | TURBINE PANEL B | 9.A2
BA8013:RX | WOPTIC14 | BA9008RX2 | BLU-B | FIBER OPTIC | 9.B3 | BA9008:2-RX | TURBINE PANEL B | 9.A2
BA8005:RX | WOPTIC6 | BA9004TX1 | BLU-A | FIBER OPTIC | 6.A3 | BA9005:1-TX | TURBINE PANEL B | 6.A2
BA8005:TX | WOPTIC6 | BA9004RX1 | BLU-B | FIBER OPTIC | 6.A3 | BA9005:1-RX | TURBINE PANEL B | 6.A2
BA8006:TX | WOPTIC7 | BA9006TX1 | BLU-A | FIBER OPTIC | 7.A3 | BA9006:1-TX | TURBINE PANEL B | 7.A2
BA8006:RX | WOPTIC7 | BA9006RX1 | BLU-B | FIBER OPTIC | 7.A3 | BA9006:1-RX | TURBINE PANEL B | 7.A2
BA8007:TX | WOPTIC8 | BA9006TX2 | BLU-A | FIBER OPTIC | 7.B3 | BA9006:2-TX | TURBINE PANEL B | 7.A2
BA8007:RX | WOPTIC8 | BA9006RX2 | BLU-B | FIBER OPTIC | 7.B3 | BA9006:2-RX | TURBINE PANEL B | 7.A2
SolarTools ver. 24.0.84.24712 (Jul 31, 2025)
Report date: 4/23/2026 10:44 AM

## TURBINE PANEL A
TURBINE PANEL A
Project # | J1930
Project Name | TEXAS EASTERN TRANSMISSION LP LEBANON CSR
Revision | 0.3
Controls DE | C.IGARTUA
Phone:
Controls ME | A. PUENTES
Phone:
From | [5 empty] | To
Device ID | Cable (W) Conductor (SC) Jumper Clip (JC) | Wire No. | Wire ID | Gauge/Size | Page/Zone | Device ID | Location | Page/Zone
XT0012:2 | JC | 24V | CLIP | --- | 20.B3 | XT0012:1 | TURBINE PANEL A | 20.B3
XT0012:3 | JC | 0V | CLIP | --- | 20.B3 | XT0012:4 | TURBINE PANEL A | 20.B3
XT0015:1 | JC | 0V2 | CLIP | --- | 20.C3 | XT0015:2 | TURBINE PANEL A | 20.C3
XT0015:2 | JC | 0V2 | CLIP | --- | 20.C3 | XT0015:3 | TURBINE PANEL A | 20.C3
XT0015:3 | JC | 0V2 | CLIP | --- | 20.C3 | XT0015:4 | TURBINE PANEL A | 20.C3
XT0080:1 | JC | 0V | CLIP | --- | 18.D1 | XT0080:2 | TURBINE PANEL A | 18.D1
XT0080:2 | JC | 0V | CLIP | --- | 18.D1 | XT0080:3 | TURBINE PANEL A | 18.D1
XT0090:1 | JC | 0V | CLIP | --- | 18.B1 | XT0090:2 | TURBINE PANEL A | 18.B1
XT0134:1 | JC | 0V | CLIP | --- | 21.B3 | XT0134:2 | TURBINE PANEL A | 21.B3
XT0134:2 | JC | 0V | CLIP | --- | 21.B3 | XT0134:3 | TURBINE PANEL A | 21.B3
XT0134:3 | JC | 0V | CLIP | --- | 21.B3 | XT0134:4 | TURBINE PANEL A | 21.B3
XT0135:1 | JC | 0V | CLIP | --- | 21.B4 | XT0135:2 | TURBINE PANEL A | 21.B4
XT0135:2 | JC | 0V | CLIP | --- | 21.B4 | XT0135:3 | TURBINE PANEL A | 21.B4
XT0138:1 | JC | FU0136 | CLIP | --- | 21.A3 | XT0138:2 | TURBINE PANEL A | 21.A3
XT0138:2 | JC | FU0136 | CLIP | --- | 21.A3 | XT0138:3 | TURBINE PANEL A | 21.A3
XT0138:3 | JC | FU0136 | CLIP | --- | 21.A3 | XT0138:4 | TURBINE PANEL A | 21.B3
XT0139:1 | JC | FU0137 | CLIP | --- | 21.A4 | XT0139:2 | TURBINE PANEL A | 21.A4
XT0139:2 | JC | FU0137 | CLIP | --- | 21.A4 | XT0139:3 | TURBINE PANEL A | 21.B4
XT0233:1 | JC | FU0210 | CLIP | --- | 21.C4 | XT0233:2 | TURBINE PANEL A | 21.C4
XT0233:2 | JC | FU0210 | CLIP | --- | 21.C4 | XT0233:3 | TURBINE PANEL A | 21.C4
XT0235:1 | JC | 0V | CLIP | --- | 21.D4 | XT0235:2 | TURBINE PANEL A | 21.D4
XT0235:2 | JC | 0V | CLIP | --- | 21.D4 | XT0235:3 | TURBINE PANEL A | 21.D4
AF0081:07 | SC | JP2 | VIO | 20 | 33.D7 | AF0081:39 | TURBINE PANEL A | 33.D7
AF0081:COM | SC | AU0080N | WHT | 20 | 18.C2 | AU0080:COM | TURBINE PANEL A | 18.C2
AF0081:P | SC | * |  |  | 18.C2 | AU0080:J | TURBINE PANEL A | 18.C2
AF0081:V+ | SC | AU0080P | WHT | 20 | 18.C2 | AU0080:V+ | TURBINE PANEL A | 18.C2
AF0082:COM | SC | 0V | WHT | 16 | 18.D3 | XT0080:2 | TURBINE PANEL A | 18.D1
AF0082:COM | SC | AF0082N | WHT | 20 | 18.D3 | AF0083:COM | TURBINE PANEL A | 18.D3
AF0082:V+ | SC | FU0081 | WHT | 14 | 18.D3 | FU0081:LD | TURBINE PANEL A | 18.D1
AF0082:V+ | SC | AF0082P | WHT | 20 | 18.D3 | AF0083:V+ | TURBINE PANEL A | 18.D3
AF0083:01 | SC | TE12701 | WHT | 20 | 57.C7 | AF0083:17 | TURBINE PANEL A | 57.C7
AF0083:03 | SC | TE12601 | WHT | 20 | 57.B7 | AF0083:19 | TURBINE PANEL A | 57.B7
AF0083:COM | SC | AF0083N | WHT | 20 | 18.D3 | AF0084:COM | TURBINE PANEL A | 18.D4
AF0083:SH | SC | AF0083G | GRN | 14 | 18.D3 | AF0084:SH | TURBINE PANEL A | 18.D4
AF0083:SH | SC | AU0080G | GRN | 14 | 18.D3 | AU0080:GND | TURBINE PANEL A | 18.C2
AF0083:V+ | SC | AF0083P | WHT | 20 | 18.D3 | AF0084:V+ | TURBINE PANEL A | 18.D4
AF0084:COM | SC | AF0084N | WHT | 20 | 18.D4 | AF0085:COM | TURBINE PANEL A | 18.D5
AF0084:SH | SC | AF0084G | GRN | 14 | 18.D4 | AF0085:SH | TURBINE PANEL A | 18.D5
AF0084:V+ | SC | AF0084P | WHT | 20 | 18.D4 | AF0085:V+ | TURBINE PANEL A | 18.D5
AF0085:COM | SC | AF0085N | WHT | 20 | 18.D5 | AF0086:COM | TURBINE PANEL A | 18.D5
AF0085:SH | SC | AF0085G | GRN | 14 | 18.D5 | AF0086:SH | TURBINE PANEL A | 18.D5
AF0085:V+ | SC | AF0085P | WHT | 20 | 18.D5 | AF0086:V+ | TURBINE PANEL A | 18.D5
AF0086:COM | SC | AF0086N | WHT | 20 | 18.D5 | AF0087:COM | TURBINE PANEL A | 18.D6
AF0086:SH | SC | AF0086G | GRN | 14 | 18.D5 | AF0088:SH | TURBINE PANEL A | 18.D6
AF0086:V+ | SC | AF0086P | WHT | 20 | 18.D5 | AF0087:V+ | TURBINE PANEL A | 18.D6
AF0087:COM | SC | AF0087N | WHT | 20 | 18.D6 | AF0088:COM | TURBINE PANEL A | 18.D6
AF0087:V+ | SC | AF0087P | WHT | 20 | 18.D6 | AF0088:V+ | TURBINE PANEL A | 18.D6
AF0091:COM | SC | AF0091N | WHT | 20 | 18.B2 | AF0094:COM | TURBINE PANEL A | 18.B4
AF0091:COM | SC | AU0090N | WHT | 20 | 18.B2 | AU0090:COM | TURBINE PANEL A | 18.A2
AF0091:P | SC | * |  |  | 18.B2 | AU0090:J | TURBINE PANEL A | 18.A2
AF0091:V+ | SC | AF0091P | WHT | 20 | 18.B2 | AF0094:V+ | TURBINE PANEL A | 18.B4
AF0091:V+ | SC | AU0090P | WHT | 20 | 18.B2 | AU0090:V+ | TURBINE PANEL A | 18.A2
AF0092:00 | SC | 009200 | WHT | 20 | 66.A7 | KA3220L:A1 | TURBINE PANEL A | 66.B5
AF0092:01 | SC | 009201 | WHT | 20 | 66.B7 | KA3220H:A1 | TURBINE PANEL A | 66.C5
AF0092:08 | SC | 009208 | WHT | 20 | 68.A7 | KA3103:A1 | TURBINE PANEL A | 68.A5
AF0092:16 | SC | 009216 | WHT | 20 | 66.A7 | KA3220L:A2 | TURBINE PANEL A | 66.B5
AF0092:17 | SC | 009217 | WHT | 20 | 66.B7 | KA3220H:A2 | TURBINE PANEL A | 66.C5
AF0092:24 | SC | 009224 | WHT | 20 | 68.A7 | KA3103:A2 | TURBINE PANEL A | 68.A5
AF0092:COM | SC | 0V | WHT | 14 | 18.B3 | XT0090:2 | TURBINE PANEL A | 18.B1
AF0092:V+ | SC | FU0091 | WHT | 14 | 18.B3 | FU0091:LD | TURBINE PANEL A | 18.B1
AF0093:COM | SC | 0V | WHT | 14 | 18.B3 | XT0090:2 | TURBINE PANEL A | 18.B1
AF0093:V+ | SC | FU0092 | WHT | 14 | 18.B3 | FU0092:LD | TURBINE PANEL A | 18.B1
AF0094:00 | SC | 009400 | WHT | 20 | 20.A7 | XT0085:2 | TURBINE PANEL A | 20.A6
AF0094:01 | SC | 0V | WHT | 20 | 20.A7 | XT0085:3 | TURBINE PANEL A | 20.B6
AF0094:COM | SC | AF0094N | WHT | 20 | 18.B4 | AF0096:COM | TURBINE PANEL A | 18.B5
AF0094:SH | SC | AF0094G | GRN | 14 | 18.B4 | AF0096:SH | TURBINE PANEL A | 18.B5
AF0094:SH | SC | AU0090G | GRN | 14 | 18.B4 | AU0090:GND | TURBINE PANEL A | 18.A2
AF0094:V+ | SC | AF0094P | WHT | 20 | 18.B4 | AF0096:V+ | TURBINE PANEL A | 18.B5
AF0095:COM | SC | 0V | WHT | 16 | 18.B5 | XT0090:2 | TURBINE PANEL A | 18.B1
AF0095:V+ | SC | FU0093 | WHT | 14 | 18.B5 | FU0093:LD | TURBINE PANEL A | 18.B1
AR0600:IE1 | SC | UV0600G | GRN | 14 | 17.A1 | UV0600:GND | TURBINE PANEL A | 17.B2
AU0080:COM | SC | 0V | WHT | 16 | 18.C2 | XT0080:1 | TURBINE PANEL A | 18.D1
AU0080:V+ | SC | FU0080 | WHT | 14 | 18.C2 | FU0080:LD | TURBINE PANEL A | 18.D1
AU0090:COM | SC | 0V | WHT | 16 | 18.A2 | XT0090:1 | TURBINE PANEL A | 18.B1
AU0090:V+ | SC | FU0090 | WHT | 14 | 18.A2 | FU0090:LD | TURBINE PANEL A | 18.B1
F0200:GND | SC | PEG01305 | GRN/YEL | 12 | 20.B2 | PEG0130:5 | TURBINE PANEL A | 20.B3
F0200:LD - | SC | 0V | WHT | 14 | 20.B2 | XT0012:3 | TURBINE PANEL A | 20.B3
F0200:LD + | SC | 24V | WHT | 10 | 20.B2 | XT0012:1 | TURBINE PANEL A | 20.B3
F0200:LI - | SC | FU0780LD2 | WHT | 10 | 20.B2 | FU0780:LD 2 | TURBINE PANEL A | 20.B2
F0200:LI + | SC | FU0780LD1 | WHT | 10 | 20.B2 | FU0780:LD 1 | TURBINE PANEL A | 20.B2
FU0010:LD | SC | FU0010 | WHT | 14 | 21.A5 | UV0600:(+) | TURBINE PANEL A | 17.B2
FU0010:LI | SC | FU0137 | WHT | 14 | 21.A5 | XT0139:1 | TURBINE PANEL A | 21.A4
FU0012:LI | SC | 24V2 | WHT | 10 | 20.B3 | FU0013:LI | TURBINE PANEL A | 20.B3
FU0012:LI | SC | 0V2 | WHT | 10 | 20.B3 | XT0014:1 | TURBINE PANEL A | 20.B2
FU0013:LI | SC | 24V2 | WHT | 10 | 20.B3 | FU0014:LI | TURBINE PANEL A | 20.C3
FU0014:LI | SC | 24V2 | WHT | 10 | 20.C3 | FU0015:LI | TURBINE PANEL A | 20.C3
FU0015:LI | SC | 24V2 | WHT | 10 | 20.C3 | FU0016:LI | TURBINE PANEL A | 20.C3
FU0080:LI | SC | FU0137 | WHT | 14 | 18.D1 | FU0081:LI | TURBINE PANEL A | 18.D1
FU0080:LI | SC | FU0137 | WHT | 14 | 18.D1 | XT0139:2 | TURBINE PANEL A | 21.A4
FU0081:LI | SC | FU0137 | WHT | 14 | 18.D1 | FU0082:LI | TURBINE PANEL A | 18.D1
FU0090:LI | SC | FU0137 | WHT | 14 | 18.B1 | XT0139:2 | TURBINE PANEL A | 21.A4
FU0090:LI | SC | FU0137 | WHT | 14 | 18.B1 | FU0091:LI | TURBINE PANEL A | 18.B1
FU0091:LI | SC | FU0137 | WHT | 14 | 18.B1 | FU0092:LI | TURBINE PANEL A | 18.B1
FU0092:LI | SC | FU0137 | WHT | 14 | 18.B1 | FU0093:LI | TURBINE PANEL A | 18.B1
FU0136:LD | SC | FU0136 | WHT | 10 | 21.A3 | XT0138:1 | TURBINE PANEL A | 21.A3
FU0136:LI | SC | 24V | WHT | 10 | 21.A3 | XT0012:1 | TURBINE PANEL A | 20.B3
FU0137:LD | SC | FU0137 | WHT | 12 | 21.A4 | XT0139:1 | TURBINE PANEL A | 21.A4
FU0137:LI | SC | FU0136 | WHT | 14 | 21.A4 | XT0138:1 | TURBINE PANEL A | 21.A3
FU0139:LI | SC | FU0137 | WHT | 14 | 21.A5 | XT0139:1 | TURBINE PANEL A | 21.A4
FU0210:LD | SC | FU0210 | WHT | 12 | 21.C4 | XT0233:1 | TURBINE PANEL A | 21.C4
FU0210:LI | SC | FU0136 | WHT | 14 | 21.C4 | XT0138:4 | TURBINE PANEL A | 21.B3
FU0211:LI | SC | FU0137 | WHT | 12 | 21.B4 | XT0139:3 | TURBINE PANEL A | 21.B4
FU0212:LD | SC | FU0212 | WHT | 14 | 21.C5 | XT0233:4 | TURBINE PANEL A | 24.D5
FU0212:LI | SC | FU0210 | WHT | 12 | 21.C5 | XT0233:1 | TURBINE PANEL A | 21.C4
GR0131: | SC | GR0131 | GRN/YEL | 14 | 13.A3 | FRAME | TURBINE PANEL A | 13.A3
GR0132: | SC | GR0132 | GRN/YEL | 14 | 13.A3 | FRAME | TURBINE PANEL A | 13.A3
KA3220H:11 | SC | KM3220EP | RED | 16 | 66.B5 | XT3220:1 | TURBINE PANEL A | 66.B5
KA3220H:12 | SC | KA3220H12 | RED | 16 | 66.B5 | KA3220L:11 | TURBINE PANEL A | 66.B6
KA3220H:21 | SC | KA3220EN | RED | 16 | 66.B5 | XT3220:3 | TURBINE PANEL A | 66.B5
KA3220H:24 | SC | KA3220H24 | RED | 16 | 66.B5 | KA3220L:21 | TURBINE PANEL A | 66.B6
KA3220L:14 | SC | KA3220EH | RED | 16 | 66.B6 | KA3220L:22 | TURBINE PANEL A | 66.B6
KA3220L:22 | SC | KA3220EH | RED | 16 | 66.B6 | XT3220:2 | TURBINE PANEL A | 66.B5
RR0851: -3.01K OHM | SC | FU0137 | LEAD | --- | 20.A6 | XT0085:1 | TURBINE PANEL A | 20.A6
RR0851: -3.01K OHM | SC | 009400 | LEAD | --- | 20.A6 | XT0085:2 | TURBINE PANEL A | 20.A6
RR0852: -1.0K OHM | SC | 0V | LEAD | --- | 20.B6 | XT0085:3 | TURBINE PANEL A | 20.B6
RR0852: -1.0K OHM | SC | 009400 | LEAD | --- | 20.B6 | XT0085:2 | TURBINE PANEL A | 20.A6
UV0600:(-) | SC | 0V | WHT | 16 | 17.B2 | XT0135:1 | TURBINE PANEL A | 21.B4
XT0012:3 | SC | 0V | WHT | 14 | 20.B3 | XT0134:1 | TURBINE PANEL A | 21.B3
XT0014:2 | SC | 0V2 | WHT | 12 | 20.C2 | XT0015:1 | TURBINE PANEL A | 20.C3
XT0085:1 | SC | FU0137 | WHT | 12 | 20.A6 | XT0139:3 | TURBINE PANEL A | 21.B4
XT0085:3 | SC | 0V | WHT | 16 | 20.B6 | XT0135:3 | TURBINE PANEL A | 21.B4
XT0090:1 | SC | 0V | WHT | 16 | 18.B1 | XT0135:2 | TURBINE PANEL A | 21.B4
XT0134:4 | SC | 0V | WHT | 14 | 21.B3 | XT0235:1 | TURBINE PANEL A | 21.D4
XT0135:1 | SC | 0V | WHT | 14 | 21.B4 | XT0134:1 | TURBINE PANEL A | 21.B3
XT0135:2 | SC | 0V | WHT | 16 | 21.B4 | XT0080:1 | TURBINE PANEL A | 18.D1
XT0235:2 | SC | 0V | WHT | 16 | 21.D4 | XT0235:4 | TURBINE PANEL A | 24.D5
AP0602:L2 | WC0001 | AP0602L2 | ENET | CABLE | 2.A2 | AP0603:L1 | TURBINE PANEL A | 2.A3
AP0603:L2 | WC0003 | AP0603L2 | ENET | CABLE | 2.A3 | AU0090:L1 | TURBINE PANEL A | 2.A4
AU0080:L1 | WC0009 | AU0090L2 | ENET | CABLE | 2.A4 | AU0090:L2 | TURBINE PANEL A | 2.A4
XT0134:4 | SC | 0V | WHT | 14 | 21.B3 | XT0110:2 | HPC PROXIMITORS | 25.A5
XT0138:4 | SC | FU0136 | WHT | 14 | 21.B3 | XT0110:1 | HPC PROXIMITORS | 25.A5
XT0139:4 | SC | KA0231A1 | WHT | 14 | 23.D6 | XT0110:3 | HPC PROXIMITORS | 25.B5
AF0081:04 | SC | SB0472B212 | WHT | 20 | 30.B7 | SB0472:B2-12 | TURBINE BOX^DOOR^JB70 | 30.B1
AF0081:36 | SC | SB0472B211 | WHT | 20 | 30.B7 | SB0472:B2-11 | TURBINE BOX^DOOR^JB70 | 30.B1
AF0087:00 | SC | SH047114 | WHT | 20 | 29.A7 | SH0471:14 | TURBINE BOX^DOOR^JB70 | 29.A1
AF0087:01 | SC | SH047012 | WHT | 20 | 29.B7 | SH0470:12 | TURBINE BOX^DOOR^JB70 | 29.B1
AF0087:02 | SC | SB047112 | WHT | 20 | 29.D7 | SB0471:12 | TURBINE BOX^DOOR^JB70 | 29.D1
AF0087:03 | SC | SB047314 | WHT | 20 | 29.D7 | SB0473:14 | TURBINE BOX^DOOR^JB70 | 29.D1
AF0087:04 | SC | SB047414 | WHT | 20 | 30.A7 | SB0474:14 | TURBINE BOX^DOOR^JB70 | 30.A1
AF0087:05 | SC | SA047312 | WHT | 20 | 30.D7 | SA0473:12 | TURBINE BOX^DOOR^JB70 | 30.D1
AF0087:06 | SC | SA047314 | WHT | 20 | 30.D7 | SA0473:14 | TURBINE BOX^DOOR^JB70 | 30.D1
AF0087:08 | SC | SA0471B114 | WHT | 20 | 30.B7 | SA0471:B1-14 | TURBINE BOX^DOOR^JB70 | 30.B1
AF0087:10 | SC | SA0471B214 | WHT | 20 | 30.A7 | SA0471:B2-14 | TURBINE BOX^DOOR^JB70 | 30.A1
AF0087:12 | SC | SA0474B214 | WHT | 20 | 30.C7 | SA0474:B2-14 | TURBINE BOX^DOOR^JB70 | 30.C1
AF0087:13 | SC | SA0474B114 | WHT | 20 | 30.C7 | SA0474:B1-14 | TURBINE BOX^DOOR^JB70 | 30.C1
AF0087:32 | SC | SH047113 | WHT | 20 | 29.A7 | SH0471:13 | TURBINE BOX^DOOR^JB70 | 29.A1
AF0087:33 | SC | SH047011 | WHT | 20 | 29.B7 | SH0470:11 | TURBINE BOX^DOOR^JB70 | 29.B1
AF0087:34 | SC | SB047111 | WHT | 20 | 29.D7 | SB0471:11 | TURBINE BOX^DOOR^JB70 | 29.D1
AF0087:35 | SC | SB047313 | WHT | 20 | 29.D7 | SB0473:13 | TURBINE BOX^DOOR^JB70 | 29.D1
AF0087:36 | SC | SB047413 | WHT | 20 | 30.A7 | SB0474:13 | TURBINE BOX^DOOR^JB70 | 30.A1
AF0087:37 | SC | SA047311 | WHT | 20 | 30.D7 | SA0473:11 | TURBINE BOX^DOOR^JB70 | 30.D1
AF0087:38 | SC | SA047313 | WHT | 20 | 30.D7 | SA0473:13 | TURBINE BOX^DOOR^JB70 | 30.D1
AF0087:40 | SC | SA0471B113 | WHT | 20 | 30.B7 | SA0471:B1-13 | TURBINE BOX^DOOR^JB70 | 30.B1
AF0087:42 | SC | SA0471B213 | WHT | 20 | 30.A7 | SA0471:B2-13 | TURBINE BOX^DOOR^JB70 | 30.A1
AF0087:44 | SC | SA0474B213 | WHT | 20 | 30.C7 | SA0474:B2-13 | TURBINE BOX^DOOR^JB70 | 30.C1
AF0087:45 | SC | SA0474B113 | WHT | 20 | 30.C7 | SA0474:B1-13 | TURBINE BOX^DOOR^JB70 | 30.C1
AF0093:06 | SC | SH0470X2 | WHT | 20 | 29.B7 | SH0470:X2 | TURBINE BOX^DOOR^JB70 | 29.B1
AF0093:15 | SC | SH0471X2 | WHT | 20 | 29.A7 | SH0471:X2 | TURBINE BOX^DOOR^JB70 | 29.A1
AF0093:22 | SC | SH0470X1 | WHT | 20 | 29.B7 | SH0470:X1 | TURBINE BOX^DOOR^JB70 | 29.B1
AF0093:31 | SC | SH0471X1 | WHT | 20 | 29.A7 | SH0471:X1 | TURBINE BOX^DOOR^JB70 | 29.A1
PEG0130:4 | SC | PEG01304 | GRN/YEL | 14 | 31.D6 | AT1100:GND | TURBINE BOX^DOOR^JB70 | 31.D3
XT0134:3 | SC | 0V | WHT | 14 | 21.B3 | AT1100:NEG | TURBINE BOX^DOOR^JB70 | 31.D3
XT0137:1 | SC | ESTOPA | WHT | 20 | 30.B5 | SB0472:B1-11 | TURBINE BOX^DOOR^JB70 | 30.B1
XT0137:2 | SC | ESTOP | WHT | 20 | 30.B5 | SB0472:B1-12 | TURBINE BOX^DOOR^JB70 | 30.B1
XT0137:3 | SC | SH047111 | WHT | 20 | 29.A5 | SH0471:11 | TURBINE BOX^DOOR^JB70 | 29.A1
XT0137:4 | SC | SH047112 | WHT | 20 | 29.A5 | SH0471:12 | TURBINE BOX^DOOR^JB70 | 29.A1
XT0137:5 | SC | SH047013 | WHT | 20 | 29.B5 | SH0470:13 | TURBINE BOX^DOOR^JB70 | 29.B1
XT0137:6 | SC | SH047014 | WHT | 20 | 29.B5 | SH0470:14 | TURBINE BOX^DOOR^JB70 | 29.B1
AF0092:28 | WC5072 | HA04721 | 1 | 18 | 29.C7 | HA0472:BLK-1 | TURBINE BOX^DOOR^JB70 | 29.C1
AF0092:12 | WC5072 | HA04722 | 2 | 18 | 29.C7 | HA0472:BLK-2 | TURBINE BOX^DOOR^JB70 | 29.C1
AF0093:12 | SC | 009312 | WHT | 20 | 31.B7 | PC0470:INP_A | TURBINE BOX^RIGHT RAIL^JB70 | 31.B5
AF0093:28 | SC | 009328 | WHT | 20 | 31.B7 | PC0470:-PWR | TURBINE BOX^RIGHT RAIL^JB70 | 31.B5
AF0093:44 | SC | 009344 | WHT | 20 | 31.B7 | PC0470:+PWR | TURBINE BOX^RIGHT RAIL^JB70 | 31.B5
AP0605:L1 | SC | AP0605 |  |  | 7.C4 | BA8008:RJ45 | TURBINE BOX^RIGHT RAIL^JB70 | 7.C3
XT0134:2 | SC | 0V | WHT | 14 | 21.B3 | XT8000:2 | TURBINE BOX^RIGHT RAIL^JB70 | 6.A5
XT0135:2 | SC | 0V | WHT | 16 | 21.B4 | UJ1100:24V(-) | TURBINE BOX^RIGHT RAIL^JB70 | 31.C4
XT0138:3 | SC | FU0136 | WHT | 14 | 21.A3 | FU1100:LI | TURBINE BOX^RIGHT RAIL^JB70 | 31.D3
XT0139:1 | SC | FU0137 | WHT | 14 | 21.A4 | FU1102:LI | TURBINE BOX^RIGHT RAIL^JB70 | 31.C4
XT0139:3 | SC | FU0137 | WHT | 14 | 21.B4 | XT8000:1 | TURBINE BOX^RIGHT RAIL^JB70 | 6.A5
AP0602:L1 | WC0010 | BA1100L2 | ENET | CABLE | 2.A2 | BA1100:L2 | TURBINE BOX^RIGHT RAIL^JB70 | 2.D2
AP0601:L1 | WCAP0601 | AP0601 | ENET | CABLE | 7.A4 | BA8006:RJ45 | TURBINE BOX^RIGHT RAIL^JB70 | 7.A3
AP0604:L1 | WCAP0604 | AP0604 | ENET | CABLE | 7.B4 | BA8007:RJ45 | TURBINE BOX^RIGHT RAIL^JB70 | 7.B3
AF0081:00 | SC | UA1200J21 | WHT | 20 | 23.A7 | KA0241:11 | TURBINE PANEL B | 23.A5
AF0081:01 | SC | KA024314 | WHT | 20 | 23.B7 | KA0243:14 | TURBINE PANEL B | 23.B6
AF0081:02 | SC | KA024524 | WHT | 20 | 23.B7 | KA0245:24 | TURBINE PANEL B | 23.B6
AF0081:03 | SC | 008103 | WHT | 20 | 24.C7 | KA0130:14 | TURBINE PANEL B | 24.D6
AF0081:08 | SC | KA024214 | WHT | 20 | 23.C7 | KA0242:14 | TURBINE PANEL B | 23.C6
AF0081:09 | SC | KA023924 | WHT | 20 | 23.A7 | KA0239:24 | TURBINE PANEL B | 23.B6
AF0081:19 | SC | UA1200J27 | WHT | 20 | 24.C7 | UA1200:J2-7 | TURBINE PANEL B | 24.B3
AF0081:33 | SC | KA024311 | WHT | 20 | 23.B7 | KA0243:11 | TURBINE PANEL B | 23.B6
AF0081:34 | SC | KA024521 | WHT | 20 | 23.B7 | KA0245:21 | TURBINE PANEL B | 23.B6
AF0081:35 | SC | 008135 | WHT | 20 | 24.C7 | KA0130:A1 | TURBINE PANEL B | 24.C5
AF0081:41 | SC | KA023921 | WHT | 20 | 23.A7 | KA0239:21 | TURBINE PANEL B | 23.B6
AF0087:09 | SC | KA013112 | WHT | 20 | 22.C4 | KA0137:24 | TURBINE PANEL B | 22.D3
AF0087:11 | SC | KA013624 | WHT | 20 | 22.B4 | KA0136:24 | TURBINE PANEL B | 22.B3
AF0087:43 | SC | KA013621 | WHT | 20 | 22.B4 | KA0136:21 | TURBINE PANEL B | 22.B3
AF0088:SH | SC | IEG02302 | GRN | 14 | 18.D6 | IEG0230:2 | TURBINE PANEL B | 18.D6
AF0091:07 | SC | KA014114 | WHT | 20 | 22.C2 | KA0141:14 | TURBINE PANEL B | 22.C2
AF0091:12 | SC | KA0134A1 | WHT | 20 | 65.C7 | KA0134:A1 | TURBINE PANEL B | 22.C6
AF0091:39 | SC | KA014111 | WHT | 20 | 22.C2 | KA0141:11 | TURBINE PANEL B | 22.C2
AF0092:02 | SC | KA0133A1 | WHT | 20 | 63.B7 | KA0133:A1 | TURBINE PANEL B | 22.C6
AF0092:06 | SC | KA013114 | WHT | 20 | 63.A7 | KA0131:14 | TURBINE PANEL B | 22.D4
AF0092:13 | SC | XT02372 | WHT | 20 | 29.C7 | XT0237:2 T2 | TURBINE PANEL B | 29.C5
AF0095:02 | SC | 009502 | WHT | 20 | 51.A7 | KA0221:14 | TURBINE PANEL B | 51.A6
AF0096:SH | SC | IEG023011 | GRN | 14 | 18.B5 | IEG0230:11 | TURBINE PANEL B | 18.B6
AR0600:IE2 | SC | IEG02301 | GRN | 12 | 17.A1 | IEG0230:1 | TURBINE PANEL B | 17.B4
FU0139:LD | SC | FU0139 | WHT | 14 | 21.A5 | XT0136:1 | TURBINE PANEL B | 22.A2
FU0211:LD | SC | FU0211 | WHT | 14 | 21.B4 | KA1020:14 | TURBINE PANEL B | 37.A5
FU0212:LD | SC | FU0212 | WHT | 14 | 21.C5 | KA0248:21 | TURBINE PANEL B | 24.C6
GR0133: | SC | IEG02303 | GRN | 14 | 13.A3 | IEG0230:3 | TURBINE PANEL B | 13.A3
GR0134: | SC | IEG02306 | GRN | 14 | 13.A3 | IEG0230:6 | TURBINE PANEL B | 13.A3
KA0135:A1 | SC | KA0135A1 | WHT | 20 | 22.D6 | KA0144:A1 | TURBINE PANEL B | 22.C6
KA0135:A1 | SC | KA0135A1 | WHT | 20 | 22.D6 | KA0131:11 | TURBINE PANEL B | 22.D4
KA0135:A2 | SC | 0V | WHT | 20 | 22.D6 | KA0136:A2 | TURBINE PANEL B | 22.D6
KA0135:A2 | SC | 0V | WHT | 20 | 22.D6 | KA0144:A2 | TURBINE PANEL B | 22.C6
XT0135:1 | SC | 0V | WHT | 16 | 21.B4 | XT0136:3 | TURBINE PANEL B | 22.A2
XT0135:1 | SC | 0V | WHT | 16 | 21.B4 | KA1020:24 | TURBINE PANEL B | 37.A5
XT0137:1 | SC | ESTOPA | WHT | 16 | 30.B5 | XT0240:3 | TURBINE PANEL B | 23.A3
XT0137:2 | SC | ESTOP | WHT | 20 | 30.B5 | XT0240:7 | TURBINE PANEL B | 23.A3
XT0139:4 | SC | KA0231A1 | WHT | 20 | 23.D6 | KA0234:A1 | TURBINE PANEL B | 23.D6
XT0233:1 | SC | FU0210 | WHT | 14 | 21.C4 | FU0060:LI | TURBINE PANEL B | 19.C1
XT0233:2 | SC | FU0210 | WHT | 14 | 21.C4 | FU0070:LI | TURBINE PANEL B | 19.B1
XT0233:3 | SC | FU0210 | WHT | 14 | 21.C4 | FU0680:LI | TURBINE PANEL B | 15.D2
XT0233:4 | SC | FU0212 | WHT | 20 | 24.D5 | UA1200:J1-10 | TURBINE PANEL B | 24.B3
XT0233:4 | SC | FU0212 | WHT | 20 | 24.D5 | UA1200:J2-2 | TURBINE PANEL B | 24.B3
XT0235:1 | SC | 0V | WHT | 16 | 21.D4 | XT0060:1 | TURBINE PANEL B | 19.C1
XT0235:1 | SC | 0V | WHT | 16 | 21.D4 | XT0070:1 | TURBINE PANEL B | 19.B1
XT0235:3 | SC | 0V | WHT | 16 | 21.D4 | XT0680:2 | TURBINE PANEL B | 15.D3
XT0235:4 | SC | 0V | WHT | 20 | 24.D5 | UA1200:J1-9 | TURBINE PANEL B | 24.B3
AU0080:L2 | WC0008 | AU0080L2 | ENET | CABLE | 2.A4 | AU0070:L1 | TURBINE PANEL B | 2.A5
AP0606:L1 | WC0680 | AP0606L1 | ENET | CABLE | 15.A1 | AT0680:LAN1 | TURBINE PANEL B | 15.A2
SolarTools ver. 24.0.84.24712 (Jul 31, 2025)
Report date: 4/23/2026 10:44 AM

## TURBINE PANEL B
TURBINE PANEL B
Project # | J1930
Project Name | TEXAS EASTERN TRANSMISSION LP LEBANON CSR
Revision | 0.3
Controls DE | C.IGARTUA
Phone:
Controls ME | A. PUENTES
Phone:
From | [5 empty] | To
Device ID | Cable (W) Conductor (SC) Jumper Clip (JC) | Wire No. | Wire ID | Gauge/Size | Page/Zone | Device ID | Location | Page/Zone
XT0060:1 | JC | 0V | CLIP | --- | 19.C1 | XT0060:2 | TURBINE PANEL B | 19.C1
XT0070:1 | JC | 0V | CLIP | --- | 19.B1 | XT0070:2 | TURBINE PANEL B | 19.B1
XT0136:1 | JC | FU0139 | CLIP | --- | 22.A2 | XT0136:2 | TURBINE PANEL B | 22.A2
XT0240:11 | JC | 0V | CLIP | --- | 23.D3 | XT0240:12 | TURBINE PANEL B | 23.D3
XT0240:13 | JC | FU0139 | CLIP | --- | 23.C4 | XT0240:14 | TURBINE PANEL B | 23.C4
AF0061:02 | SC | 006102 | WHT | 20 | 38.B7 | KA0233:14 | TURBINE PANEL B | 38.B5
AF0061:14 | SC | 006114 | WHT | 20 | 39.B7 | KA0234:14 | TURBINE PANEL B | 39.B5
AF0061:COM | SC | 0V | WHT | 16 | 19.C2 | XT0060:2 | TURBINE PANEL B | 19.C1
AF0061:P | SC | * |  |  | 19.C2 | AU0060:J | TURBINE PANEL B | 19.B2
AF0061:V+ | SC | FU0061 | WHT | 14 | 19.C2 | FU0061:LD | TURBINE PANEL B | 19.C1
AF0062:00 | SC | 006200 | WHT | 20 | 51.B7 | KA0222:14 | TURBINE PANEL B | 51.B6
AF0062:COM | SC | 0V | WHT | 16 | 19.C3 | XT0060:2 | TURBINE PANEL B | 19.C1
AF0062:V+ | SC | FU0062 | WHT | 14 | 19.C3 | FU0062:LD | TURBINE PANEL B | 19.C1
AF0063:COM | SC | AF0063N | WHT | 20 | 19.C3 | AF0064:COM | TURBINE PANEL B | 19.B4
AF0063:COM | SC | AU0060N | WHT | 20 | 19.C3 | AU0060:COM | TURBINE PANEL B | 19.B2
AF0063:V+ | SC | AF0063P | WHT | 20 | 19.C3 | AF0064:V+ | TURBINE PANEL B | 19.B4
AF0063:V+ | SC | AU0060P | WHT | 20 | 19.C3 | AU0060:V+ | TURBINE PANEL B | 19.B2
AF0064:COM | SC | AF0064N | WHT | 20 | 19.B4 | AF0065:COM | TURBINE PANEL B | 19.B5
AF0064:SH | SC | AF0064G | GRN | 14 | 19.B4 | AF0065:SH | TURBINE PANEL B | 19.B5
AF0064:SH | SC | AU0060G | GRN | 14 | 19.B4 | AU0060:GND | TURBINE PANEL B | 19.B2
AF0064:V+ | SC | AF0064P | WHT | 20 | 19.B4 | AF0065:V+ | TURBINE PANEL B | 19.B5
AF0065:COM | SC | AF0065N | WHT | 20 | 19.B5 | AF0066:COM | TURBINE PANEL B | 19.D5
AF0065:SH | SC | AF0065G | GRN | 14 | 19.B5 | AF0066:SH | TURBINE PANEL B | 19.D5
AF0065:V+ | SC | AF0065P | WHT | 20 | 19.B5 | AF0066:V+ | TURBINE PANEL B | 19.D5
AF0066:COM | SC | AF0066N | WHT | 20 | 19.D5 | AF0068:COM | TURBINE PANEL B | 19.D6
AF0066:SH | SC | AF0066G | GRN | 14 | 19.D5 | AF0068:SH | TURBINE PANEL B | 19.D6
AF0066:V+ | SC | AF0066P | WHT | 20 | 19.D5 | AF0068:V+ | TURBINE PANEL B | 19.D6
AF0067:12 | SC | KA0134A1 | WHT | 20 | 65.D7 | KA0134:A1 | TURBINE PANEL B | 22.C6
AF0067:COM | SC | 0V | WHT | 16 | 19.D6 | XT0060:2 | TURBINE PANEL B | 19.C1
AF0067:V+ | SC | FU0063 | WHT | 14 | 19.D6 | FU0063:LD | TURBINE PANEL B | 19.D1
AF0068:SH | SC | IEG02304 | GRN | 14 | 19.D6 | IEG0230:4 | TURBINE PANEL B | 19.D7
AF0071:COM | SC | AF0071N | WHT | 20 | 19.B2 | AF0072:COM | TURBINE PANEL B | 19.A3
AF0071:COM | SC | AU0070N | WHT | 20 | 19.B2 | AU0070:COM | TURBINE PANEL B | 19.A2
AF0071:P | SC | * |  |  | 19.B2 | AU0070:J | TURBINE PANEL B | 19.A2
AF0071:SH | SC | AF0071G | GRN | 14 | 19.B2 | AF0072:SH | TURBINE PANEL B | 19.A3
AF0071:SH | SC | AU0070G | GRN | 14 | 19.B2 | AU0070:GND | TURBINE PANEL B | 19.A2
AF0071:V+ | SC | AF0071P | WHT | 20 | 19.B2 | AF0072:V+ | TURBINE PANEL B | 19.A3
AF0071:V+ | SC | AU0070P | WHT | 20 | 19.B2 | AU0070:V+ | TURBINE PANEL B | 19.A2
AF0072:COM | SC | AF0072N | WHT | 20 | 19.A3 | AF0073:COM | TURBINE PANEL B | 19.B3
AF0072:SH | SC | AF0072G | GRN | 14 | 19.A3 | AF0073:SH | TURBINE PANEL B | 19.B3
AF0072:V+ | SC | AF0072P | WHT | 20 | 19.A3 | AF0073:V+ | TURBINE PANEL B | 19.B3
AF0073:COM | SC | AF0073N | WHT | 20 | 19.B3 | AF0074:COM | TURBINE PANEL B | 19.B4
AF0073:SH | SC | AF0073G | GRN | 14 | 19.B3 | AF0074:SH | TURBINE PANEL B | 19.B4
AF0073:V+ | SC | AF0073P | WHT | 20 | 19.B3 | AF0074:V+ | TURBINE PANEL B | 19.B4
AF0074:COM | SC | AF0074N | WHT | 20 | 19.B4 | AF0075:COM | TURBINE PANEL B | 19.A5
AF0074:SH | SC | AF0074G | GRN | 14 | 19.B4 | AF0075:SH | TURBINE PANEL B | 19.A5
AF0074:V+ | SC | AF0074P | WHT | 20 | 19.B4 | AF0075:V+ | TURBINE PANEL B | 19.A5
AF0075:COM | SC | AF0075N | WHT | 20 | 19.A5 | AF0077:COM | TURBINE PANEL B | 19.B6
AF0075:SH | SC | AF0075G | GRN | 14 | 19.A5 | AF0077:SH | TURBINE PANEL B | 19.B6
AF0075:V+ | SC | AF0075P | WHT | 20 | 19.A5 | AF0077:V+ | TURBINE PANEL B | 19.B6
AF0076:00 | SC | 007600 | WHT | 20 | 47.B7 | KA0237:14 | TURBINE PANEL B | 47.B5
AF0076:01 | SC | KA023724 | WHT | 20 | 49.B7 | KA0237:24 | TURBINE PANEL B | 49.B5
AF0076:02 | SC | 007602 | WHT | 16 | 51.A7 | KA0221:A1 | TURBINE PANEL B | 51.A6
AF0076:04 | SC | 007604 | WHT | 16 | 51.B7 | KA0222:A1 | TURBINE PANEL B | 51.B6
AF0076:08 | SC | 007608 | WHT | 20 | 31.A7 | KA1020:A1 | TURBINE PANEL B | 31.A5
AF0076:10 | SC | KT014615 | WHT | 20 | 23.C7 | KT0146:15 | TURBINE PANEL B | 23.C6
AF0076:11 | SC | UA1200J14 | WHT | 20 | 24.C7 | UA1200:J1-4 | TURBINE PANEL B | 24.B3
AF0076:12 | SC | 007612 | WHT | 20 | 24.C7 | XT0237:1 B2 | TURBINE PANEL B | 24.C5
AF0076:13 | SC | KT0146B1 | WHT | 20 | 22.B2 | KT0146:B1 | TURBINE PANEL B | 22.B2
AF0076:18 | SC | 007618 | WHT | 20 | 51.A7 | KA0221:A2 | TURBINE PANEL B | 51.A6
AF0076:20 | SC | 007620 | WHT | 20 | 51.B7 | KA0222:A2 | TURBINE PANEL B | 51.B6
AF0076:24 | SC | 007624 | WHT | 20 | 31.A7 | KA1020:A2 | TURBINE PANEL B | 31.A5
AF0076:26 | SC | KA0231A2 | WHT | 20 | 23.C7 | KA0231:A2 | TURBINE PANEL B | 23.C6
AF0076:29 | SC | KT0146A2 | WHT | 20 | 22.B2 | KT0146:A2 | TURBINE PANEL B | 22.B2
AF0076:COM | SC | 0V | WHT | 16 | 19.A5 | XT0070:2 | TURBINE PANEL B | 19.B1
AF0076:V+ | SC | FU0071 | WHT | 14 | 19.A5 | FU0071:LD | TURBINE PANEL B | 19.B1
AF0077:SH | SC | IEG02305 | GRN | 14 | 19.B6 | IEG0230:5 | TURBINE PANEL B | 19.B7
XT0240:2 | SC | JP0 | VIO | 20 | 23.A3 | XT0240:1 | TURBINE PANEL B | 23.A3
AT0680:NEG | SC | 0V | WHT | 16 | 15.C3 | XT0680:2 | TURBINE PANEL B | 15.D3
AT0680:POS | SC | AT0680POS | WHT | 14 | 15.C3 | XT0680:1 | TURBINE PANEL B | 15.D3
AU0060:COM | SC | 0V | WHT | 16 | 19.B2 | XT0060:1 | TURBINE PANEL B | 19.C1
AU0060:V+ | SC | FU0060 | WHT | 14 | 19.B2 | FU0060:LD | TURBINE PANEL B | 19.C1
AU0070:COM | SC | 0V | WHT | 16 | 19.A2 | XT0070:1 | TURBINE PANEL B | 19.B1
AU0070:V+ | SC | FU0070 | WHT | 14 | 19.A2 | FU0070:LD | TURBINE PANEL B | 19.B1
FU0060:LI | SC | FU0210 | WHT | 14 | 19.C1 | FU0061:LI | TURBINE PANEL B | 19.C1
FU0061:LI | SC | FU0210 | WHT | 14 | 19.C1 | FU0062:LI | TURBINE PANEL B | 19.C1
FU0062:LI | SC | FU0210 | WHT | 14 | 19.C1 | FU0063:LI | TURBINE PANEL B | 19.D1
FU0070:LI | SC | FU0210 | WHT | 14 | 19.B1 | FU0071:LI | TURBINE PANEL B | 19.B1
FU0680:LD | SC | AT0680POS | WHT | 14 | 15.D2 | XT0680:1 | TURBINE PANEL B | 15.D3
GR0231: | SC | IEG02308 | GRN | 14 | 13.A4 | IEG0230:8 | TURBINE PANEL B | 13.A4
GR0232: | SC | GR0232 | GRN/YEL | 14 | 13.A4 | FRAME | TURBINE PANEL B | 13.A4
GR0233: | SC | IEG023012 | GRN | 14 | 13.A4 | IEG0230:12 | TURBINE PANEL B | 13.A4
GR0234: | SC | GR0234 | GRN/YEL | 14 | 13.A4 | FG1128:1 | TURBINE PANEL B | 13.A4
IEG0230:10 | SC | IEG023010 | GRN | 16 | 24.D6 | UA1200:J3-4 | TURBINE PANEL B | 24.B3
KA0130:A1 | SC | 008135 | WHT | 20 | 24.C5 | KA0130:11 | TURBINE PANEL B | 24.D6
KA0130:A2 | SC | UA1200J26 | WHT | 20 | 24.C5 | UA1200:J2-6 | TURBINE PANEL B | 24.B3
KA0131:12 | SC | KA013112 | WHT | 20 | 22.D4 | KA0137:24 | TURBINE PANEL B | 22.D3
KA0131:A1 | SC | KA0231A1 | WHT | 20 | 22.B6 | KA0132:A1 | TURBINE PANEL B | 22.B6
KA0131:A1 | SC | KA0231A1 | WHT | 20 | 22.B6 | XT0136:10 | TURBINE PANEL B | 22.B5
KA0131:A2 | SC | 0V | WHT | 20 | 22.B6 | KA0132:A2 | TURBINE PANEL B | 22.B6
KA0131:A2 | SC | 0V | WHT | 20 | 22.B6 | KT0145:A2 | TURBINE PANEL B | 22.B6
KA0132:11 | SC | FU0139 | WHT | 20 | 22.A3 | KA0133:11 | TURBINE PANEL B | 22.A3
KA0132:11 | SC | FU0139 | WHT | 20 | 22.A3 | KT0145:15 | TURBINE PANEL B | 22.D2
KA0132:12 | SC | KT0141A1 | WHT | 20 | 22.A3 | KT0142:A1 | TURBINE PANEL B | 22.A6
KA0132:12 | SC | KT0141A1 | WHT | 20 | 22.A3 | KA0133:12 | TURBINE PANEL B | 22.A3
KA0132:21 | SC | KA0138A1 | WHT | 20 | 22.D4 | KA0138:A1 | TURBINE PANEL B | 22.D6
KA0132:22 | SC | KA013222 | WHT | 20 | 22.D4 | KA0137:14 | TURBINE PANEL B | 22.D3
KA0132:22 | SC | KA013222 | WHT | 20 | 22.D4 | KT0141:18 | TURBINE PANEL B | 22.D2
KA0132:24 | SC | KA013224 | WHT | 20 | 22.D4 | KA0134:14 | TURBINE PANEL B | 22.D3
KA0132:A1 | SC | KA0231A1 | WHT | 20 | 22.B6 | KA0141:A1 | TURBINE PANEL B | 22.C6
KA0132:A2 | SC | 0V | WHT | 20 | 22.B6 | KA0141:A2 | TURBINE PANEL B | 22.C6
KA0133:11 | SC | FU0139 | WHT | 20 | 22.A3 | KA0134:11 | TURBINE PANEL B | 22.D3
KA0133:A2 | SC | 0V | WHT | 20 | 22.C6 | KA0134:A2 | TURBINE PANEL B | 22.C6
KA0133:A2 | SC | 0V | WHT | 20 | 22.C6 | KA0141:A2 | TURBINE PANEL B | 22.C6
KA0134:11 | SC | FU0139 | WHT | 20 | 22.D3 | KA0136:11 | TURBINE PANEL B | 22.B4
KA0134:A2 | SC | 0V | WHT | 20 | 22.C6 | KA0144:A2 | TURBINE PANEL B | 22.C6
KA0136:11 | SC | FU0139 | WHT | 20 | 22.B4 | KA0137:21 | TURBINE PANEL B | 22.D3
KA0136:14 | SC | KA013821 | WHT | 20 | 22.B4 | KA0138:21 | TURBINE PANEL B | 22.B5
KA0136:A1 | SC | PS32002 | WHT | 20 | 22.D6 | XT0136:5 | TURBINE PANEL B | 62.D5
KA0136:A2 | SC | 0V | WHT | 20 | 22.D6 | KA0137:A2 | TURBINE PANEL B | 22.D6
KA0137:11 | SC | FU0139 | WHT | 20 | 22.D3 | KA0137:21 | TURBINE PANEL B | 22.D3
KA0137:A1 | SC | KA0137A1 | WHT | 20 | 22.D6 | KT0142:18 | TURBINE PANEL B | 22.D2
KA0137:A2 | SC | 0V | WHT | 20 | 22.D6 | KA0138:A2 | TURBINE PANEL B | 22.D6
KA0138:11 | SC | KM3170EP | WHT | 20 | 65.C5 | XT0136:13 | TURBINE PANEL B | 65.C5
KA0138:14 | SC | FU0139 | WHT | 20 | 65.C5 | XT0136:11 | TURBINE PANEL B | 65.C6
KA0138:24 | SC | KT0144B1 | WHT | 20 | 22.B5 | KT0144:B1 | TURBINE PANEL B | 22.B6
KA0141:21 | SC | KT0146A1 | WHT | 20 | 22.B2 | KT0146:A1 | TURBINE PANEL B | 22.B2
KA0141:21 | SC | KT0146A1 | WHT | 20 | 22.B2 | KA0241:21 | TURBINE PANEL B | 22.B2
KA0141:24 | SC | FU0139 | WHT | 20 | 22.B2 | KA0241:24 | TURBINE PANEL B | 22.B2
KA0141:24 | SC | FU0139 | WHT | 20 | 22.B2 | XT0136:2 | TURBINE PANEL B | 22.A2
KA0221:11 | SC | KA023524 | WHT | 20 | 51.A6 | KA0235:24 | TURBINE PANEL B | 51.A5
KA0222:11 | SC | 022211 | WHT | 20 | 51.B6 | KA0236:24 | TURBINE PANEL B | 51.B5
KA0231:11 | SC | KA0231A1 | WHT | 20 | 23.C6 | KA0231:A1 | TURBINE PANEL B | 23.C6
KA0231:11 | SC | KA0231A1 | WHT | 20 | 23.C6 | KA0242:11 | TURBINE PANEL B | 23.C6
KA0231:14 | SC | KA024214 | WHT | 20 | 23.C6 | KA0242:14 | TURBINE PANEL B | 23.C6
KA0231:14 | SC | KA024214 | WHT | 20 | 23.C6 | KT0146:18 | TURBINE PANEL B | 23.C6
KA0231:21 | SC | KA023121 | WHT | 20 | 23.A4 | KA0245:14 | TURBINE PANEL B | 23.A4
KA0231:A1 | SC | KA0231A1 | WHT | 20 | 23.C6 | KA0232:A1 | TURBINE PANEL B | 23.D6
KA0231:A2 | SC | KA0231A2 | WHT | 20 | 23.C6 | KA0232:A2 | TURBINE PANEL B | 23.D6
KA0232:A1 | SC | KA0231A1 | WHT | 20 | 23.D6 | KA0233:A1 | TURBINE PANEL B | 23.D6
KA0232:A2 | SC | KA0231A2 | WHT | 20 | 23.D6 | KA0233:A2 | TURBINE PANEL B | 23.D6
KA0233:A1 | SC | KA0231A1 | WHT | 20 | 23.D6 | KA0234:A1 | TURBINE PANEL B | 23.D6
KA0233:A2 | SC | KA0231A2 | WHT | 20 | 23.D6 | KA0234:A2 | TURBINE PANEL B | 23.D6
KA0235:11 | SC | UA1200J21 | WHT | 20 | 23.A5 | XT0060:3 | TURBINE PANEL B | 24.D5
KA0235:11 | SC | UA1200J21 | WHT | 20 | 23.A5 | KA0241:11 | TURBINE PANEL B | 23.A5
KA0235:14 | SC | KA024114 | WHT | 20 | 23.A5 | KA0241:14 | TURBINE PANEL B | 23.A5
KA0235:A1 | SC | ESTOP | WHT | 20 | 23.A2 | XT0240:7 | TURBINE PANEL B | 23.A3
KA0235:A1 | SC | ESTOP | WHT | 20 | 23.A2 | KA0236:A1 | TURBINE PANEL B | 23.B2
KA0236:11 | SC | FU0139 | WHT | 20 | 23.D4 | KA0244:11 | TURBINE PANEL B | 23.D4
KA0236:11 | SC | FU0139 | WHT | 20 | 23.D4 | XT0240:14 | TURBINE PANEL B | 23.C4
KA0236:12 | SC | KA023612 | WHT | 20 | 23.D4 | XT0240:15 | TURBINE PANEL B | 23.D4
KA0236:A1 | SC | ESTOP | WHT | 20 | 23.B2 | KA0237:A1 | TURBINE PANEL B | 23.B2
KA0236:A2 | SC | 0V | WHT | 20 | 23.B2 | KA0235:A2 | TURBINE PANEL B | 23.A2
KA0236:A2 | SC | 0V | WHT | 20 | 23.B2 | KA0237:A2 | TURBINE PANEL B | 23.B2
KA0237:A1 | SC | ESTOP | WHT | 20 | 23.B2 | KA0238:A1 | TURBINE PANEL B | 23.B2
KA0237:A2 | SC | 0V | WHT | 20 | 23.B2 | KA0238:A2 | TURBINE PANEL B | 23.B2
KA0238:A1 | SC | ESTOP | WHT | 20 | 23.B2 | KA0239:A1 | TURBINE PANEL B | 23.B2
KA0238:A2 | SC | 0V | WHT | 20 | 23.B2 | KA0239:A2 | TURBINE PANEL B | 23.B2
KA0239:A1 | SC | ESTOP | WHT | 20 | 23.B2 | KA0240:A1 | TURBINE PANEL B | 23.B2
KA0239:A2 | SC | 0V | WHT | 20 | 23.B2 | KA0240:A2 | TURBINE PANEL B | 23.B2
KA0240:11 | SC | PS32004 | WHT | 20 | 62.D6 | XT0136:6 | TURBINE PANEL B | 62.D5
KA0240:14 | SC | UF1300 | WHT | 20 | 62.D6 | XT0136:7 | TURBINE PANEL B | 62.D6
KA0240:A1 | SC | ESTOP | WHT | 20 | 23.B2 | KA0248:A1 | TURBINE PANEL B | 23.C2
KA0240:A2 | SC | 0V | WHT | 20 | 23.B2 | KA0248:A2 | TURBINE PANEL B | 23.C2
KA0241:14 | SC | KA024114 | WHT | 20 | 23.A5 | KA0231:24 | TURBINE PANEL B | 23.A4
KA0241:A1 | SC | KA0241A1 | WHT | 20 | 23.C2 | KA0242:A1 | TURBINE PANEL B | 23.C2
KA0241:A1 | SC | KA0241A1 | WHT | 20 | 23.C2 | XT0240:8 | TURBINE PANEL B | 23.C3
KA0241:A2 | SC | 0V | WHT | 20 | 23.C2 | KA0242:A2 | TURBINE PANEL B | 23.C2
KA0241:A2 | SC | 0V | WHT | 20 | 23.C2 | KA0250:A2 | TURBINE PANEL B | 23.C2
KA0242:11 | SC | KA0231A1 | WHT | 20 | 23.C6 | XT0136:10 | TURBINE PANEL B | 22.B5
KA0242:21 | SC | 024221 | WHT | 20 | 24.C6 | XT0237:1 T2 | TURBINE PANEL B | 24.C5
KA0242:24 | SC | KA024822 | WHT | 20 | 24.C6 | KA0248:22 | TURBINE PANEL B | 24.C6
KA0242:A2 | SC | 0V | WHT | 20 | 23.C2 | KA0243:A2 | TURBINE PANEL B | 23.C2
KA0243:21 | SC | ESTOPC | WHT | 20 | 23.A3 | XT0240:1 | TURBINE PANEL B | 23.A3
KA0243:24 | SC | KA024511 | WHT | 20 | 23.A3 | KA0245:11 | TURBINE PANEL B | 23.A4
KA0243:A1 | SC | KA0243A1 | WHT | 20 | 23.C2 | KA0244:A1 | TURBINE PANEL B | 23.D2
KA0243:A1 | SC | KA0243A1 | WHT | 20 | 23.C2 | XT0240:9 | TURBINE PANEL B | 23.C3
KA0243:A2 | SC | 0V | WHT | 20 | 23.C2 | KA0244:A2 | TURBINE PANEL B | 23.D2
KA0244:12 | SC | KA024412 | WHT | 20 | 23.D4 | KT0145:A1 | TURBINE PANEL B | 22.B6
KA0244:A1 | SC | KA0243A1 | WHT | 20 | 23.D2 | KA0246:A1 | TURBINE PANEL B | 23.D2
KA0244:A2 | SC | 0V | WHT | 20 | 23.D2 | KA0246:A2 | TURBINE PANEL B | 23.D2
KA0245:A1 | SC | KA0245A1 | WHT | 20 | 23.D2 | KA0249:A1 | TURBINE PANEL B | 23.D2
KA0245:A1 | SC | KA0245A1 | WHT | 20 | 23.D2 | XT0240:10 | TURBINE PANEL B | 23.D3
KA0245:A2 | SC | 0V | WHT | 20 | 23.D2 | KA0249:A2 | TURBINE PANEL B | 23.D2
KA0245:A2 | SC | 0V | WHT | 20 | 23.D2 | KA0247:A2 | TURBINE PANEL B | 23.D2
KA0246:A1 | SC | KA0243A1 | WHT | 20 | 23.D2 | KA0247:A1 | TURBINE PANEL B | 23.D2
KA0246:A2 | SC | 0V | WHT | 20 | 23.D2 | KA0247:A2 | TURBINE PANEL B | 23.D2
KA0248:A1 | SC | ESTOP | WHT | 20 | 23.C2 | KA0250:A1 | TURBINE PANEL B | 23.C2
KA0248:A2 | SC | 0V | WHT | 20 | 23.C2 | KA0250:A2 | TURBINE PANEL B | 23.C2
KA0249:A2 | SC | 0V | WHT | 20 | 23.D2 | XT0240:12 | TURBINE PANEL B | 23.D3
KT0140:15 | SC | FU0139 | WHT | 20 | 22.D1 | KT0142:15 | TURBINE PANEL B | 22.D2
KT0140:15 | SC | FU0139 | WHT | 20 | 22.A2 | XT0136:2 | TURBINE PANEL B | 22.A2
KT0140:16 | SC | KT014115 | WHT | 20 | 22.D1 | KT0141:15 | TURBINE PANEL B | 22.D2
KT0140:18 | SC | KT0143A1 | WHT | 20 | 22.A2 | KT0143:A1 | TURBINE PANEL B | 22.A6
KT0140:A1 | SC | KT0140A1 | WHT | 20 | 22.A6 | KT0143:16 | TURBINE PANEL B | 22.A5
KT0140:A2 | SC | 0V | WHT | 20 | 22.A6 | KT0141:A2 | TURBINE PANEL B | 22.A6
KT0140:A2 | SC | 0V | WHT | 20 | 22.A6 | XT0136:3 | TURBINE PANEL B | 22.A2
KT0141:18 | SC | KA013222 | WHT | 20 | 22.D2 | KT0144:18 | TURBINE PANEL B | 22.D2
KT0141:A1 | SC | KT0141A1 | WHT | 20 | 22.A6 | KT0143:15 | TURBINE PANEL B | 22.A5
KT0141:A1 | SC | KT0141A1 | WHT | 20 | 22.A6 | KT0142:A1 | TURBINE PANEL B | 22.A6
KT0141:A2 | SC | 0V | WHT | 20 | 22.A6 | KT0142:A2 | TURBINE PANEL B | 22.A6
KT0142:15 | SC | FU0139 | WHT | 20 | 22.D2 | KT0144:A1 | TURBINE PANEL B | 22.B6
KT0142:18 | SC | KA0137A1 | WHT | 20 | 22.D2 | KT0145:18 | TURBINE PANEL B | 22.D2
KT0142:A2 | SC | 0V | WHT | 20 | 22.A6 | KT0143:A2 | TURBINE PANEL B | 22.A6
KT0143:A2 | SC | 0V | WHT | 20 | 22.A6 | KT0144:A2 | TURBINE PANEL B | 22.B6
KT0144:15 | SC | FU0139 | WHT | 20 | 22.D2 | KT0145:15 | TURBINE PANEL B | 22.D2
KT0144:15 | SC | FU0139 | WHT | 20 | 22.D2 | KT0144:A1 | TURBINE PANEL B | 22.B6
KT0144:A2 | SC | 0V | WHT | 20 | 22.B6 | KT0145:A2 | TURBINE PANEL B | 22.B6
UA1200:J1-5 | SC | UA1200J15 | WHT | 20 | 24.B3 | XT0237:1 B1 | TURBINE PANEL B | 24.C5
UA1200:J1-8 | SC | UA1200J | WHT | 20 | 56.B6 | UA1200:J3-5 | TURBINE PANEL B | 56.B6
UA1200:J2-1 | SC | UA1200J21 | WHT | 20 | 24.B3 | XT0060:3 | TURBINE PANEL B | 24.D5
XT0136:1 | SC | FU0139 | WHT | 20 | 22.A2 | XT0136:11 | TURBINE PANEL B | 65.C6
XT0136:1 | SC | FU0139 | WHT | 20 | 22.A2 | XT0240:14 | TURBINE PANEL B | 23.C4
XT0136:12 | SC | 0V | WHT | 16 | 65.C6 | XT0136:3 | TURBINE PANEL B | 22.A2
XT0136:3 | SC | 0V | WHT | 16 | 22.A2 | XT0240:12 | TURBINE PANEL B | 23.D3
XT0136:4 | SC | FU0139 | WHT | 20 | 62.D5 | XT0136:1 | TURBINE PANEL B | 22.A2
XT0240:11 | SC | 0V | WHT | 16 | 23.D3 | XT0236:3 | TURBINE PANEL B | 29.C5
XT0240:13 | SC | FU0139 | WHT | 20 | 23.C4 | XT0236:1 | TURBINE PANEL B | 29.B5
XT0240:15 | SC | KA023612 | WHT | 20 | 23.D4 | XT0237:2 B2 | TURBINE PANEL B | 29.C5
XT0240:8 | SC | KA0241A1 | WHT | 20 | 23.C3 | XT0236:2 | TURBINE PANEL B | 29.B5
AU0060:L1 | WC0007 | AU0070L2 | ENET | CABLE | 2.A6 | AU0070:L2 | TURBINE PANEL B | 2.A5
AF0065:J | WC0060 | AF0065J | CABLE | CABLE | 19.B5 | AF0066:P | TURBINE PANEL B | 19.D5
AF0065:12 | WC4524 | UA1200J13 | RED | 20 | 24.B7 | UA1200:J1-3 | TURBINE PANEL B | 24.B3
AF0065:28 | WC4524 | UA1200J11 | BLK | 20 | 24.B7 | UA1200:J1-1 | TURBINE PANEL B | 24.B3
AF0065:60 | WC4524 | UA1200S | SH | 20 | 24.B7 | FLOATING | TURBINE PANEL B | 24.B3
XT0240:2 | SC | ESTOPB | WHT | 16 | 23.A3 | XT0121:4 | HP COMPRESSOR^ PANEL JB73 | 77.D5
XT0240:3 | SC | ESTOPA | WHT | 16 | 23.A3 | XT0121:3 | HP COMPRESSOR^ PANEL JB73 | 77.D5
AU0060:L2 | WC0006 | AU0060L2 | ENET | CABLE | 2.A6 | AF0410:L1 | HPC PROXIMITORS | 2.A2
AT0680:LAN3 | WCAT0680LAN3 | AT0680LAN3 | ENET | CABLE | 15.A2 | BA8018:RJ45 | MEDIA CONVERTER JB1126 | 11.A3
XT0236:1 | SC | FU0139 | WHT | 20 | 29.B5 | SH0472:13 | TURBINE BOX^DOOR^JB70 | 29.B1
XT0236:2 | SC | KA0241A1 | WHT | 20 | 29.B5 | SH0472:14 | TURBINE BOX^DOOR^JB70 | 29.B1
XT0236:3 | SC | 0V | WHT | 16 | 29.C5 | SH0472:X1 | TURBINE BOX^DOOR^JB70 | 29.C1
XT0236:4 | SC | SH047211 | WHT | 20 | 29.C5 | SH0472:11 | TURBINE BOX^DOOR^JB70 | 29.C1
XT0236:5 | SC | SH047212 | WHT | 20 | 29.C5 | SH0472:12 | TURBINE BOX^DOOR^JB70 | 29.C1
XT0237:2 B1 | SC | SH0472X2 | WHT | 20 | 29.C5 | SH0472:X2 | TURBINE BOX^DOOR^JB70 | 29.C1
BA9006:3-RX | SC | BA9006RX3 |  |  | 7.A2 | BA8008:RX | TURBINE BOX^RIGHT RAIL^JB70 | 7.C3
BA9006:3-TX | SC | BA9006TX3 |  |  | 7.A2 | BA8008:TX | TURBINE BOX^RIGHT RAIL^JB70 | 7.C3
IEG0230:14 | SC | IEG023014 | GRN | 14 | 13.A4 | GR1100: | TURBINE BOX^RIGHT RAIL^JB70 | 13.A5
AT0680:LAN2 | WCAT0680LAN2 | AT0680LAN2 | ENET | CABLE | 15.A2 | BA8012:RJ45 | TURBINE BOX^RIGHT RAIL^JB70 | 9.A3
AT0680:LAN4 | WCAT0680LAN4 | AT0680LAN4 | ENET | CABLE | 9.B4 | BA8013:RJ45 | TURBINE BOX^RIGHT RAIL^JB70 | 9.B3
BA9008:1-TX | WOPTIC13 | BA9008TX1 | BLU-A | FIBER OPTIC | 9.A2 | BA8012:TX | TURBINE BOX^RIGHT RAIL^JB70 | 9.A3
BA9008:1-RX | WOPTIC13 | BA9008RX1 | BLU-B | FIBER OPTIC | 9.A2 | BA8012:RX | TURBINE BOX^RIGHT RAIL^JB70 | 9.A3
BA9008:2-TX | WOPTIC14 | BA9008TX2 | BLU-A | FIBER OPTIC | 9.A2 | BA8013:TX | TURBINE BOX^RIGHT RAIL^JB70 | 9.B3
BA9008:2-RX | WOPTIC14 | BA9008RX2 | BLU-B | FIBER OPTIC | 9.A2 | BA8013:RX | TURBINE BOX^RIGHT RAIL^JB70 | 9.B3
BA9005:1-TX | WOPTIC6 | BA9004TX1 | BLU-A | FIBER OPTIC | 6.A2 | BA8005:RX | TURBINE BOX^RIGHT RAIL^JB70 | 6.A3
BA9005:1-RX | WOPTIC6 | BA9004RX1 | BLU-B | FIBER OPTIC | 6.A2 | BA8005:TX | TURBINE BOX^RIGHT RAIL^JB70 | 6.A3
BA9006:1-TX | WOPTIC7 | BA9006TX1 | BLU-A | FIBER OPTIC | 7.A2 | BA8006:TX | TURBINE BOX^RIGHT RAIL^JB70 | 7.A3
BA9006:1-RX | WOPTIC7 | BA9006RX1 | BLU-B | FIBER OPTIC | 7.A2 | BA8006:RX | TURBINE BOX^RIGHT RAIL^JB70 | 7.A3
BA9006:2-TX | WOPTIC8 | BA9006TX2 | BLU-A | FIBER OPTIC | 7.A2 | BA8007:TX | TURBINE BOX^RIGHT RAIL^JB70 | 7.B3
BA9006:2-RX | WOPTIC8 | BA9006RX2 | BLU-B | FIBER OPTIC | 7.A2 | BA8007:RX | TURBINE BOX^RIGHT RAIL^JB70 | 7.B3
FU0060:LI | SC | FU0210 | WHT | 14 | 19.C1 | XT0233:1 | TURBINE PANEL A | 21.C4
FU0070:LI | SC | FU0210 | WHT | 14 | 19.B1 | XT0233:2 | TURBINE PANEL A | 21.C4
FU0680:LI | SC | FU0210 | WHT | 14 | 15.D2 | XT0233:3 | TURBINE PANEL A | 21.C4
IEG0230:1 | SC | IEG02301 | GRN | 12 | 17.B4 | AR0600:IE2 | TURBINE PANEL A | 17.A1
IEG0230:11 | SC | IEG023011 | GRN | 14 | 18.B6 | AF0096:SH | TURBINE PANEL A | 18.B5
IEG0230:2 | SC | IEG02302 | GRN | 14 | 18.D6 | AF0088:SH | TURBINE PANEL A | 18.D6
IEG0230:3 | SC | IEG02303 | GRN | 14 | 13.A3 | GR0133: | TURBINE PANEL A | 13.A3
IEG0230:6 | SC | IEG02306 | GRN | 14 | 13.A3 | GR0134: | TURBINE PANEL A | 13.A3
KA0130:14 | SC | 008103 | WHT | 20 | 24.D6 | AF0081:03 | TURBINE PANEL A | 24.C7
KA0130:A1 | SC | 008135 | WHT | 20 | 24.C5 | AF0081:35 | TURBINE PANEL A | 24.C7
KA0131:11 | SC | KA0135A1 | WHT | 20 | 22.D4 | KA0135:A1 | TURBINE PANEL A | 22.D6
KA0131:14 | SC | KA013114 | WHT | 20 | 22.D4 | AF0092:06 | TURBINE PANEL A | 63.A7
KA0133:A1 | SC | KA0133A1 | WHT | 20 | 22.C6 | AF0092:02 | TURBINE PANEL A | 63.B7
KA0134:A1 | SC | KA0134A1 | WHT | 20 | 22.C6 | AF0091:12 | TURBINE PANEL A | 65.C7
KA0136:21 | SC | KA013621 | WHT | 20 | 22.B3 | AF0087:43 | TURBINE PANEL A | 22.B4
KA0136:24 | SC | KA013624 | WHT | 20 | 22.B3 | AF0087:11 | TURBINE PANEL A | 22.B4
KA0136:A2 | SC | 0V | WHT | 20 | 22.D6 | KA0135:A2 | TURBINE PANEL A | 22.D6
KA0137:24 | SC | KA013112 | WHT | 20 | 22.D3 | AF0087:09 | TURBINE PANEL A | 22.C4
KA0141:11 | SC | KA014111 | WHT | 20 | 22.C2 | AF0091:39 | TURBINE PANEL A | 22.C2
KA0141:14 | SC | KA014114 | WHT | 20 | 22.C2 | AF0091:07 | TURBINE PANEL A | 22.C2
KA0144:A1 | SC | KA0135A1 | WHT | 20 | 22.C6 | KA0135:A1 | TURBINE PANEL A | 22.D6
KA0144:A2 | SC | 0V | WHT | 20 | 22.C6 | KA0135:A2 | TURBINE PANEL A | 22.D6
KA0221:14 | SC | 009502 | WHT | 20 | 51.A6 | AF0095:02 | TURBINE PANEL A | 51.A7
KA0234:A1 | SC | KA0231A1 | WHT | 20 | 23.D6 | XT0139:4 | TURBINE PANEL A | 23.D6
KA0239:21 | SC | KA023921 | WHT | 20 | 23.B6 | AF0081:41 | TURBINE PANEL A | 23.A7
KA0239:24 | SC | KA023924 | WHT | 20 | 23.B6 | AF0081:09 | TURBINE PANEL A | 23.A7
KA0241:11 | SC | UA1200J21 | WHT | 20 | 23.A5 | AF0081:00 | TURBINE PANEL A | 23.A7
KA0242:14 | SC | KA024214 | WHT | 20 | 23.C6 | AF0081:08 | TURBINE PANEL A | 23.C7
KA0243:11 | SC | KA024311 | WHT | 20 | 23.B6 | AF0081:33 | TURBINE PANEL A | 23.B7
KA0243:14 | SC | KA024314 | WHT | 20 | 23.B6 | AF0081:01 | TURBINE PANEL A | 23.B7
KA0245:21 | SC | KA024521 | WHT | 20 | 23.B6 | AF0081:34 | TURBINE PANEL A | 23.B7
KA0245:24 | SC | KA024524 | WHT | 20 | 23.B6 | AF0081:02 | TURBINE PANEL A | 23.B7
KA0248:21 | SC | FU0212 | WHT | 14 | 24.C6 | FU0212:LD | TURBINE PANEL A | 21.C5
KA1020:14 | SC | FU0211 | WHT | 14 | 37.A5 | FU0211:LD | TURBINE PANEL A | 21.B4
KA1020:24 | SC | 0V | WHT | 16 | 37.A5 | XT0135:1 | TURBINE PANEL A | 21.B4
UA1200:J1-10 | SC | FU0212 | WHT | 20 | 24.B3 | XT0233:4 | TURBINE PANEL A | 24.D5
UA1200:J1-9 | SC | 0V | WHT | 20 | 24.B3 | XT0235:4 | TURBINE PANEL A | 24.D5
UA1200:J2-2 | SC | FU0212 | WHT | 20 | 24.B3 | XT0233:4 | TURBINE PANEL A | 24.D5
UA1200:J2-7 | SC | UA1200J27 | WHT | 20 | 24.B3 | AF0081:19 | TURBINE PANEL A | 24.C7
XT0060:1 | SC | 0V | WHT | 16 | 19.C1 | XT0235:1 | TURBINE PANEL A | 21.D4
XT0070:1 | SC | 0V | WHT | 16 | 19.B1 | XT0235:1 | TURBINE PANEL A | 21.D4
XT0136:1 | SC | FU0139 | WHT | 14 | 22.A2 | FU0139:LD | TURBINE PANEL A | 21.A5
XT0136:3 | SC | 0V | WHT | 16 | 22.A2 | XT0135:1 | TURBINE PANEL A | 21.B4
XT0237:2 T2 | SC | XT02372 | WHT | 20 | 29.C5 | AF0092:13 | TURBINE PANEL A | 29.C7
XT0240:3 | SC | ESTOPA | WHT | 16 | 23.A3 | XT0137:1 | TURBINE PANEL A | 30.B5
XT0240:7 | SC | ESTOP | WHT | 20 | 23.A3 | XT0137:2 | TURBINE PANEL A | 30.B5
XT0680:2 | SC | 0V | WHT | 16 | 15.D3 | XT0235:3 | TURBINE PANEL A | 21.D4
AU0070:L1 | WC0008 | AU0080L2 | ENET | CABLE | 2.A5 | AU0080:L2 | TURBINE PANEL A | 2.A4
AT0680:LAN1 | WC0680 | AP0606L1 | ENET | CABLE | 15.A2 | AP0606:L1 | TURBINE PANEL A | 15.A1
SolarTools ver. 24.0.84.24712 (Jul 31, 2025)
Report date: 4/23/2026 10:44 AM

## Panel Errors
Panel Errors
Project # | J1930
Project Name | TEXAS EASTERN TRANSMISSION LP LEBANON CSR
Revision | 0.3
Controls DE | C.IGARTUA
Phone:
Controls ME | A. PUENTES
Phone:
From | [6 empty] | To
Device ID | Location | Cable (W) Conductor (SC) Jumper Clip (JC) | Wire ID | Wire No. | Gauge/Size | Page/Zone | Device ID | Location | Page/Zone
SolarTools ver. 24.0.84.24712 (Jul 31, 2025)
Report date: 4/23/2026 10:44 AM

## Cable Part Numbers
Cable Part Numbers |  |  | SolarTools ver. 24.0.84.24712 (Jul 31, 2025)
Project # | J1930
Report date: 4/23/2026 10:45 AM
Project Name | TEXAS EASTERN TRANSMISSION LP LEBANON CSR
Revision | 0.3
Controls DE | C.IGARTUA
Phone:
Controls ME | A. PUENTES
Phone:
Device ID |  | Part Number |  | Description
WC8059 |  | 2684693-54 |  | CABLE, EXTENSION, BACKPLANE
WC8058 |  | 2684693-54 |  | CABLE, EXTENSION, BACKPLANE
WC5072 |  | PART OF 1103208-1 |  | CABLE, 2 CONDUCTOR UNSHIELDED PART OF HORN
WC0001 |  | 1302073-36 |  | CABLE, ETHERNET - 36 INCHES
WC0003 |  | 1302073-36 |  | CABLE, SYTSTEM FUNCTION
WC0007 |  | 1302073-36 |  | CABLE, ETHERNET - 36 INCHES
WC0008 |  | 1302073-36 |  | CABLE, ETHERNET - 36 INCHES
WC0009 |  | 1302073-36 |  | CABLE, ETHERNET - 36 INCHES
WC0010 |  | 1302073-36 |  | CABLE, ETHERNET - 36 INCHES
WC0012 |  | 1302073-36 |  | CABLE, ETHERNET - 36 INCHES
WC0014 |  | 1302073-36 |  | CABLE, ETHERNET - 36 INCHES
WC0018 |  | 1302073-36 |  | CABLE, ETHERNET - 36 INCHES
WC0041 |  | 1302073-36 |  | CABLE, ETHERNET - 36 INCHES
WC0042 |  | 1302073-36 |  | CABLE, ETHERNET - 36 INCHES
WC0043 |  | 1302073-36 |  | CABLE, ETHERNET - 36 INCHES
WC0051 |  | 1302073-36 |  | CABLE, ETHERNET - 36 INCHES
WC0052 |  | 1302073-36 |  | CABLE, ETHERNET - 36 INCHES
WC0060 |  | 2684693-54 |  | CABLE, EXTENSION, BACKPLANE
WC0101 |  | 1302073-36 |  | CABLE, COMMUNICATION CABLE - 36 INCHES
WC0680 |  | 1302073-36 |  | CABLE
WC1212 |  | 1302073-36 |  | CABLE, ETHERNET - 36 INCHES
WC1228 |  | 1022941-13 |  | TPE, 1 TRIAD TWISTED SHIELDED
WC1229 |  | 1022941-13 |  | TPE, 1 TRIAD TWISTED SHIELDED
WC1230 |  | 1022941-13 |  | TPE, 1 TRIAD TWISTED SHIELDED
WC1231 |  | 1022941-13 |  | TPE, 1 TRIAD TWISTED SHIELDED
WC1232 |  | 1022941-13 |  | TPE, 1 TRIAD TWISTED SHIELDED
WC1233 |  | 1022941-13 |  | TPE, 1 TRIAD TWISTED SHIELDED
WC1234 |  | 1022941-13 |  | TPE, 1 TRIAD TWISTED SHIELDED
WC1235 |  | 1022941-13 |  | TPE, 1 TRIAD TWISTED SHIELDED
WC1236 |  | 1022941-13 |  | TPE, 1 TRIAD TWISTED SHIELDED
WC1237 |  | 1022941-13 |  | TPE, 1 TRIAD TWISTED SHIELDED
WC1238 |  | 1022941-13 |  | TPE, 1 TRIAD TWISTED SHIELDED
WC1239 |  | 1022941-13 |  | TPE, 1 TRIAD TWISTED SHIELDED
WC1240 |  | 1022941-13 |  | TPE, 1 TRIAD TWISTED SHIELDED
WC1241 |  | 1022941-13 |  | TPE, 1 TRIAD TWISTED SHIELDED
WC1252 |  | 1022941-13 |  | TPE, 1 TRIAD TWISTED SHIELDED
WC1253 |  | 1022941-13 |  | TPE, 1 TRIAD TWISTED SHIELDED
WC1254 |  | 1022941-13 |  | TPE, 1 TRIAD TWISTED SHIELDED
WC1255 |  | 1022941-13 |  | TPE, 1 TRIAD TWISTED SHIELDED
WC1256 |  | 1022941-13 |  | TPE, 1 TRIAD TWISTED SHIELDED
WC1257 |  | 1022941-13 |  | TPE, 1 TRIAD TWISTED SHIELDED
WC4524 |  | 1022941-12 |  | TPE, 1 PAIR TWISTED SHIELDED
WC4749 |  | 1075034-5 |  | PVC, 1 TRIAD TWISTED SHIELDED
WC5160 |  | 1022941-12 |  | TPE, 1 PAIR TWISTED SHIELDED
WC5170 |  | 1022941-12 |  | TPE, 1 PAIR TWISTED SHIELDED
WC8040 |  | 1322418-90 |  | CABLE, SYTSTEM FUNCTION
WC8041 |  | 1322418-90 |  | CABLE, DYNAMIX 1444 BUS
WC8042 |  | 1322418-90 |  | CABLE, SUPPLIED BY OTHERS
WC8043 |  | 1322418-90 |  | CABLE, SUPPLIED BY OTHERS
WC8050 |  | 1322418-90 |  | CABLE, SUPPLIED BY OTHERS
WC8051 |  | 1322418-90 |  | CABLE, SYTSTEM FUNCTION
WC9004 |  | 1302073-36 |  | CABLE, ETHERNET - 36 INCHES
WC9008 |  | 1302073-36 |  | CABLE, ETHERNET - 36 INCHES
WCAP0601 |  | 1302073-36 |  | CABLE, ETHERNET - 36 INCHES
WCAP0604 |  | 1302073-36 |  | CABLE, ETHERNET - 36 INCHES
WCAT0680LAN2 |  | 1302073-36 |  | CABLE, ETHERNET - 36 INCHES
WCAT0680LAN3 |  | 1302073-36 |  | CABLE, ETHERNET - 36 INCHES
WCAT0680LAN4 |  | 1302073-36 |  | CABLE, ETHERNET - 36 INCHES
WCMCCMUD1 |  | 1302073-36 |  | CABLE, ETHERNET - 36 INCHES
WCMCCMUD2 |  | 1302073-36 |  | CABLE, ETHERNET - 36 INCHES
WCMCCMUD3 |  | 1302073-36 |  | CABLE, ETHERNET - 36 INCHES
WOPTIC1 |  | 1098580-57 |  | FIBER OPTIC CABLE, ST-ST FIBER OPTIC MULTIMODE OM3
WOPTIC10 |  | 1098580-57 |  | FIBER OPTIC CABLE, ST-ST FIBER OPTIC MULTIMODE OM3
WOPTIC11 |  | 1098580-57 |  | FIBER OPTIC CABLE, ST-ST FIBER OPTIC MULTIMODE OM3
WOPTIC13 |  | 1098580-57 |  | FIBER OPTIC CABLE, ST-ST FIBER OPTIC MULTIMODE OM3
WOPTIC14 |  | 1098580-57 |  | FIBER OPTIC CABLE, ST-ST FIBER OPTIC MULTIMODE OM3
WOPTIC16 |  | 1098580-57 |  | FIBER OPTIC CABLE, ST-ST FIBER OPTIC MULTIMODE OM3
WOPTIC17 |  | 1098580-57 |  | FIBER OPTIC CABLE, ST-ST FIBER OPTIC MULTIMODE OM3
WOPTIC18 |  | 1098580-57 |  | FIBER OPTIC CABLE, ST-ST FIBER OPTIC MULTIMODE OM3
WOPTIC19 |  | 1098580-57 |  | FIBER OPTIC CABLE, ST-ST FIBER OPTIC MULTIMODE OM3
WOPTIC2 |  | 1098580-57 |  | FIBER OPTIC CABLE, ST-ST FIBER OPTIC MULTIMODE OM3
WOPTIC20 |  | 1098580-57 |  | FIBER OPTIC CABLE, ST-ST FIBER OPTIC MULTIMODE OM3
WOPTIC21 |  | 1098580-57 |  | FIBER OPTIC CABLE, ST-ST FIBER OPTIC MULTIMODE OM3
WOPTIC22 |  | 1098580-57 |  | FIBER OPTIC CABLE, ST-ST FIBER OPTIC MULTIMODE OM3
WOPTIC23 |  | 1098580-57 |  | FIBER OPTIC CABLE, ST-ST FIBER OPTIC MULTIMODE OM3
WOPTIC3 |  | 1098580-57 |  | FIBER OPTIC CABLE, ST-ST FIBER OPTIC MULTIMODE OM3
WOPTIC4 |  | 1098580-57 |  | FIBER OPTIC CABLE, ST-ST FIBER OPTIC MULTIMODE OM3
WOPTIC5 |  | 1098580-57 |  | FIBER OPTIC CABLE, ST-ST FIBER OPTIC MULTIMODE OM3
WOPTIC6 |  | 1098580-57 |  | FIBER OPTIC CABLE, ST-ST FIBER OPTIC MULTIMODE OM3
WOPTIC7 |  | 1098580-57 |  | FIBER OPTIC CABLE, ST-ST FIBER OPTIC MULTIMODE OM3
WOPTIC8 |  | 1098580-57 |  | FIBER OPTIC CABLE, ST-ST FIBER OPTIC MULTIMODE OM3

## Part Number List
Part Number List |  | SolarTools ver. 24.0.84.24712 (Jul 31, 2025)
Project # | J1930
Report date: 4/23/2026 10:44 AM
Project Name | TEXAS EASTERN TRANSMISSION LP LEBANON CSR
Revision | 0.3
Controls DE | C.IGARTUA
Phone:
Controls ME | A. PUENTES
Phone:
Device ID | Part Number | Description | Location
AF0141 | 2684693-17,2684693-25 | 5094-OB8XT, 8 DISCRETE OUTPUT | BOP PANEL^JB74
AF0142 | 2684693-17,2684693-23 | 5094-IB16XT, 16 DISCRETE INPUT | BOP PANEL^JB74
AF0143 | 2684693-18,2684693-56 | 5094-IF8IHXT, 8 ANALOG INPUT, ISOLATED | BOP PANEL^JB74
AF0144 | 2684693-18,2684693-27 | 5094-OF8IHXT, 8 ANALOG OUTPUT, ISOLATED | BOP PANEL^JB74
AF0145 | 2684693-19,2684693-33 | 5094-IY8XT, 8 ANALOG INPUT,TC/RTD/I&V | BOP PANEL^JB74
AF0146 | 2684693-17,2684693-25 | 5094-OB8XT, 8 DISCRETE OUTPUT | BOP PANEL^JB74
AF0181 | 2684693-17,2684693-25 | 5094-OB8XT, 8 DISCRETE OUTPUT | BOP PANEL^JB74
AF0182 | 2684693-17,2684693-23 | 5094-IB16XT, 16 DISCRETE INPUT | BOP PANEL^JB74
AF0183 | 2684693-18,2684693-28 | 5094-IB16SXT, 16 DISCRETE INPUT, S | BOP PANEL^JB74
AF0184 | 2684693-18,2684693-55 | 5094-OB16SXT, 16 DISCRETE OUTPUT, S | BOP PANEL^JB74
AF0185 | 2684693-18,2684693-56 | 5094-IF8IHXT, 8 ANALOG INPUT, ISOLATED | BOP PANEL^JB74
AU0140 | 2684693-22 | 5094-AENTRXT, FLEX 5000 I/O | BOP PANEL^JB74
AU0180 | 2684693-22 | 5094-AENTRXT, FLEX 5000 I/O | BOP PANEL^JB74
BA1212 | 1337728-12 | SWITCH, ETAP, DLR INTERFACE | BOP PANEL^JB74
BA8001 | 1271449-2 | MEDIA CONVERTER, ETHERNET-FIBER OPTIC | BOP PANEL^JB74
BA8002 | 1271449-2 | MEDIA CONVERTER, ETHERNET-FIBER OPTIC | BOP PANEL^JB74
BA9001 | 1098580-37 | CONNECTOR, FIBER OPTIC, HOUSING PANEL^ST COMPATIBLE ADAPTER | BOP PANEL^JB74
BA9002 | 1098580-37 | CONNECTOR, FIBER OPTIC, HOUSING PANEL^ST COMPATIBLE ADAPTER | BOP PANEL^JB74
FU0140 | 1043265-1,1043265-5 | FUSE, 10A | BOP PANEL^JB74
FU0141 | 1043265-1,1043265-5 | FUSE, 10A | BOP PANEL^JB74
FU0142 | 1043265-1,1043265-5 | FUSE, 10A | BOP PANEL^JB74
FU0143 | 1043265-1,1043265-5 | FUSE, 10A | BOP PANEL^JB74
FU0180 | 1043265-1,1043265-5 | FUSE, 10A | BOP PANEL^JB74
FU0181 | 1043265-1,1043265-5 | FUSE, 10A | BOP PANEL^JB74
FU0184 | 1043265-1,1043265-5 | FUSE, 10A | BOP PANEL^JB74
FU0570 | 1043265-1,1043265-7 | FUSE, 20A | BOP PANEL^JB74
FU1212 | 1043265-1,1043265-3 | FUSE, 2A | BOP PANEL^JB74
FU1213 | 1043265-1,1043265-3 | FUSE, 2A | BOP PANEL^JB74
FU8001 | 1043265-1,1043265-3 | FUSE, 2A | BOP PANEL^JB74
FU8002 | 1043265-1,1043265-3 | FUSE, 2A | BOP PANEL^JB74
GR0140 | 903842C1 | RAIL LUG, DINRAIL GROUNDING | BOP PANEL^JB74
GR0180 | 903842C1 | RAIL LUG, DINRAIL GROUNDING | BOP PANEL^JB74
GR0257 | 903842C1 | RAIL LUG, DINRAIL GROUNDING | BOP PANEL^JB74
GR0258 | 903842C1 | RAIL LUG, DINRAIL GROUNDING | BOP PANEL^JB74
IEG0257 | 232941-110 | BUS BAR, BOP - INSTRUMENT EARTH GROUNDING | BOP PANEL^JB74
KA0531 | 1061979-1 | RELAY, NO EMERGENCY SHUTDOWN SUMMARY | BOP PANEL^JB74
KA0532 | 1061979-1 | RELAY, NO EMERGENCY SHUTDOWN SUMMARY | BOP PANEL^JB74
KA0533 | 1061979-1 | RELAY, NO EMERGENCY SHUTDOWN SUMMARY | BOP PANEL^JB74
KA0534 | 1061979-1 | RELAY, NO EMERGENCY SHUTDOWN SUMMARY | BOP PANEL^JB74
KA0535 | 1061979-1 | RELAY, CONTROLLER ACTIVE | BOP PANEL^JB74
KA0536 | 1061979-1 | RELAY, CONTROLLER ACTIVE | BOP PANEL^JB74
KA0537 | 1061979-1 | RELAY, NO EMERGENCY SHUTDOWN SUMMARY | BOP PANEL^JB74
KA0540 | 1061979-1 | RELAY, OPEN SUCTION VALVE | BOP PANEL^JB74
KA0541 | 1061979-1 | RELAY, OPEN DISCHARGE VALVE | BOP PANEL^JB74
KA7602 | 1061979-1 | RELAY, CLOSE VENT VALVE (SAFETY) | BOP PANEL^JB74
KA7621 | 1061979-1 | RELAY, OPEN SUCTION VALVE (SAFETY) | BOP PANEL^JB74
KA7622 | 1061979-1 | RELAY, CLOSE SUCTION VALVE (SAFETY) | BOP PANEL^JB74
KA7641 | 1061979-1 | RELAY, OPEN DISCHARGE VALVE (SAFETY) | BOP PANEL^JB74
KA7642 | 1061979-1 | RELAY, CLOSE DISCHARGE VALVE (SAFETY) | BOP PANEL^JB74
KT0571 | 2651077-1 | TIMER RELAY, LOADING VALVE CLOSED | BOP PANEL^JB74
KT0572 | 2651077-1 | TIMER RELAY, SUCTION VALVE CLOSED | BOP PANEL^JB74
KT0573 | 2651077-1 | TIMER RELAY, DISCHARGE VALVE CLOSED | BOP PANEL^JB74
UJ1212 | 1088442-4 | POWER CONVERTER, DC/DC INPUT TO 24V DC OUTPUT | BOP PANEL^JB74
WC8059 | 2684693-54 |  | BOP PANEL^JB74
XT0140 | 1066730-7,1066730-8,1067996-4 | TERMINAL BLOCK, SPRING, 4 CONDUCTOR,30-12 AWG (0.05-3.31 MM2),NON-IS | BOP PANEL^JB74
XT0141 | 1066730-7,1066730-8,1067996-4 | TERMINAL BLOCK, SPRING, 4 CONDUCTOR,30-12 AWG (0.05-3.31 MM2),NON-IS | BOP PANEL^JB74
XT0180 | 1066730-7,1066730-8,1067996-4 | TERMINAL BLOCK, SPRING, 4 CONDUCTOR,30-12 AWG (0.05-3.31 MM2),NON-IS | BOP PANEL^JB74
XT0570 | 1066730-16,1066730-17,1067996-4 | TERMINAL STRIP, 2 CONDUCTOR | BOP PANEL^JB74
XT0572 | 1066730-7,1066730-8,1067996-4 | TERMINAL BLOCK, SPRING, 4 CONDUCTOR,30-12 AWG (0.05-3.31 MM2),NON-IS | BOP PANEL^JB74
XT0573 | 1066730-10,1066730-9,1067996-4 | DIODE TERMINAL STRIP, 4 CONDUCTOR | BOP PANEL^JB74
CC1123 | < no partnumber assigned > | CUSTOMER CONNECTION, MEDIA CONVERTER BOX POWER^120-220 VAC | CUST AC POWER
CC1124 | < no partnumber assigned > | CUSTOMER CONNECTION, MEDIA CONVERTER BOX POWER^120-220 VAC | CUST AC POWER
CC1125 | < no partnumber assigned > | CUSTOMER CONNECTION, MEDIA CONVERTER BOX POWER^120-220 VAC | CUST AC POWER
CC1126 | < no partnumber assigned > | CUSTOMER CONNECTION, MEDIA CONVERTER BOX POWER^120-220 VAC | CUST AC POWER
AF0500 | 1322418-31,1322418-40,1322418-72,1322418-73 | 1444-TSCX02-02RB, 2-CH TACHOMETER INPUT^DYNAMIX 1444 VIBRATION | HP COMPRESSOR^ PANEL JB73
AF0510 | 1322418-11,1322418-20,1322418-70,1322418-71 | 1444-DYN04-01RA, 4-CH VIBRATION INPUT^DYNAMIX 1444 VIBRATION | HP COMPRESSOR^ PANEL JB73
AF0520 | 1322418-11,1322418-20,1322418-70,1322418-71 | 1444-DYN04-01RA, 4-CH VIBRATION INPUT^DYNAMIX 1444 VIBRATION | HP COMPRESSOR^ PANEL JB73
AF1201 | 2684693-17,2684693-25 | 5094-OB8XT, 8 DISCRETE OUTPUT | HP COMPRESSOR^ PANEL JB73
AF1202 | 2684693-17,2684693-23 | 5094-IB16XT, 16 DISCRETE INPUT | HP COMPRESSOR^ PANEL JB73
AF1203 | 2684693-18,2684693-56 | 5094-IF8IHXT, 8 ANALOG INPUT, ISOLATED | HP COMPRESSOR^ PANEL JB73
AF1204 | 2684693-18,2684693-30 | 5094-IF4IHSXT, 4 ANALOG INPUT | HP COMPRESSOR^ PANEL JB73
AF1205 | 2684693-18,2684693-30 | 5094-IF4IHSXT, 4 ANALOG INPUT, S | HP COMPRESSOR^ PANEL JB73
AF1206 | 2684693-21,2684693-36 | 5094-IRT8SXT, 8 RTD/TC ANALOG INPUT, S | HP COMPRESSOR^ PANEL JB73
AF1207 | 2684693-18,2684693-28 | 5094-IB16SXT, 16 DISCRETE INPUT, S | HP COMPRESSOR^ PANEL JB73
AF1208 | 2684693-19,2684693-33 | 5094-IY8XT, 8 ANALOG INPUT,TC/RTD/I&V | HP COMPRESSOR^ PANEL JB73
AF1209 | 2684693-19,2684693-33 | 5094-IY8XT, 8 ANALOG INPUT,TC/RTD/I&V | HP COMPRESSOR^ PANEL JB73
AF1210 | 2684693-18,2684693-56 | 5094-IF8IHXT, 8 ANALOG INPUT | HP COMPRESSOR^ PANEL JB73
AF1211 | 2684693-18,2684693-56 | 5094-IF8IHXT, 8 ANALOG INPUT, ISOLATED | HP COMPRESSOR^ PANEL JB73
AU1200 | 2684693-50 | 5094-AEN2TR, FLEX 5000 I/O | HP COMPRESSOR^ PANEL JB73
BA8000 | 1271449-2 | MEDIA CONVERTER, ETHERNET-FIBER OPTIC | HP COMPRESSOR^ PANEL JB73
BA9000 | 1098580-37 | CONNECTOR, FIBER OPTIC, HOUSING PANEL^ST COMPATIBLE ADAPTER | HP COMPRESSOR^ PANEL JB73
FU0120 | 1043265-1,1043265-5 | FUSE, 10A | HP COMPRESSOR^ PANEL JB73
FU0121 | 1043265-1,1043265-5 | FUSE, 10A | HP COMPRESSOR^ PANEL JB73
FU0122 | 1043265-1,1043265-4 | FUSE, 5A | HP COMPRESSOR^ PANEL JB73
FU0130 | 1043265-1,1043265-7 | FUSE, 20A | HP COMPRESSOR^ PANEL JB73
FU0131 | 1043265-1,1043265-4 | FUSE, 5A | HP COMPRESSOR^ PANEL JB73
FU8000 | 1043265-1,1043265-3 | FUSE, 2A | HP COMPRESSOR^ PANEL JB73
GR0120 | 903849C1 | RAIL GROUND, DIN RAIL GROUNDING | HP COMPRESSOR^ PANEL JB73
GR0123 | 903849C1 | RAIL GROUND, DIN RAIL GROUNDING | HP COMPRESSOR^ PANEL JB73
GR0124 | 903849C1 | RAIL GROUND, DIN RAIL GROUNDING | HP COMPRESSOR^ PANEL JB73
GR0845 | 903849C1 | RAIL GROUND, DIN RAIL GROUNDING | HP COMPRESSOR^ PANEL JB73
IEG0130 | 232941-110 | BUS BAR, CPSR - INSTRUMENT EARTH GROUNDING | HP COMPRESSOR^ PANEL JB73
KA0120 | 1061979-1 | RELAY, CONTROLLER ACTIVE | HP COMPRESSOR^ PANEL JB73
KA4401 | 1061979-1 | RELAY, CASE DEPRESSURIZED | HP COMPRESSOR^ PANEL JB73
UA4460 | 190817-91 | PROXIMITOR, HP COMPRESSOR SUCTION END^X-AXIS | HP COMPRESSOR^ PANEL JB73
UA4461 | 190817-91 | PROXIMITOR, HP COMPRESSOR SUCTION END^Y-AXIS | HP COMPRESSOR^ PANEL JB73
UA4470 | 190817-91 | PROXIMITOR, HP COMPRESSOR DISCHARGE END^X-AXIS | HP COMPRESSOR^ PANEL JB73
UA4471 | 190817-91 | PROXIMITOR, HP COMPRESSOR DISCHARGE END^Y-AXIS | HP COMPRESSOR^ PANEL JB73
UA4472 | 190817-91 | PROXIMITOR, HP COMPRESSOR DISCHARGE END^AXIAL Z-AXIS | HP COMPRESSOR^ PANEL JB73
UA4473 | 190817-91 | PROXIMITOR, HP COMPRESSOR DISCHARGE END^KEYPHASOR | HP COMPRESSOR^ PANEL JB73
WC8058 | 2684693-54 |  | HP COMPRESSOR^ PANEL JB73
XT0121 | 1066730-7,1066730-8,1067996-4 | TERMINAL BLOCK, SPRING, 4 CONDUCTOR,30-12 AWG (0.05-3.31 MM2),NON-IS | HP COMPRESSOR^ PANEL JB73
XT0130 | 1066730-7,1066730-8,1067996-4 | TERMINAL BLOCK, SPRING, 4 CONDUCTOR,30-12 AWG (0.05-3.31 MM2),NON-IS | HP COMPRESSOR^ PANEL JB73
XT0500 | 1066730-1,1066730-2,1067996-4 | TERMINAL STRIP, 4 CONDUCTOR | HP COMPRESSOR^ PANEL JB73
XT0520 | 1066730-7,1066730-8,1067996-4 | TERMINAL BLOCK, SPRING, 4 CONDUCTOR,30-12 AWG (0.05-3.31 MM2),NON-IS | HP COMPRESSOR^ PANEL JB73
XT9000 | 1066730-7,DRIVER COMMON | TERMINAL BLOCK, SPRING, 4 CONDUCTOR,30-12 AWG (0.05-3.31 MM2),NON-IS | HP COMPRESSOR^ PANEL JB73
AF0400 | 1322418-31,1322418-40,1322418-72,1322418-73 | 1444-TSCX02-02RB, 2-CH TACHOMETER INPUT^DYNAMIX 1444 VIBRATION | HPC PROXIMITORS
AF0410 | 1322418-11,1322418-20,1322418-70,1322418-71 | 1444-DYN04-01RA, 4-CH VIBRATION INPUT^DYNAMIX 1444 VIBRATION | HPC PROXIMITORS
AF0420 | 1322418-11,1322418-20,1322418-70,1322418-71 | 1444-DYN04-01RA, 4-CH VIBRATION INPUT^DYNAMIX 1444 VIBRATION | HPC PROXIMITORS
AF0430 | 1322418-11,1322418-20,1322418-70,1322418-71 | 1444-DYN04-01RA, 4-CH VIBRATION INPUT^DYNAMIX 1444 VIBRATION | HPC PROXIMITORS
AF0450 | 1322418-11,1322418-20,1322418-70,1322418-71 | 1444-DYN04-01RA, 4-CH VIBRATION INPUT^DYNAMIX 1444 VIBRATION | HPC PROXIMITORS
FU0110 | 1043265-1,1043265-7 | FUSE, 20A | HPC PROXIMITORS
FU0113 | 1043265-1,1043265-4 | FUSE, 5A | HPC PROXIMITORS
GR1137 | 903849C1 | RAIL GROUND, DIN RAIL GROUNDING | HPC PROXIMITORS
IEG0231 | 232941-110 | BUS BAR, TURBINE VIBRATION BOX (JB5) -^INSTRUMENT EARTH GROUNDING | HPC PROXIMITORS
UA1210 | 190817-91 | PROXIMITOR, ENGINE BEARING #1^(GAS PRODUCER X-AXIS) | HPC PROXIMITORS
UA1211 | 190817-91 | PROXIMITOR, ENGINE BEARING #1^(GAS PRODUCER Y-AXIS) | HPC PROXIMITORS
UA1220 | 190817-14 | PROXIMITOR, ENGINE BEARING #2^(GAS PRODUCER X-AXIS) | HPC PROXIMITORS
UA1221 | 190817-14 | PROXIMITOR, ENGINE BEARING #2^(GAS PRODUCER Y-AXIS) | HPC PROXIMITORS
UA1230 | 190817-14 | PROXIMITOR, ENGINE BEARING #3^(GAS PRODUCER X-AXIS) | HPC PROXIMITORS
UA1231 | 190817-14 | PROXIMITOR, ENGINE BEARING #3^(GAS PRODUCER Y-AXIS) | HPC PROXIMITORS
UA1240 | 190817-14 | PROXIMITOR, ENGINE BEARING #4^(POWER TURBINE X-AXIS) | HPC PROXIMITORS
UA1241 | 190817-14 | PROXIMITOR, ENGINE BEARING #4^(POWER TURBINE Y-AXIS) | HPC PROXIMITORS
UA1250 | 190817-14 | PROXIMITOR, ENGINE BEARING #5^(POWER TURBINE X-AXIS) | HPC PROXIMITORS
UA1251 | 190817-14 | PROXIMITOR, ENGINE BEARING #5^(POWER TURBINE Y-AXIS) | HPC PROXIMITORS
UA1262 | 190817-91 | PROXIMITOR, AXIAL GAS PRODUCER | HPC PROXIMITORS
UA1263 | 190817-14 | PROXIMITOR, ENGINE KEY PHASOR^GAS PRODUCER | HPC PROXIMITORS
UA1272 | 190817-14 | PROXIMITOR, AXIAL POWER TURBINE | HPC PROXIMITORS
UA1273 | 190817-14 | PROXIMITOR, ENGINE KEYPHASOR^POWER TURBINE | HPC PROXIMITORS
UA1520 | 1105411-11 | SIGNAL CONVERTER, BAM 2 SIGNAL CONDITIONER | HPC PROXIMITORS
XT0110 | 1066730-7,1066730-8,1067996-4 | TERMINAL BLOCK, SPRING, 4 CONDUCTOR,30-12 AWG (0.05-3.31 MM2),NON-IS | HPC PROXIMITORS
XT0400 | 1066730-1,1066730-2,1067996-4 |  | HPC PROXIMITORS
XT0400 | 1066730-1,1066730-2,1067996-4 |  | HPC PROXIMITORS
XT0400 | 1066730-1,1066730-2,1067996-4 | TERMINAL STRIP, 4 CONDUCTOR | HPC PROXIMITORS
XT0400 | 1066730-1,1066730-2,1067996-4 | TERMINAL STRIP, 4 CONDUCTOR | HPC PROXIMITORS
XT1521 | 1066730-7 | TERMINAL BLOCK, SPRING, 4 CONDUCTOR,30-12 AWG (0.05-3.31 MM2),NON-IS | HPC PROXIMITORS
XTFGH | 1066730-1,1066730-2 | TERMINAL STRIP, 4 CONDUCTOR | HPC PROXIMITORS
XT7430 | DRIVEN COMMON | TERMINAL STRIP, HP COMPRESSOR CASE PRESSURE | JB7430
XT4875 | DRIVEN COMMON | TERMINAL STRIP, HP COMPRESSOR CASE PRESSURE | JB75
BA8003 | 1271449-2 | MEDIA CONVERTER, ETHERNET-FIBER OPTIC | MEDIA CONVERTER JB1123
BA8004 | 1271449-2 | MEDIA CONVERTER, ETHERNET-FIBER OPTIC | MEDIA CONVERTER JB1123
BA9003 | 1098580-37 | CONNECTOR, FIBER OPTIC, HOUSING PANEL^ST COMPATIBLE ADAPTER | MEDIA CONVERTER JB1123
BA9004 | 1098580-37 | CONNECTOR, FIBER OPTIC, HOUSING PANEL^ST COMPATIBLE ADAPTER | MEDIA CONVERTER JB1123
FU8003 | 1043265-1,1043265-3 | FUSE, 2A | MEDIA CONVERTER JB1123
FU8004 | 1043265-1,1043265-3 | FUSE, 2A | MEDIA CONVERTER JB1123
GR1123 | 903842C1 | RAIL LUG, DINRAIL GROUNDING | MEDIA CONVERTER JB1123
GR1124 | 903842C1 | RAIL LUG, DINRAIL GROUNDING | MEDIA CONVERTER JB1123
GR1125 | 903842C1 | RAIL LUG, DINRAIL GROUNDING | MEDIA CONVERTER JB1123
GR1143 | 903842C1 | RAIL LUG, DINRAIL GROUNDING | MEDIA CONVERTER JB1123
IEG1123 | 232941-200 | BUS BAR, JB1123 - INSTRUMENT EARTH GROUNDING | MEDIA CONVERTER JB1123
UJ1123 | 1271449-5 | POWER SUPPLY, AC/DC INPUT TO 24V DC OUTPUT | MEDIA CONVERTER JB1123
XT1123 | 1066730-7,1066730-8,1067996-4 | TERMINAL BLOCK, SPRING, 4 CONDUCTOR,30-12 AWG (0.05-3.31 MM2),NON-IS | MEDIA CONVERTER JB1123
BA8009 | 1271449-2 | MEDIA CONVERTER, ETHERNET-FIBER OPTIC | MEDIA CONVERTER JB1124
BA8010 | 1271449-2 | MEDIA CONVERTER, ETHERNET-FIBER OPTIC | MEDIA CONVERTER JB1124
BA8011 | 1271449-2 | MEDIA CONVERTER, ETHERNET-FIBER OPTIC | MEDIA CONVERTER JB1124
BA9007 | 1098580-37 | CONNECTOR, FIBER OPTIC, HOUSING PANEL^ST COMPATIBLE ADAPTER | MEDIA CONVERTER JB1124
FU8009 | 1043265-1,1043265-3 | FUSE, 2A | MEDIA CONVERTER JB1124
FU8010 | 1043265-1,1043265-3 | FUSE, 2A | MEDIA CONVERTER JB1124
FU8011 | 1043265-1,1043265-3 | FUSE, 2A | MEDIA CONVERTER JB1124
GR1126 | 903842C1 | RAIL LUG, DINRAIL GROUNDING | MEDIA CONVERTER JB1124
GR1127 | 903842C1 | RAIL LUG, DINRAIL GROUNDING | MEDIA CONVERTER JB1124
GR1128 | 903842C1 | RAIL LUG, DINRAIL GROUNDING | MEDIA CONVERTER JB1124
GR1140 | 903842C1 | RAIL LUG, DINRAIL GROUNDING | MEDIA CONVERTER JB1124
IEG1124 | 232941-200 | BUS BAR, JB1124 - INSTRUMENT EARTH GROUNDING | MEDIA CONVERTER JB1124
UJ1124 | 1271449-5 | POWER SUPPLY, AC/DC INPUT TO 24V DC OUTPUT | MEDIA CONVERTER JB1124
XT1124 | 1066730-7,1066730-8,1067996-4 | TERMINAL BLOCK, SPRING, 4 CONDUCTOR,30-12 AWG (0.05-3.31 MM2),NON-IS | MEDIA CONVERTER JB1124
BA7000 | 1116671-6 | SWITCH, ETHERNET, FIBER OPTIC CONVERTER, AB STRATIX 2000 | MEDIA CONVERTER JB1125
BA8014 | 1271449-2 | MEDIA CONVERTER, ETHERNET-FIBER OPTIC | MEDIA CONVERTER JB1125
BA8015 | 1271449-2 | MEDIA CONVERTER, ETHERNET-FIBER OPTIC | MEDIA CONVERTER JB1125
BA8016 | 1271449-2 | MEDIA CONVERTER, ETHERNET-FIBER OPTIC | MEDIA CONVERTER JB1125
BA8017 | 1271449-2 | MEDIA CONVERTER, ETHERNET-FIBER OPTIC | MEDIA CONVERTER JB1125
BA9009 | 1098580-37 | CONNECTOR, FIBER OPTIC, HOUSING PANEL^ST COMPATIBLE ADAPTER | MEDIA CONVERTER JB1125
BA9010 | 1098580-37 | CONNECTOR, FIBER OPTIC, HOUSING PANEL^ST COMPATIBLE ADAPTER | MEDIA CONVERTER JB1125
FU0015A | 1043265-1,1043265-3 | FUSE, 2A | MEDIA CONVERTER JB1125
FU0016A | 1043265-1,1043265-3 | FUSE, 2A | MEDIA CONVERTER JB1125
FU0017A | 1043265-1,1043265-3 | FUSE, 2A | MEDIA CONVERTER JB1125
FU0018A | 1043265-1,1043265-3 | FUSE, 2A | MEDIA CONVERTER JB1125
FU7000 | 1043265-1,1043265-3 | FUSE, 2A | MEDIA CONVERTER JB1125
GR1129 | 903842C1 | RAIL LUG, DINRAIL GROUNDING | MEDIA CONVERTER JB1125
GR1130 | 903842C1 | RAIL LUG, DINRAIL GROUNDING | MEDIA CONVERTER JB1125
GR1131 | 903842C1 | RAIL LUG, DINRAIL GROUNDING | MEDIA CONVERTER JB1125
GR1141 | 903842C1 | RAIL LUG, DINRAIL GROUNDING | MEDIA CONVERTER JB1125
GR1145 | 903842C1 | RAIL LUG, DINRAIL GROUNDING | MEDIA CONVERTER JB1125
IEG1125 | 232941-200 | BUS BAR, JB1125 - INSTRUMENT EARTH GROUNDING | MEDIA CONVERTER JB1125
UJ1125 | 1271449-5 | POWER SUPPLY, AC/DC INPUT TO 24V DC OUTPUT | MEDIA CONVERTER JB1125
XT1125 | 1066730-7,1066730-8,1067996-4 | TERMINAL BLOCK, SPRING, 4 CONDUCTOR,30-12 AWG (0.05-3.31 MM2),NON-IS | MEDIA CONVERTER JB1125
BA8018 | 1271449-2 | MEDIA CONVERTER, ETHERNET-FIBER OPTIC | MEDIA CONVERTER JB1126
BA8019 | 1271449-2 | MEDIA CONVERTER, ETHERNET-FIBER OPTIC | MEDIA CONVERTER JB1126
BA8020 | 1271449-2 | MEDIA CONVERTER, ETHERNET-FIBER OPTIC | MEDIA CONVERTER JB1126
BA8021 | 1271449-2 | MEDIA CONVERTER, ETHERNET-FIBER OPTIC | MEDIA CONVERTER JB1126
BA9011 | 1098580-37 | CONNECTOR, FIBER OPTIC, HOUSING PANEL^ST COMPATIBLE ADAPTER | MEDIA CONVERTER JB1126
BA9012 | 1098580-37 | CONNECTOR, FIBER OPTIC, HOUSING PANEL^ST COMPATIBLE ADAPTER | MEDIA CONVERTER JB1126
BA9013 | 1098580-37 | CONNECTOR, FIBER OPTIC, HOUSING PANEL^ST COMPATIBLE ADAPTER | MEDIA CONVERTER JB1126
FU0019A | 1043265-1,1043265-3 | FUSE, 2A | MEDIA CONVERTER JB1126
FU0020A | 1043265-1,1043265-3 | FUSE, 2A | MEDIA CONVERTER JB1126
FU0021A | 1043265-1,1043265-3 | FUSE, 2A | MEDIA CONVERTER JB1126
FU0022A | 1043265-1,1043265-3 | FUSE, 2A | MEDIA CONVERTER JB1126
GR1132 | 903842C1 | RAIL LUG, DINRAIL GROUNDING | MEDIA CONVERTER JB1126
GR1133 | 903842C1 | RAIL LUG, DINRAIL GROUNDING | MEDIA CONVERTER JB1126
GR1134 | 903842C1 | RAIL LUG, DINRAIL GROUNDING | MEDIA CONVERTER JB1126
GR1142 | 903842C1 | RAIL LUG, DINRAIL GROUNDING | MEDIA CONVERTER JB1126
GR1146 | 903842C1 | RAIL LUG, DINRAIL GROUNDING | MEDIA CONVERTER JB1126
IEG1126 | 232941-200 | BUS BAR, JB1126 - INSTRUMENT EARTH GROUNDING | MEDIA CONVERTER JB1126
UJ1126 | 1271449-5 | POWER SUPPLY, AC/DC INPUT TO 24V DC OUTPUT | MEDIA CONVERTER JB1126
XT1126 | 1066730-7,1066730-8,1067996-4 | TERMINAL BLOCK, SPRING, 4 CONDUCTOR,30-12 AWG (0.05-3.31 MM2),NON-IS | MEDIA CONVERTER JB1126
BUOSM | REFERENCE |  | PANEL
CCMCCCB | REFERENCE | CUSTOMER CONNECTION, MCC CIRCUIT BREAKER NOT PROPER | PANEL
CCMCCHOA | REFERENCE | CUSTOMER CONNECTION, MCC HOA NOT PROPER | PANEL
SB7510 | CUSTOMER DEFINED | PUSHBUTTON SWITCH, START (CUSTOMER) | PANEL
SB7511 | CUSTOMER DEFINED | PUSHBUTTON SWITCH, NORMAL STOP (CUSTOMER) | PANEL
SB7512 | CUSTOMER DEFINED | PUSHBUTTON SWITCH, EMERGENCY STOP (CUSTOMER) | PANEL
SB7513 | CUSTOMER DEFINED | PUSHBUTTON SWITCH, FAST STOP (CUSTOMER) | PANEL
SB7514 | CUSTOMER DEFINED | PUSHBUTTON SWITCH, FAST STOP DEPRESSURIZED (CUSTOMER) | PANEL
AT1100 | 1577354-4502 | WORKSTATION, VERSA VIEW 1200H | TURBINE BOX^DOOR^JB70
HA0472 | 1103208-101 | HORN, CONTROL SYSTEM ALARM | TURBINE BOX^DOOR^JB70
SA0471 | 1035040-1652,2380746-2 | SELECTOR SWITCH, PROCESS SETPOINT | TURBINE BOX^DOOR^JB70
SA0473 | 1035040-849,2380746-5 | SELECTOR SWITCH, OFF/LOCAL/AUX | TURBINE BOX^DOOR^JB70
SA0474 | 1035040-804,2380746-2 | SELECTOR SWITCH, SURGE VALVE | TURBINE BOX^DOOR^JB70
SB0471 | 1035040-854,2380746-1 | PUSHBUTTON SWITCH, HORN SILENCE | TURBINE BOX^DOOR^JB70
SB0472 | 1035040-32,2380746-4 | PUSHBUTTON SWITCH, EMERGENCY STOP | TURBINE BOX^DOOR^JB70
SB0473 | 1035040-855,2380746-1 | PUSHBUTTON SWITCH, ACKNOWLEDGE | TURBINE BOX^DOOR^JB70
SB0474 | 1035040-121,2380746-1 | PUSHBUTTON SWITCH, RESET | TURBINE BOX^DOOR^JB70
SH0470 | 1035040-108,2380746-3 | LIGHTED SWITCH, STOP/STOPPING, RED | TURBINE BOX^DOOR^JB70
SH0471 | 1035040-857,2380746-3 | LIGHTED SWITCH, START/STARTING, GREEN | TURBINE BOX^DOOR^JB70
SH0472 | 1035040-859,2380746-3 | LIGHTED SWITCH, BACKUP SYSTEM ACTIVE/RESET, AMBER | TURBINE BOX^DOOR^JB70
GR1101 | 903849C1 | RAIL GROUND, DIN RAIL GROUNDING | TURBINE BOX^LEFT RAIL^JB70
BA1100 | 1337728-10 | SWITCH, ETAP, DLR INTERFACE | TURBINE BOX^RIGHT RAIL^JB70
BA8005 | 1271449-2 | MEDIA CONVERTER, ETHERNET-FIBER OPTIC | TURBINE BOX^RIGHT RAIL^JB70
BA8006 | 1271449-2 | MEDIA CONVERTER, ETHERNET-FIBER OPTIC | TURBINE BOX^RIGHT RAIL^JB70
BA8007 | 1271449-2 | MEDIA CONVERTER, ETHERNET-FIBER OPTIC | TURBINE BOX^RIGHT RAIL^JB70
BA8008 | 1271449-2 | MEDIA CONVERTER, ETHERNET-FIBER OPTIC | TURBINE BOX^RIGHT RAIL^JB70
BA8012 | 1271449-2 | MEDIA CONVERTER, ETHERNET-FIBER OPTIC | TURBINE BOX^RIGHT RAIL^JB70
BA8013 | 1271449-2 | MEDIA CONVERTER, ETHERNET-FIBER OPTIC | TURBINE BOX^RIGHT RAIL^JB70
FU0012A | 1043265-1,1043265-3 | FUSE, 2A | TURBINE BOX^RIGHT RAIL^JB70
FU0013A | 1043265-1,1043265-3 | FUSE, 2A | TURBINE BOX^RIGHT RAIL^JB70
FU1100 | 1043265-1,1043265-5 | FUSE, 10A | TURBINE BOX^RIGHT RAIL^JB70
FU1101 | 1043265-1,1043265-3 | FUSE, 2A | TURBINE BOX^RIGHT RAIL^JB70
FU1102 | 1043265-1,1043265-3 | FUSE, 2A | TURBINE BOX^RIGHT RAIL^JB70
FU8005 | 1043265-1,1043265-3 | FUSE, 2A | TURBINE BOX^RIGHT RAIL^JB70
FU8006 | 1043265-1,1043265-3 | FUSE, 2A | TURBINE BOX^RIGHT RAIL^JB70
FU8007 | 1043265-1,1043265-3 | FUSE, 2A | TURBINE BOX^RIGHT RAIL^JB70
FU8008 | 1043265-1,1043265-3 | FUSE, 2A | TURBINE BOX^RIGHT RAIL^JB70
GR1100 | 903849C1 | RAIL GROUND, DIN RAIL GROUNDING | TURBINE BOX^RIGHT RAIL^JB70
PC0470 | 2271605-1 | TIMER/COUNTER, ENGINE HOUR / START COUNTER | TURBINE BOX^RIGHT RAIL^JB70
UJ1100 | 1088442-4 | POWER CONVERTER, DC/DC INPUT TO 24V DC OUTPUT | TURBINE BOX^RIGHT RAIL^JB70
XT8000 | 1066730-7,1066730-8,1067996-4 | TERMINAL BLOCK, SPRING, 4 CONDUCTOR,30-12 AWG (0.05-3.31 MM2),NON-IS | TURBINE BOX^RIGHT RAIL^JB70
XT8001 | 1066730-7,1066730-8,1067996-4 | TERMINAL BLOCK, SPRING, 4 CONDUCTOR,30-12 AWG (0.05-3.31 MM2),NON-IS | TURBINE BOX^RIGHT RAIL^JB70
XT8002 | 1066730-7,1066730-8,1067996-4 | TERMINAL BLOCK, SPRING, 4 CONDUCTOR,30-12 AWG (0.05-3.31 MM2),NON-IS | TURBINE BOX^RIGHT RAIL^JB70
AF0081 | 2684693-18,2684693-28 | 5094-IB16SXT, 16 DISCRETE INPUT, S | TURBINE PANEL A
AF0082 | 2684693-17,2684693-23 | 5094-IB16XT, 16 DISCRETE INPUT | TURBINE PANEL A
AF0083 | 2684693-19,2684693-33 | 5094-IY8XT, 8 ANALOG INPUT,TC/RTD/I&V | TURBINE PANEL A
AF0084 | 2684693-19,2684693-33 | 5094-IY8XT, 8 ANALOG INPUT,TC/RTD/I&V | TURBINE PANEL A
AF0085 | 2684693-18,2684693-56 | 5094-IF8IHXT, 8 ANALOG INPUT, ISOLATED | TURBINE PANEL A
AF0086 | 2684693-18,2684693-56 | 5094-IF8IHXT, 8 ANALOG INPUT, ISOLATED | TURBINE PANEL A
AF0087 | 2684693-17,2684693-23 | 5094-IB16XT, 16 DISCRETE INPUT | TURBINE PANEL A
AF0088 | 2684693-18,2684693-56 | 5094-IF8IHXT, 8 ANALOG INPUT, ISOLATED | TURBINE PANEL A
AF0091 | 2684693-17,2684693-23 | 5094-IB16XT, 16 DISCRETE INPUT | TURBINE PANEL A
AF0092 | 2684693-17,2684693-24 | 5094-OB16XT, 16 DISCRETE OUTPUT | TURBINE PANEL A
AF0093 | 2684693-17,2684693-24 | 5094-OB16XT, 16 DISCRETE OUTPUT | TURBINE PANEL A
AF0094 | 2684693-19,2684693-33 | 5094-IY8XT, 8 ANALOG INPUT,TC/RTD/18V | TURBINE PANEL A
AF0095 | 2684693-17,2684693-25 | 5094-OB8XT, 8 DISCRETE OUTPUT | TURBINE PANEL A
AF0096 | 2684693-21,2684693-36 | 5094-IRT8SXT, 8 RTD/TC ANALOG INPUT, S | TURBINE PANEL A
AP0601 | 1089241-40 | 1756-EN2TRXT, ETHERNET | TURBINE PANEL A
AP0602 | 1089241-40 | 1756-EN2TRXT, ETHERNET | TURBINE PANEL A
AP0603 | 1089241-40 | 1756-EN2TRXT, DEVICE LEVEL RING | TURBINE PANEL A
AP0604 | 1089241-40 | 1756-EN2TRXT, ETHERNET | TURBINE PANEL A
AP0605 | 1089241-40 | 1756-EN2TRXT, ETHERNET | TURBINE PANEL A
AP0606 | 1089241-36 | 1756-EN2TXT, ETHERNET | TURBINE PANEL A
AR0600 | 1089241-29 | RACK CHASSIS, 1756-A7XT (7 SLOT) | TURBINE PANEL A
AT0600 | 1089241-43 | 1756-L83EXTS, CONTROLLER^GUARDLOGIX | TURBINE PANEL A
AU0080 | 2684693-22 | 5094-AENTRXT, FLEX 5000 I/O | TURBINE PANEL A
AU0090 | 2684693-22 | 5094-AENTRXT, FLEX 5000 I/O | TURBINE PANEL A
F0200 | 1022716-1 | EMI/SURGE FILTER, 24VDC | TURBINE PANEL A
FU0010 | 1043265-1,1043265-5 | FUSE, 10A | TURBINE PANEL A
FU0012 | 1043265-1,1043265-9 | FUSE, 30A | TURBINE PANEL A
FU0013 | 1043265-1,1043265-5 | FUSE, 10A | TURBINE PANEL A
FU0014 | 1043265-1,1043265-5 | FUSE, 10A | TURBINE PANEL A
FU0015 | 1043265-1,1043265-5 | FUSE, 10A | TURBINE PANEL A
FU0016 | 1043265-1,1043265-9 | FUSE, 30A | TURBINE PANEL A
FU0080 | 1043265-1,1043265-5 | FUSE, 10A | TURBINE PANEL A
FU0081 | 1043265-1,1043265-5 | FUSE, 10A | TURBINE PANEL A
FU0082 | 1043265-1,1043265-5 | FUSE, 10A | TURBINE PANEL A
FU0090 | 1043265-1,1043265-5 | FUSE, 10A | TURBINE PANEL A
FU0091 | 1043265-1,1043265-5 | FUSE, 10A | TURBINE PANEL A
FU0092 | 1043265-1,1043265-5 | FUSE, 10A | TURBINE PANEL A
FU0093 | 1043265-1,1043265-5 | FUSE, 10A | TURBINE PANEL A
FU0136 | 1043265-1,1043265-9 | FUSE, 30A | TURBINE PANEL A
FU0137 | 1043265-1,1043265-7 | FUSE, 20A | TURBINE PANEL A
FU0139 | 1043265-1,1043265-4 | FUSE, 5A | TURBINE PANEL A
FU0210 | 1043265-1,1043265-7 | FUSE, 20A | TURBINE PANEL A
FU0211 | 1043265-1,1043265-4 | FUSE, 5A | TURBINE PANEL A
FU0212 | 1043265-1,1043265-3 | FUSE, 2A | TURBINE PANEL A
FU0780 | 1043265-11,[2]1043265-9 | FUSE, 30A | TURBINE PANEL A
GR0131 | 903849C1 | RAIL GROUND, DIN RAIL GROUNDING | TURBINE PANEL A
GR0132 | 903849C1 | RAIL GROUND, DIN RAIL GROUNDING | TURBINE PANEL A
GR0133 | 903849C1 | RAIL GROUND, DIN RAIL GROUNDING | TURBINE PANEL A
GR0134 | 903849C1 | RAIL GROUND, DIN RAIL GROUNDING | TURBINE PANEL A
KA0135 | 1061979-1 | RELAY, AC PRE/POST PUMP DRIVE | TURBINE PANEL A
KA3103 | 1061979-1 | RELAY, LUBE OIL TANK HEATER | TURBINE PANEL A
KA3220H | 1061979-1 | RELAY, LUBE OIL COOLER FAN HIGH SPEED | TURBINE PANEL A
KA3220L | 1061979-1 | RELAY, LUBE OIL COOLER FAN LOW SPEED | TURBINE PANEL A
PEG0130 | 232941-300 | BUS BAR, PANEL A - POWER EARTH GROUNDING | TURBINE PANEL A
RR0851 | 981090C1 | RESISTOR, 3.01K OHM | TURBINE PANEL A
RR0852 | 981089C1 | RESISTOR, 1.0K OHM | TURBINE PANEL A
UV0600 | 1089241-28 | POWER SUPPLY, RSLOGIX CHASSIS | TURBINE PANEL A
XT0012 | 1066730-16,1066730-17,1066730-18 | TERMINAL STRIP, 2 CONDUCTOR | TURBINE PANEL A
XT0014 | 1066730-16,1066730-17 | TERMINAL STRIP, 2 CONDUCTOR | TURBINE PANEL A
XT0015 | 1066730-16,1066730-17 | TERMINAL STRIP, 2 CONDUCTOR | TURBINE PANEL A
XT0080 | 1066730-7,1066730-8,1067996-4 | TERMINAL BLOCK, SPRING, 4 CONDUCTOR,30-12 AWG (0.05-3.31 MM2),NON-IS | TURBINE PANEL A
XT0085 | 1066730-7,1066730-8,1067996-4 | TERMINAL BLOCK, SPRING, 4 CONDUCTOR,30-12 AWG (0.05-3.31 MM2),NON-IS | TURBINE PANEL A
XT0090 | 1066730-7,1066730-8,1067996-4 | TERMINAL BLOCK, SPRING, 4 CONDUCTOR,30-12 AWG (0.05-3.31 MM2),NON-IS | TURBINE PANEL A
XT0134 | 1066730-16,1066730-17,1066730-18 | TERMINAL STRIP, 2 CONDUCTOR | TURBINE PANEL A
XT0135 | 1066730-7,1066730-8,1067996-4 | TERMINAL BLOCK, SPRING, 4 CONDUCTOR,30-12 AWG (0.05-3.31 MM2),NON-IS | TURBINE PANEL A
XT0137 | 1066730-7,1066730-8,1067996-4 | TERMINAL BLOCK, SPRING, 4 CONDUCTOR,30-12 AWG (0.05-3.31 MM2),NON-IS | TURBINE PANEL A
XT0138 | 1066730-16,1066730-17,1066730-18 | TERMINAL STRIP, 2 CONDUCTOR | TURBINE PANEL A
XT0139 | 1066730-7,1066730-8,1067996-4 |  | TURBINE PANEL A
XT0139 | 1066730-7,1066730-8,1067996-4 |  | TURBINE PANEL A
XT0139 | 1066730-7,1066730-8,1067996-4 | TERMINAL BLOCK, SPRING, 4 CONDUCTOR,30-12 AWG (0.05-3.31 MM2),NON-IS | TURBINE PANEL A
XT0139 | 1066730-7,1066730-8,1067996-4 | TERMINAL BLOCK, SPRING, 4 CONDUCTOR,30-12 AWG (0.05-3.31 MM2),NON-IS | TURBINE PANEL A
XT0233 | 1066730-7,1066730-8,1067996-4 | TERMINAL BLOCK, SPRING, 4 CONDUCTOR,30-12 AWG (0.05-3.31 MM2),NON-IS | TURBINE PANEL A
XT0235 | 1066730-7,1066730-8,1067996-4 | TERMINAL BLOCK, SPRING, 4 CONDUCTOR,30-12 AWG (0.05-3.31 MM2),NON-IS | TURBINE PANEL A
XT3220 | 1066730-7 | TERMINAL BLOCK, SPRING, 4 CONDUCTOR,30-12 AWG (0.05-3.31 MM2),NON-IS | TURBINE PANEL A
AF0061 | 2684693-17,2684693-25 | 5094-OB8XT, 8 DISCRETE OUTPUT | TURBINE PANEL B
AF0062 | 2684693-17,2684693-25 | 5094-OB8XT, 8 DISCRETE OUTPUT | TURBINE PANEL B
AF0063 | 2684693-17,2684693-23 | 5094-IB16XT, 16 DISCRETE INPUT | TURBINE PANEL B
AF0064 | 2684693-18,2684693-30 | 5094-IF4IHSXT, 4 ANALOG INPUT, S | TURBINE PANEL B
AF0065 | 2684693-18,2684693-30 | 5094-IF4IHSXT, 4 ANALOG INPUT, S | TURBINE PANEL B
AF0066 | 2684693-18,2684693-27 | 5094-OF8IHXT, 8 ANALOG OUTPUT, ISOLATED | TURBINE PANEL B
AF0067 | 2684693-17,2684693-25 | 5094-OB8XT, 8 DISCRETE OUTPUT | TURBINE PANEL B
AF0068 | 2684693-21,2684693-36 | 5094-IRT8SXT, 8 RTD/TC ANALOG INPUT, S | TURBINE PANEL B
AF0071 | 2684693-18,2684693-32 | 5094-IJ2ISXT, 2 FAST COUNTER INPUT, S | TURBINE PANEL B
AF0072 | 2684693-18,2684693-30 | 5094-IF4IHSXT, 4 ANALOG INPUT, S | TURBINE PANEL B
AF0073 | 2684693-21,2684693-36 | 5094-IRT8SXT, 8 RTD/TC ANALOG INPUT, S | TURBINE PANEL B
AF0074 | 2684693-18,2684693-56 | 5094-IF8IHXT, 8 ANALOG INPUT, ISOLATED | TURBINE PANEL B
AF0075 | 2684693-18,2684693-30 | 5094-IF4IHSXT, 4 ANALOG INPUT, S | TURBINE PANEL B
AF0076 | 2684693-18,2684693-55 | 5094-OB16SXT, 16 DISCRETE OUTPUT, S | TURBINE PANEL B
AF0077 | 2684693-19,2684693-33 | 5094-IY8XT, 8 ANALOG INPUT,TC/RTD/I&V | TURBINE PANEL B
AT0680 | 1634974-100 | GATEWAY MODULE, TURBOTRONIC GATEWAY | TURBINE PANEL B
AU0060 | 2684693-22 | 5094-AENTRXT, FLEX 5000 I/O | TURBINE PANEL B
AU0070 | 2684693-22 | 5094-AENTRXT, FLEX 5000 I/O | TURBINE PANEL B
BA9005 | 1098580-37 | CONNECTOR, FIBER OPTIC, HOUSING PANEL^ST COMPATIBLE ADAPTER | TURBINE PANEL B
BA9006 | 1098580-37 | CONNECTOR, FIBER OPTIC, HOUSING PANEL^ST COMPATIBLE ADAPTER | TURBINE PANEL B
BA9008 | 1098580-37 | CONNECTOR, FIBER OPTIC, HOUSING PANEL^ST COMPATIBLE ADAPTER | TURBINE PANEL B
FU0060 | 1043265-1,1043265-5 | FUSE, 10A | TURBINE PANEL B
FU0061 | 1043265-1,1043265-5 | FUSE, 10A | TURBINE PANEL B
FU0062 | 1043265-1,1043265-5 | FUSE, 10A | TURBINE PANEL B
FU0063 | 1043265-1,1043265-5 | FUSE, 10A | TURBINE PANEL B
FU0070 | 1043265-1,1043265-5 | FUSE, 10A | TURBINE PANEL B
FU0071 | 1043265-1,1043265-5 | FUSE, 10A | TURBINE PANEL B
FU0680 | 1043265-4 | FUSE, 5A | TURBINE PANEL B
GR0231 | 903842C1 | RAIL LUG, DINRAIL GROUNDING | TURBINE PANEL B
GR0232 | 903842C1 | RAIL LUG, DINRAIL GROUNDING | TURBINE PANEL B
GR0233 | 903842C1 | RAIL LUG, DINRAIL GROUNDING | TURBINE PANEL B
GR0234 | 903842C1 | RAIL LUG, DINRAIL GROUNDING | TURBINE PANEL B
IEG0230 | 232941-300 | BUS BAR, PANEL B - INSTRUMENT EARTH GROUNDING | TURBINE PANEL B
KA0130 | 1061979-1 | RELAY, LOWSPEED/OPEN PROBE SETPOINT | TURBINE PANEL B
KA0131 | 1061979-1 | RELAY, CONTROLLER ACTIVE | TURBINE PANEL B
KA0132 | 1061979-1 | RELAY, CONTROLLER ACTIVE | TURBINE PANEL B
KA0133 | 1061979-1 | RELAY, POST LUBE NOT REQUIRED | TURBINE PANEL B
KA0134 | 1061979-1 | RELAY, BACKUP COMMAND OFF | TURBINE PANEL B
KA0136 | 1061979-1 | RELAY, LUBE OIL HEADER^PRESSURE HIGH | TURBINE PANEL B
KA0137 | 1061979-1 | RELAY, LUBE PUMP INHIBIT | TURBINE PANEL B
KA0138 | 1061979-1 | RELAY, BACKUP LUBE OIL PUMP OFF | TURBINE PANEL B
KA0141 | 1061979-1 | RELAY, CONTROLLER ACTIVE | TURBINE PANEL B
KA0144 | 1061979-1 | RELAY, AC PRE-POST PUMP | TURBINE PANEL B
KA0221 | 1061979-1 | RELAY, PRIMARY GAS FUEL^SHUTOFF VALVE | TURBINE PANEL B
KA0222 | 1061979-1 | RELAY, SECONDARY GAS FUEL^ SHUTOFF VALVE | TURBINE PANEL B
KA0231 | 1061979-1 | RELAY, CONTROLLER ACTIVE | TURBINE PANEL B
KA0232 | 1061979-1 | RELAY, CONTROLLER ACTIVE | TURBINE PANEL B
KA0233 | 1061979-1 | RELAY, CONTROLLER ACTIVE | TURBINE PANEL B
KA0234 | 1061979-1 | RELAY, CONTROLLER ACTIVE | TURBINE PANEL B
KA0235 | 1061979-1 | RELAY, NO EMERGENCY ^SHUTDOWN SUMMARY | TURBINE PANEL B
KA0236 | 1061979-1 | RELAY, NO EMERGENCY ^SHUTDOWN SUMMARY | TURBINE PANEL B
KA0237 | 1061979-1 | RELAY, NO EMERGENCY SHUTDOWN SUMMARY | TURBINE PANEL B
KA0238 | 1061979-1 | RELAY, NO EMERGENCY SHUTDOWN SUMMARY | TURBINE PANEL B
KA0239 | 1061979-1 | RELAY, NO EMERGENCY SHUTDOWN SUMMARY | TURBINE PANEL B
KA0240 | 1061979-1 | RELAY, NO EMERGENCY SHUTDOWN SUMMARY | TURBINE PANEL B
KA0241 | 1061979-1 | RELAY, BACKUP SYSTEM RESET | TURBINE PANEL B
KA0242 | 1061979-1 | RELAY, BACKUP SYSTEM RESET | TURBINE PANEL B
KA0243 | 1061979-1 | RELAY, NO FIRE DETECTED | TURBINE PANEL B
KA0244 | 1061979-1 | RELAY, NO FIRE DETECTED | TURBINE PANEL B
KA0245 | 1061979-1 | RELAY, NO GAS DETECTED | TURBINE PANEL B
KA0246 | 1061979-1 | RELAY, NO FIRE DETECTED | TURBINE PANEL B
KA0247 | 1061979-1 | RELAY, NO FIRE DETECTED | TURBINE PANEL B
KA0248 | 1061979-1 | RELAY, NO EMERGENCY SHUTDOWN SUMMARY | TURBINE PANEL B
KA0249 | 1061979-1 | RELAY, NO GAS DETECTED | TURBINE PANEL B
KA0250 | 1061979-1 | RELAY, NO EMERGENCY SHUTDOWN SUMMARY | TURBINE PANEL B
KA1020 | 1061979-1 | RELAY, IGNITION START | TURBINE PANEL B
KT0140 | 2651077-1 | TIMER RELAY, BACKUP PUMP POST LUBE OFF CYCLE | TURBINE PANEL B
KT0141 | 2651077-1 | TIMER RELAY, BACKUP POST LUBE CONTINUOUS | TURBINE PANEL B
KT0142 | 2651077-1 | TIMER RELAY, TOTAL POST LUBE | TURBINE PANEL B
KT0143 | 2651077-1 | TIMER RELAY, BACKUP PUMP POST LUBE ON CYCLE | TURBINE PANEL B
KT0144 | 2651077-1 | TIMER RELAY, HEADER PRESSURE HIGH BACKUP PUMP OFF | TURBINE PANEL B
KT0145 | 2651077-1 | TIMER RELAY, FIRE DETECTED ROLLDOWN LUBE | TURBINE PANEL B
KT0146 | 2651077-3 | TIMER RELAY, WATCHDOG | TURBINE PANEL B
UA1200 | 1053834-16 | SIGNAL CONVERTER, BACKUP OVERSPEED | TURBINE PANEL B
XT0060 | 1066730-7,1066730-8,1067996-4 | TERMINAL BLOCK, SPRING, 4 CONDUCTOR,30-12 AWG (0.05-3.31 MM2),NON-IS | TURBINE PANEL B
XT0070 | 1066730-7,1066730-8,1067996-4 | TERMINAL BLOCK, SPRING, 4 CONDUCTOR,30-12 AWG (0.05-3.31 MM2),NON-IS | TURBINE PANEL B
XT0136 | 1066730-7,1066730-8,1067996-4 | TERMINAL BLOCK, SPRING, 4 CONDUCTOR,30-12 AWG (0.05-3.31 MM2),NON-IS | TURBINE PANEL B
XT0236 | 1066730-7,1066730-8,1067996-4 | TERMINAL BLOCK, SPRING, 4 CONDUCTOR,30-12 AWG (0.05-3.31 MM2),NON-IS | TURBINE PANEL B
XT0237 | 1066730-10,1066730-9,1067996-4 | DIODE TERMINAL STRIP, 4 CONDUCTOR | TURBINE PANEL B
XT0240 | 1066730-7,1066730-8,1067996-4 | TERMINAL BLOCK, SPRING, 4 CONDUCTOR,30-12 AWG (0.05-3.31 MM2),NON-IS | TURBINE PANEL B
XT0680 | 1066730-7,1066730-8,1067996-4 | TERMINAL BLOCK, SPRING, 4 CONDUCTOR,30-12 AWG (0.05-3.31 MM2),NON-IS | TURBINE PANEL B