## Blue Labels
(SHT 1) CONSOLE | (SHT 10) JB70 LEFT RAIL | (SHT 11) JB70 RIGHT RAIL | (SHT 12) PLC PANEL | (SHT 13) FIRE SYSTEM CONTROLLER PANEL | (SHT 14) PANEL A | (SHT 15) PANEL B | (SHT 17) GENERATOR PANEL | (SHT 2) CONSOLE | (SHT 3) TCP | (SHT 5) PWR DISTRIBUTION RAIL | (SHT 6) CONS,AUX,1BAY,^ BACK PANEL | (SHT 7) CONS,AUX,1BAY, ^ LEFT PANEL | (SHT 8) CONS,AUX,1BAY^RIGHT PANEL | (SHT 9) JB70
EL0273 | AT0178 | PC0470 | AT0600 | UV0170 | FU0080 | FU0060 | IEG0130 | AT0190K | HL0411 | FU0560 | FU0180 | GR0181 | GR0356 | HL0171
HA0273 | AT0176 | BA0001 | UV0600 | FU0170 | FU0081 | FU0061 | AF0400 | AT0190 | HL0410 | FU0200 | FU0181 | GR0183 | GR0184 | HL0172
ZS0273 | AT0175 | BA0002 | AP0601 | XT0170 | XT0080 | FU0062 | AF0410 |  | HL0409 | FU0201 | FU0008 |  |  | HL0173
FG0000 | XT0171 | BA1100 | AP0602 | KA0172 | XT0081 | FU0063 | AF0440 |  | HL0408 | FU0190 | FU0009 |  |  | SA0170
| XT0174 | FU1213 | AP0603 | KA0174 | AU0080 | FU0064 | AF0450 |  | HL0407 | FU0273 | XT0180 |  |  | SB0170
| XT0172 | FU1101 | AP0604 | GR0171 | AF0081 | XT0060 | FU0113 |  | SB0400 | XT0563 | XT0008 |  |  | AT1100
| KA0178 | FU1100 | AP0605 | AT0170 | AF0082 | XT0291 | XT0130 |  | HL0406 | XT0560 | KA0185 |  |  | SB0471
| KA6510 | KA0130 | AP0606 |  | AF0083 | UV0291 | XT0400 |  | HL0405 | XT0561 | KA0180 |  |  | SB0473
| KA0176 | GR1100 | AR0600 |  | AF0084 | GR0233 | FU0120 |  | HL0404 | XT0562 | AU0180 |  |  | SB0474
| GR1101 | UA1200 | AT0680 |  | AF0085 | FU0291 | FU0121 |  | HL0403 | XT0345 | AF0181 |  |  | SA0473
|  |  | FU0680 |  | AF0086 | XT0240 | XT0120 |  | HL0402 | QS0560 | AF0182 |  |  | SA0472
|  |  | XT0680 |  | AF0087 | KA0231 | KA0123 |  | HL0401 |  | AF0183 |  |  | SH0470
|  |  | GR0680 |  | XT0137 | KA0232 | KA0121 |  | HL0400 |  | AF0184 |  |  | SH0472
[5 empty] | XT0236 | KA0233 | KA0128 |  | SH0412 |  | AF0185 |  |  | HA0472
[5 empty] | XT0237 | KA0234 | GR0140 |  | SH0411 |  | BA0008 |  |  | SH0471
[5 empty] | KA0135 | KA0235 | KA0313 |  | SH0405 |  | BA0009 |  |  | SA0471
[5 empty] | KA3220 | KA0236 | FU0332 |  | SH0404 |  | BA1213 |  |  | SB0472
[5 empty] | KA6211 | KA0237 | FU0333 |  | SH0410 |  | XT0391
[5 empty] | GR0234 | KA0238 | FU0334 |  | SH0409 |  | GR0182
[5 empty] | AU0090 | KA0239 | FU0335 |  | SH0401 |  | GR0180
[5 empty] | AF0091 | KA0240 | XT0332 |  | SH0400 |  | PEG0356
[5 empty] | AF0092 | KA0248 | XT0334 |  | XT0564 |  | IEG0356
[5 empty] | AF0093 | KA0250 | XT0335 |  | AU0200
[5 empty] | AF0094 | KA0241 | XT0336 |  | AF0201
[5 empty] | AF0095 | KA0242 | XT0337 |  | AF0202
[5 empty] | FU0001 | KA0243 | GR0141 |  | XT0200
[5 empty] | FU0002 | KA0244 | KA0335 |  | SB0408
[5 empty] | XT0001 | KA0246 | KA0336 |  | SB0407
[5 empty] | XT0136 | KA0247 | KA0330 |  | SH0408
[5 empty] | KT0140 | KA0245 | KA0331 |  | SB0405
[5 empty] | KT0141 | KA0249 | KA0332 |  | SB0406
[5 empty] | KT0142 | KA0224 | KA0333 |  | SA0401
[5 empty] | KT0143 | KA0221 | KA0310 |  | SB0404
[5 empty] | KT0144 | KA0222 | KA0186 |  | SB0403
[5 empty] | KT0145 | KA1020 | AF0123 |  | SB0402
[5 empty] | KT0146 | GR0231 | AF0122 |  | SB0401
[5 empty] | KA0131 | XT0085 | AF0121 |  | GR0200
[5 empty] | KA0132 | FU0070 | AU0120
[5 empty] | KA0133 | FU0071 | GR0110
[5 empty] | KA0134 | XT0070 | PEG0140
[5 empty] | KA0144 | AF0076 | KA7364
[5 empty] | KA0136 | AF0075 | FU0313
[5 empty] | KA0137 | AF0074 | FU0314
[5 empty] | KA0138 | AF0073 | XT0360
[5 empty] | KA0141 | AF0072 | XT0313
[5 empty] | KA0875 | AF0071 | XT0370
[5 empty] | KA2160 | AU0070 | XT0351
[5 empty] | KA2161 | GR0232 | XT0352
[5 empty] | GR0133 | AU0060 | XT0350
[5 empty] | FU0090 | AF0061 | KA4100
[5 empty] | FU0091 | AF0062 | GR0142
[5 empty] | FU0092 | AF0063 | AT0140
[5 empty] | FU0093 | AF0064
[5 empty] | XT0090 | AF0065
[5 empty] | FU0137 | AF0066
[5 empty] | FU0136 | AF0067
[5 empty] | FU0139 | AF0068
[5 empty] | FU0010 | IEG0230
FU0210
FU0211
FU0212
XT0138
XT0139
XT0134
XT0135
XT0235
XT0233
GR0131
FU0011
FU0012
FU0013
FU0014
FU0015
FU0017
XT0011
GR0132
UJ0131
XT0014
PEG0130

## White Labels
(SHT 6) CONS,AUX,1BAY,^ BACK PANEL | (SHT 6) CONS,AUX,1BAY,^ BACK PANEL - (SHT 17) GENERATOR PANEL | (SHT 6) CONS,AUX,1BAY,^ BACK PANEL - (SHT 3) TCP | (SHT 17) GENERATOR PANEL | (SHT 9) JB70 - (SHT 14) PANEL A | (SHT 11) JB70 RIGHT RAIL - (SHT 15) PANEL B | (SHT 14) PANEL A | (SHT 14) PANEL A - (SHT 15) PANEL B | (SHT 15) PANEL B | (SHT 15) PANEL B - (SHT 12) PLC PANEL | (SHT 12) PLC PANEL | (SHT 5) PWR DISTRIBUTION RAIL - (SHT 3) TCP | (SHT 3) TCP
AU0180G | IEG01303 | IEG03561 | AT0140LS(S) | PEG01304 | GR1100 | 0V | IEG023011 | AF0064G | IEG02301 | UV0600G | 0V1 | AU0200G
GR0182 |  | IEG03562 | AU0120G |  | IEG02308 | AF0083G | IEG02302 | AF0065G |  |  | ESTOPA
|  |  | EXCS |  |  | AF0084G | IEG02303 | AF0066G |  |  | ESTOPB
|  |  | IEG01301 |  |  | AF0085G | IEG02309 | AF0071G |  |  | FU0139
|  |  | IEG01302 |  |  | AU0080G |  | AF0072G |  |  | FU0200
|  |  | IEG01304 |  |  | AU0090G |  | AF0073G |  |  | FU0201
|  |  | PEG01405 |  |  |  |  | AF0074G |  |  | KA023612
|  |  | PMGS |  |  |  |  | AU0060G |  |  | KA0241A1
|  |  | VBUSN |  |  |  |  | AU0070G
|  |  | WC8101 |  |  |  |  | IEG02304
|  |  | WC8102 |  |  |  |  | IEG02305
|  |  | WC8201 |  |  |  |  | IEG02306
|  |  | WC8301 |  |  |  |  | IEG02307
XT04001
XT04002

## Heat Shrink Labels
(SHT 13) FIRE SYSTEM CONTROLLER PANEL - (SHT 10) JB70 LEFT RAIL | (SHT 17) GENERATOR PANEL | (SHT 10) JB70 LEFT RAIL | (SHT 11) JB70 RIGHT RAIL - (SHT 15) PANEL B
WC5018 | WC8009 | WC5500 | WC4524
WC8069 |  | WC8066
WC8067

## CONS,AUX,1BAY, ^ LEFT PANEL
CONS,AUX,1BAY, ^ LEFT PANEL
Project # | J1970
Project Name | PERTAMINA EP CEPU ZONA 11 CPP GUNDIH
Revision | 0.1
Controls DE | S.SANKAR
Phone: | 0
Controls ME
Phone:
From | [5 empty] | To
Device ID | Cable (W) Conductor (SC) Jumper Clip (JC) | Wire No. | Wire ID | Gauge/Size | Page/Zone | Device ID | Location | Page/Zone
GR0181: | SC | GR0181 | GRN/YEL | 14 | 3.D7 | FRAME | CONS,AUX,1BAY, ^ LEFT PANEL | 3.D6
GR0183: | SC | GR0183 | GRN/YEL | 14 | 3.D7 | FRAME | CONS,AUX,1BAY, ^ LEFT PANEL | 3.D6
SolarTools ver. 24.0.84.24712 (Jul 31, 2025)
Report date: 4/7/2026 10:56 AM

## CONS,AUX,1BAY,^ BACK PANEL
CONS,AUX,1BAY,^ BACK PANEL
Project # | J1970
Project Name | PERTAMINA EP CEPU ZONA 11 CPP GUNDIH
Revision | 0.1
Controls DE | S.SANKAR
Phone: | 0
Controls ME
Phone:
From | [5 empty] | To
Device ID | Cable (W) Conductor (SC) Jumper Clip (JC) | Wire No. | Wire ID | Gauge/Size | Page/Zone | Device ID | Location | Page/Zone
XT0008:1 | JC | FU0200LI | CLIP | --- | 5.B5 | XT0008:2 | CONS,AUX,1BAY,^ BACK PANEL | 5.C5
XT0008:3 | JC | 0V1 | CLIP | --- | 5.B5 | XT0008:4 | CONS,AUX,1BAY,^ BACK PANEL | 5.C5
XT0180:1 | JC | 0V1 | CLIP | --- | 11.D2 | XT0180:2 | CONS,AUX,1BAY,^ BACK PANEL | 11.D2
AF0181:00 | SC | 018100 | WHT | 20 | 26.A7 | KA0180:A1 | CONS,AUX,1BAY,^ BACK PANEL | 26.A5
AF0181:10 | SC | 018110 | WHT | 20 | 26.A7 | KA0185:A1 | CONS,AUX,1BAY,^ BACK PANEL | 26.A5
AF0181:16 | SC | 018116 | WHT | 20 | 26.A7 | KA0180:A2 | CONS,AUX,1BAY,^ BACK PANEL | 26.A5
AF0181:COM | SC | 0V1 | WHT | 16 | 11.D4 | XT0180:2 | CONS,AUX,1BAY,^ BACK PANEL | 11.D2
AF0181:V+ | SC | FU0181 | WHT | 16 | 11.D4 | FU0181:LD | CONS,AUX,1BAY,^ BACK PANEL | 11.D3
AF0182:01 | SC | JP3 | VIO | 20 | 32.A7 | AF0182:33 | CONS,AUX,1BAY,^ BACK PANEL | 32.A7
AF0183:02 | SC | JP2 | VIO | 20 | 32.D7 | AF0183:34 | CONS,AUX,1BAY,^ BACK PANEL | 32.D7
AF0182:COM | SC | AF0182N | WHT | 16 | 11.D5 | AF0183:COM | CONS,AUX,1BAY,^ BACK PANEL | 11.C5
AF0182:COM | SC | AU0180N | WHT | 16 | 11.D5 | AU0180:COM | CONS,AUX,1BAY,^ BACK PANEL | 11.C3
AF0182:V+ | SC | AF0182P | WHT | 16 | 11.D5 | AF0183:V+ | CONS,AUX,1BAY,^ BACK PANEL | 11.C5
AF0182:V+ | SC | AU0180P | WHT | 16 | 11.D5 | AU0180:V+ | CONS,AUX,1BAY,^ BACK PANEL | 11.C3
AF0183:COM | SC | AF0183N | WHT | 16 | 11.C5 | AF0184:COM | CONS,AUX,1BAY,^ BACK PANEL | 11.D6
AF0183:V+ | SC | AF0183P | WHT | 16 | 11.C5 | AF0184:V+ | CONS,AUX,1BAY,^ BACK PANEL | 11.D6
AF0184:COM | SC | AF0184N | WHT | 16 | 11.D6 | AF0185:COM | CONS,AUX,1BAY,^ BACK PANEL | 11.D6
AF0184:SH | SC | AU0180G | GRN | 14 | 11.D6 | AU0180:GND | CONS,AUX,1BAY,^ BACK PANEL | 11.C3
AF0184:V+ | SC | AF0184P | WHT | 16 | 11.D6 | AF0185:V+ | CONS,AUX,1BAY,^ BACK PANEL | 11.D6
AU0180:COM | SC | 0V1 | WHT | 16 | 11.C3 | XT0180:1 | CONS,AUX,1BAY,^ BACK PANEL | 11.D2
AU0180:V+ | SC | FU0180 | WHT | 16 | 11.C3 | FU0180:LD | CONS,AUX,1BAY,^ BACK PANEL | 11.D3
BA0008:V1(-) | SC | 0V1 | WHT | 16 | 5.B6 | XT0008:3 | CONS,AUX,1BAY,^ BACK PANEL | 5.B5
BA0008:V1(+) | SC | FU0008 | WHT | 16 | 5.B6 | FU0008:LD | CONS,AUX,1BAY,^ BACK PANEL | 5.B5
BA0009:V1(-) | SC | 0V1 | WHT | 16 | 5.C6 | XT0008:4 | CONS,AUX,1BAY,^ BACK PANEL | 5.C5
BA0009:V1(+) | SC | FU0009 | WHT | 16 | 5.C6 | FU0009:LD | CONS,AUX,1BAY,^ BACK PANEL | 5.C5
BA1213:NEG | SC | UV0291N | WHT | 16 | 11.C1 | XT0391:2 | CONS,AUX,1BAY,^ BACK PANEL | 11.C2
FU0008:LI | SC | FU0200LI | WHT | 16 | 5.B5 | XT0008:1 | CONS,AUX,1BAY,^ BACK PANEL | 5.B5
FU0009:LI | SC | FU0200LI | WHT | 16 | 5.C5 | XT0008:2 | CONS,AUX,1BAY,^ BACK PANEL | 5.C5
FU0180:LI | SC | FU0200LI | WHT | 14 | 11.D3 | FU0181:LI | CONS,AUX,1BAY,^ BACK PANEL | 11.D3
GR0180: | SC | GR0180 | GRN/YEL | 14 | 3.D7 | FRAME | CONS,AUX,1BAY,^ BACK PANEL | 3.D6
GR0182: | SC | GR0182 | GRN | 14 | 3.D7 | IEG0356:3 | CONS,AUX,1BAY,^ BACK PANEL | 3.D6
AU0180:L2 | WC9008 | BA0008RJ45 | ENET | CABLE | 11.C3 | BA0008:RJ45 | CONS,AUX,1BAY,^ BACK PANEL | 5.B6
BA0009:RJ45 | WC9009 | BA0009RJ45 | ENET | CABLE | 5.C6 | BA1213:L1 | CONS,AUX,1BAY,^ BACK PANEL | 11.C1
AF0181:26 | SC | 018126 | WHT | 20 | 26.A7 | KA7364:14 | GENERATOR PANEL | 26.B6
AF0184:SH | SC | IEG01303 | GRN | 14 | 11.D6 | IEG0130:3 | GENERATOR PANEL | 11.D7
KA0185:A2 | SC | KA0185A2 | WHT | 20 | 26.A5 | KA7364:11 | GENERATOR PANEL | 26.B6
BA1213:POS | SC | FU1213LD | WHT | 16 | 11.C1 | FU1213:LD | JB70 RIGHT RAIL | 11.C1
XT0391:1 | SC | UV0291P | WHT | 16 | 11.C2 | FU1213:LI | JB70 RIGHT RAIL | 11.C1
FU0180:LI | SC | FU0200LI | WHT | 14 | 11.D3 | FU0190:LI | PWR DISTRIBUTION RAIL | 11.C3
XT0008:1 | SC | FU0200LI | WHT | 16 | 5.B5 | XT0561:2 | PWR DISTRIBUTION RAIL | 11.A2
XT0008:3 | SC | 0V1 | WHT | 16 | 5.B5 | XT0562:2 | PWR DISTRIBUTION RAIL | 11.B2
XT0180:1 | SC | 0V1 | WHT | 16 | 11.D2 | XT0562:2 | PWR DISTRIBUTION RAIL | 11.B2
AF0183:05 | SC | TCP18B2 | WHT | 20 | 13.D6 | SB0400:22 | TCP | 13.D5
AF0183:37 | SC | TCP18B1 | WHT | 20 | 13.D6 | SB0400:21 | TCP | 13.D5
IEG0356:1 | SC | IEG03561 | GRN | 14 | 3.D5 | GR0200: | TCP | 3.D6
IEG0356:2 | SC | IEG03562 | GRN | 14 | 11.B6 | XT0200:2 | TCP | 11.B6
BA1213:L2 | WC9213 | BA1213L2 | ENET | CABLE | 11.C1 | AU0200:L1 | TCP | 11.A3
SolarTools ver. 24.0.84.24712 (Jul 31, 2025)
Report date: 4/7/2026 10:56 AM

## CONS,AUX,1BAY^RIGHT PANEL
CONS,AUX,1BAY^RIGHT PANEL
Project # | J1970
Project Name | PERTAMINA EP CEPU ZONA 11 CPP GUNDIH
Revision | 0.1
Controls DE | S.SANKAR
Phone: | 0
Controls ME
Phone:
From | [5 empty] | To
Device ID | Cable (W) Conductor (SC) Jumper Clip (JC) | Wire No. | Wire ID | Gauge/Size | Page/Zone | Device ID | Location | Page/Zone
GR0184: | SC | GR0184 | GRN/YEL | 14 | 3.D7 | FRAME | CONS,AUX,1BAY^RIGHT PANEL | 3.D6
GR0356: | SC | GR0356 | GRN/YEL | 14 | 3.D7 | FRAME | CONS,AUX,1BAY^RIGHT PANEL | 3.D6
SolarTools ver. 24.0.84.24712 (Jul 31, 2025)
Report date: 4/7/2026 10:56 AM

## CONSOLE
CONSOLE
CONTROL CONSOLE & CONTROL CONSOLE (DOOR PANELS)
Project # | J1970
Project Name | PERTAMINA EP CEPU ZONA 11 CPP GUNDIH
Revision | 0.1
Controls DE | S.SANKAR
Phone: | 0
Controls ME
Phone:
From | [5 empty] | To
Device ID | Cable (W) Conductor (SC) Jumper Clip (JC) | Wire No. | Wire ID | Gauge/Size | Page/Zone | Device ID | Location | Page/Zone
AT0190:GND | SC | AT0190G | GRN/YEL | 14 | 11.B4 | FRAME | CONSOLE | 11.C3
AT0190:NEG | SC | 0V1 | WHT | 16 | 11.B4 | EL0273:- | CONSOLE | 11.B4
AT0190:USB1 | SC | AT0190K | CABLE | USB | 11.B4 | AT0190K:KI | CONSOLE | 11.C5
EL0273:- | SC | 0V1 | WHT | 16 | 11.B4 | AT0190:NEG | CONSOLE | 11.B4
EL0273:+ | SC | ZS0273 | WHT | 14 | 11.B4 | ZS0273:2 | CONSOLE | 11.B4
AT0190:ENET | WC0019 | AT0680LAN2 | ENET | CABLE | 11.B4 | AT0680:LAN2 | PLC PANEL | 7.B4
AT0190:POS | SC | FU0190 | WHT | 14 | 11.B4 | FU0190:LD | PWR DISTRIBUTION RAIL | 11.C3
EL0273:- | SC | 0V1 | WHT | 16 | 11.B4 | XT0562:2 | PWR DISTRIBUTION RAIL | 11.B2
ZS0273:1 | SC | FU0273 | WHT | 14 | 11.B4 | FU0273:LD | PWR DISTRIBUTION RAIL | 11.B3
HA0273:(+) | WC5540 | HA0273P | BLK | 16 | 14.A1 | AF0202:23 | TCP | 14.A3
HA0273:(-) | WC5540 | HA0273N | WHT | 16 | 14.A1 | AF0202:55 | TCP | 14.A3
Report date: 4/7/2026 10:56 AM |  |  |  |  | SolarTools ver. 24.0.84.24712 (Jul 31, 2025)

## FIRE SYSTEM CONTROLLER PANEL
FIRE SYSTEM CONTROLLER PANEL
CONTROL CONSOLE DOOR^(FIRE SYSTEM PANEL)
Project # | J1970
Project Name | PERTAMINA EP CEPU ZONA 11 CPP GUNDIH
Revision | 0.1
Controls DE | S.SANKAR
Phone: | 0
Controls ME
Phone:
From | [5 empty] | To
Device ID | Cable (W) Conductor (SC) Jumper Clip (JC) | Wire No. | Wire ID | Gauge/Size | Page/Zone | Device ID | Location | Page/Zone
XT0170:1 | JC | FU0170 | CLIP | --- | 10.A2 | XT0170:2 | FIRE SYSTEM CONTROLLER PANEL | 10.A2
XT0170:3 | JC | 0V | CLIP | --- | 10.A2 | XT0170:4 | FIRE SYSTEM CONTROLLER PANEL | 10.A2
AT0170:1 | SC | UV01705 | WHT | 14 | 10.A5 | UV0170:5(+) | FIRE SYSTEM CONTROLLER PANEL | 10.A3
AT0170:11 | SC | SA0170B113 | WHT | 20 | 28.A6 | XT0170:11 | FIRE SYSTEM CONTROLLER PANEL | 28.A5
AT0170:12 | SC | SA0170B114 | WHT | 20 | 28.A6 | XT0170:12 | FIRE SYSTEM CONTROLLER PANEL | 28.A5
AT0170:2 | SC | UV01706 | WHT | 14 | 10.A5 | UV0170:6(-) | FIRE SYSTEM CONTROLLER PANEL | 10.A3
AT0170:25 | SC | AT017025 | WHT | 20 | 10.B3 | KA0172:A1 | FIRE SYSTEM CONTROLLER PANEL | 10.B2
AT0170:3 | SC | UV01707 | WHT | 14 | 10.A5 | UV0170:7(+) | FIRE SYSTEM CONTROLLER PANEL | 10.A3
AT0170:31 | SC | AT017031 | WHT | 20 | 10.C3 | KA0174:A1 | FIRE SYSTEM CONTROLLER PANEL | 10.C2
AT0170:4 | SC | UV01708 | WHT | 14 | 10.A5 | UV0170:8(-) | FIRE SYSTEM CONTROLLER PANEL | 10.A3
AT0170:45 | SC | AT017045 | WHT | 20 | 70.D6 | XT0170:5 | FIRE SYSTEM CONTROLLER PANEL | 70.D5
AT0170:46 | SC | AT017046 | WHT | 20 | 70.D6 | XT0170:6 | FIRE SYSTEM CONTROLLER PANEL | 70.D5
AT0170:GND | SC | AT0170G | GRN/YEL | 14 | 10.A5 | FRAME | FIRE SYSTEM CONTROLLER PANEL | 10.B6
FU0170:LD | SC | FU0170 | WHT | 14 | 10.A2 | XT0170:2 | FIRE SYSTEM CONTROLLER PANEL | 10.A2
GR0171: | SC | GR0171 | GRN/YEL | 14 | 10.A5 | FRAME | FIRE SYSTEM CONTROLLER PANEL | 10.A6
KA0172:11 | SC | KA017211 | WHT | 20 | 70.D6 | XT0170:7 | FIRE SYSTEM CONTROLLER PANEL | 70.D5
KA0172:12 | SC | KA017212 | WHT | 20 | 70.D6 | XT0170:8 | FIRE SYSTEM CONTROLLER PANEL | 70.D5
KA0172:A2 | SC | 0V | WHT | 20 | 10.B2 | KA0174:A2 | FIRE SYSTEM CONTROLLER PANEL | 10.C2
KA0172:A2 | SC | 0V | WHT | 20 | 10.B2 | XT0170:4 | FIRE SYSTEM CONTROLLER PANEL | 10.A2
KA0174:11 | SC | KA017411 | WHT | 20 | 70.D6 | XT0170:9 | FIRE SYSTEM CONTROLLER PANEL | 70.D5
KA0174:12 | SC | KA017412 | WHT | 20 | 70.D6 | XT0170:10 | FIRE SYSTEM CONTROLLER PANEL | 70.D5
RR0178: -10K OHM | SC | VD0178 | LEAD | --- | 28.D6 | XT0170:16 | FIRE SYSTEM CONTROLLER PANEL | 28.D6
RR0178: -10K OHM | SC | KA0178A2 | LEAD | --- | 28.D6 | XT0170:17 | FIRE SYSTEM CONTROLLER PANEL | 28.D6
UV0170:1(+) | SC | FU0170 | WHT | 14 | 10.A3 | XT0170:2 | FIRE SYSTEM CONTROLLER PANEL | 10.A2
UV0170:13(+) | SC | LON0P | WHT | 14 | 72.B7 | XT0170:18 | FIRE SYSTEM CONTROLLER PANEL | 72.A6
UV0170:14(-) | SC | LON0N | WHT | 14 | 72.B7 | XT0170:19 | FIRE SYSTEM CONTROLLER PANEL | 72.A6
UV0170:15(+) | SC | LON2P | WHT | 14 | 72.B7 | XT0170:21 | FIRE SYSTEM CONTROLLER PANEL | 72.D6
UV0170:16(-) | SC | LON2N | WHT | 14 | 72.B7 | XT0170:22 | FIRE SYSTEM CONTROLLER PANEL | 72.D6
UV0170:2(-) | SC | 0V | WHT | 14 | 10.A3 | XT0170:3 | FIRE SYSTEM CONTROLLER PANEL | 10.A2
UV0170:3(+) | SC | FU0170 | WHT | 14 | 10.A3 | XT0170:2 | FIRE SYSTEM CONTROLLER PANEL | 10.A2
UV0170:4(-) | SC | 0V | WHT | 14 | 10.A3 | XT0170:3 | FIRE SYSTEM CONTROLLER PANEL | 10.A2
UV0170:GND | SC | UV0170G | GRN/YEL | 14 | 10.A3 | FRAME | FIRE SYSTEM CONTROLLER PANEL | 10.B4
VD0178:--1N4007 | SC | KA0178A1 | LEAD | --- | 28.D6 | XT0170:15 | FIRE SYSTEM CONTROLLER PANEL | 28.D5
VD0178:+-1N4007 | SC | VD0178 | LEAD | --- | 28.D6 | XT0170:16 | FIRE SYSTEM CONTROLLER PANEL | 28.D6
XT0170:14 | SC | 0V | WHT | 20 | 28.D5 | XT0170:4 | FIRE SYSTEM CONTROLLER PANEL | 10.A2
XT0170:11 | SC | SA0170B113 | WHT | 20 | 28.A5 | SA0170:B1-13 | JB70 | 28.A1
XT0170:12 | SC | SA0170B114 | WHT | 20 | 28.A5 | SA0170:B1-14 | JB70 | 28.A1
XT0170:14 | WC5072 | 0V | 1 | 18 | 28.D5 | HA0472:BLK-1 | JB70 | 28.D1
XT0170:13 | WC5072 | HA04722 | 2 | 18 | 28.D5 | HA0472:BLK-2 | JB70 | 28.D1
UV0170:10(-) | SC | UV017010 | WHT | 14 | 10.A3 | AT0175:2P1 | JB70 LEFT RAIL | 10.B5
UV0170:11(+) | SC | UV017011 | WHT | 14 | 10.A3 | AT0176:1P1 | JB70 LEFT RAIL | 10.C5
UV0170:12(-) | SC | UV017012 | WHT | 14 | 10.A3 | AT0176:2P1 | JB70 LEFT RAIL | 10.C5
UV0170:9(+) | SC | UV01709 | WHT | 14 | 10.A3 | AT0175:1P1 | JB70 LEFT RAIL | 10.B5
XT0170:1 | SC | FU0170 | WHT | 14 | 10.A2 | XT0172:4 | JB70 LEFT RAIL | 79.A6
XT0170:15 | SC | KA0178A1 | WHT | 20 | 28.D5 | KA0178:A1 | JB70 LEFT RAIL | 28.D5
XT0170:16 | SC | VD0178 | WHT | 20 | 28.D6 | AT0178:23 | JB70 LEFT RAIL | 28.D6
XT0170:17 | SC | KA0178A2 | WHT | 20 | 28.D6 | AT0178:24 | JB70 LEFT RAIL | 28.D6
XT0170:17 | SC | KA0178A2 | WHT | 20 | 28.D6 | KA0178:A2 | JB70 LEFT RAIL | 28.D5
XT0170:3 | SC | 0V | WHT | 20 | 10.A2 | KA0176:A2 | JB70 LEFT RAIL | 81.B5
XT0170:4 | SC | 0V | WHT | 14 | 10.A2 | XT0172:5 | JB70 LEFT RAIL | 79.A6
AT0170:53 | WC5018 | LON2A | WHT | 16 | 72.D6 | XT0172:16 | JB70 LEFT RAIL | 72.D6
AT0170:52 | WC5018 | LON2B | BLK | 16 | 72.D6 | XT0172:17 | JB70 LEFT RAIL | 72.D6
AT0170:51 | WC5018 | LON2S1 | SH | 16 | 72.D6 | XT0172:18 | JB70 LEFT RAIL | 72.D6
AT0170:50 | WC8069 | AT017050 | WHT | 16 | 10.A7 | AT0175:4P2 | JB70 LEFT RAIL | 10.A7
AT0170:49 | WC8069 | AT017049 | BLK | 16 | 10.A7 | AT0175:5P2 | JB70 LEFT RAIL | 10.A7
AT0170:48 | WC8069 | AT017048 | SH | 16 | 10.A7 | AT0175:6P2 | JB70 LEFT RAIL | 10.A7
AT0170:L1 | WC0010 | BA1100L2 | ENET | CABLE | 10.A5 | BA1100:L2 | JB70 RIGHT RAIL | 31.B2
FU0170:LI | SC | FU0136 | WHT | 12 | 10.A2 | XT0138:2 | PANEL A | 16.A3
XT0170:1 | SC | FU0170 | WHT | 20 | 10.A2 | KA0875:14 | PANEL A | 28.D6
XT0170:13 | SC | HA04722 | WHT | 20 | 28.D5 | KA0875:11 | PANEL A | 28.D6
XT0170:3 | SC | 0V | WHT | 14 | 10.A2 | XT0134:2 | PANEL A | 16.B3
AT0170:24 | SC | FU0139 | WHT | 20 | 10.B3 | XT0240:12 | PANEL B | 18.C4
AT0170:26 | SC | KA0243A1 | WHT | 20 | 10.B3 | XT0240:7 | PANEL B | 18.C3
AT0170:30 | SC | FU0139 | WHT | 20 | 10.C3 | XT0240:12 | PANEL B | 18.C4
AT0170:32 | SC | KA0245A1 | WHT | 20 | 10.C3 | XT0240:8 | PANEL B | 18.D3
XT0170:2 | SC | FU0170 | WHT | 20 | 10.A2 | KA0232:21 | PANEL B | 81.A6
AT0170:L2 | WC9017 | AT0170L2 | ENET | CABLE | 10.A5 | AP0602:L1 | PLC PANEL | 4.A3
SolarTools ver. 24.0.84.24712 (Jul 31, 2025)
Report date: 4/7/2026 10:56 AM

## GENERATOR PANEL
GENERATOR PANEL
JB72
Project # | J1970
Project Name | PERTAMINA EP CEPU ZONA 11 CPP GUNDIH
Revision | 0.1
Controls DE | S.SANKAR
Phone: | 0
Controls ME
Phone:
From | [5 empty] | To
Device ID | Cable (W) Conductor (SC) Jumper Clip (JC) | Wire No. | Wire ID | Gauge/Size | Page/Zone | Device ID | Location | Page/Zone
XT0120:1 | JC | 0V | CLIP | --- | 22.D1 | XT0120:2 | GENERATOR PANEL | 22.D1
XT0130:3 | JC | 0V | CLIP | --- | 22.A5 | XT0130:2 | GENERATOR PANEL | 22.A5
XT0336:2 | JC | 0V | CLIP | --- | 21.C4 | XT0336:3 | GENERATOR PANEL | 21.C4
XT0336:3 | JC | 0V | CLIP | --- | 21.C4 | XT0336:4 | GENERATOR PANEL | 21.D4
XT0350:2 | JC | CCT1(+) | CLIP | --- | 68.A4 | XT0350:1 | GENERATOR PANEL | 68.A4
XT0350:4 | JC | CCT1(-) | CLIP | --- | 68.A4 | XT0350:3 | GENERATOR PANEL | 68.A4
XT0351:1 | JC | VBUSA | CLIP | --- | 66.B4 | XT0351:2 | GENERATOR PANEL | 66.B4
XT0351:11 | JC | VGENB | CLIP | --- | 66.D4 | XT0351:12 | GENERATOR PANEL | 66.D4
XT0351:13 | JC | VGENC | CLIP | --- | 66.D4 | XT0351:14 | GENERATOR PANEL | 66.D4
XT0351:3 | JC | VBUSB | CLIP | --- | 66.B4 | XT0351:4 | GENERATOR PANEL | 66.B4
XT0351:5 | JC | VBUSC | CLIP | --- | 66.B4 | XT0351:6 | GENERATOR PANEL | 66.B4
XT0351:7 | JC | VBUSN | CLIP | --- | 66.B4 | XT0351:8 | GENERATOR PANEL | 66.B4
XT0351:9 | JC | VGENA | CLIP | --- | 66.D4 | XT0351:10 | GENERATOR PANEL | 66.D4
XT0370:1 | JC | EXC1 | CLIP | --- | 67.C4 | XT0370:2 | GENERATOR PANEL | 67.C5
XT0370:4 | JC | EXC2 | CLIP | --- | 67.C4 | XT0370:3 | GENERATOR PANEL | 67.C5
XT0370:5 | JC | EXCS | CLIP | --- | 67.C4 | XT0370:6 | GENERATOR PANEL | 67.C5
AF0121:01 | SC | 012101 | WHT | 20 | 23.A7 | KA0121:A1 | GENERATOR PANEL | 23.A5
AF0121:03 | SC | 012103 | WHT | 20 | 23.A7 | KA0123:A1 | GENERATOR PANEL | 23.A5
AF0121:05 | SC | 012105 | WHT | 20 | 25.B7 | KA0186:A1 | GENERATOR PANEL | 25.B6
AF0121:08 | SC | 012108 | WHT | 20 | 23.B7 | KA0128:A1 | GENERATOR PANEL | 23.B5
AF0121:14 | SC | 012114 | WHT | 20 | 55.A6 | KA4100:A2 | GENERATOR PANEL | 55.B6
AF0121:17 | SC | 012117 | WHT | 20 | 23.A7 | KA0121:A2 | GENERATOR PANEL | 23.A5
AF0121:19 | SC | 012119 | WHT | 20 | 23.A7 | KA0123:A2 | GENERATOR PANEL | 23.A5
AF0121:21 | SC | 012121 | WHT | 20 | 25.B7 | KA0186:A2 | GENERATOR PANEL | 25.B6
AF0121:24 | SC | 012124 | WHT | 20 | 23.B7 | KA0128:A2 | GENERATOR PANEL | 23.B5
AF0121:46 | SC | 012146 | WHT | 20 | 55.A6 | KA0336:11 | GENERATOR PANEL | 55.A5
AF0121:COM | SC | 0V | WHT | 16 | 22.D2 | XT0120:2 | GENERATOR PANEL | 22.D1
AF0121:V+ | SC | FU0121 | WHT | 14 | 22.D2 | FU0121:LD | GENERATOR PANEL | 22.D1
AF0122:00 | SC | 012200 | WHT | 20 | 25.A7 | KA0330:11 | GENERATOR PANEL | 25.A6
AF0122:01 | SC | 012201 | WHT | 20 | 25.A7 | KA0331:11 | GENERATOR PANEL | 25.A6
AF0122:02 | SC | 012202 | WHT | 20 | 25.B7 | KA0310:11 | GENERATOR PANEL | 25.B6
AF0122:09 | SC | 012209 | WHT | 20 | 27.A6 | KA7364:21 | GENERATOR PANEL | 27.A5
AF0122:32 | SC | 012232 | WHT | 20 | 25.A7 | KA0330:14 | GENERATOR PANEL | 25.A6
AF0122:33 | SC | 012233 | WHT | 20 | 25.A7 | KA0331:14 | GENERATOR PANEL | 25.A6
AF0122:34 | SC | 012234 | WHT | 20 | 25.B7 | KA0310:14 | GENERATOR PANEL | 25.B6
AF0122:41 | SC | 012241 | WHT | 20 | 27.A6 | KA7364:24 | GENERATOR PANEL | 27.A5
AF0122:COM | SC | AF0122N | WHT | 20 | 22.D3 | AF0123:COM | GENERATOR PANEL | 22.D3
AF0122:COM | SC | AU0120N | WHT | 20 | 22.D3 | AU0120:COM | GENERATOR PANEL | 22.C1
AF0122:V+ | SC | AF0122P | WHT | 20 | 22.D3 | AF0123:V+ | GENERATOR PANEL | 22.D3
AF0122:V+ | SC | AU0120P | WHT | 20 | 22.D3 | AU0120:V+ | GENERATOR PANEL | 22.C1
AF0123:SH | SC | IEG01304 | GRN | 14 | 22.D3 | IEG0130:4 | GENERATOR PANEL | 22.D4
AF0123:SH | SC | AU0120G | GRN | 14 | 22.D3 | AU0120:GND | GENERATOR PANEL | 22.C1
XT0352:4 | SC | JW70 | CLIP | -- | 68.B4 | XT0352:5 | GENERATOR PANEL | 68.B4
XT0352:5 | SC | JW71 | CLIP | -- | 68.B4 | XT0352:6 | GENERATOR PANEL | 68.B4
XT0352:6 | SC | JW72 | CLIP | -- | 68.B4 | XT0352:7 | GENERATOR PANEL | 68.B4
XT0351:7 | SC | J30 | CLIP | --- | 66.B4 | XT0351:4 | GENERATOR PANEL | 66.B4
AF0400:12 | SC | XT04001 | GRN | 16 | 20.B6 | XT0400:1 | GENERATOR PANEL | 20.C6
AF0410:32 | SC | XT04001 | GRN | 16 | 20.B5 | XT0400:1 | GENERATOR PANEL | 20.C6
AF0410:53 | SC | 0V | WHT | 16 | 20.B5 | XT0130:4 | GENERATOR PANEL | 20.A4
AF0410:54 | SC | AF0410N | WHT | 16 | 20.B5 | AF0440:53 | GENERATOR PANEL | 20.B4
AF0410:55 | SC | FU0113 | WHT | 16 | 20.B5 | FU0113:LD | GENERATOR PANEL | 20.A4
AF0410:56 | SC | AF0410P | WHT | 16 | 20.B5 | AF0440:55 | GENERATOR PANEL | 20.B4
AF0440:32 | SC | XT04002 | GRN | 16 | 20.B4 | XT0400:2 | GENERATOR PANEL | 20.C3
AF0440:54 | SC | AF0440N | WHT | 16 | 20.B4 | AF0450:53 | GENERATOR PANEL | 20.B3
AF0440:56 | SC | AF0440P | WHT | 16 | 20.B4 | AF0450:55 | GENERATOR PANEL | 20.B3
AF0450:32 | SC | XT04002 | GRN | 16 | 20.B3 | XT0400:2 | GENERATOR PANEL | 20.C3
AT0140:13 VGEN-A | SC | VGENA | RED | 16 | 66.D7 | XT0351:9 | GENERATOR PANEL | 66.D4
AT0140:14 VGEN-B | SC | VGENB | RED | 16 | 66.D7 | XT0351:11 | GENERATOR PANEL | 66.D4
AT0140:15 VGEN-C | SC | VGENC | RED | 16 | 66.D7 | XT0351:13 | GENERATOR PANEL | 66.D4
AT0140:17 VBUS-A | SC | VBUSA | RED | 16 | 66.B7 | XT0351:2 | GENERATOR PANEL | 66.B4
AT0140:18 VBUS-B | SC | VBUSB | RED | 16 | 66.B7 | XT0351:3 | GENERATOR PANEL | 66.B4
AT0140:19 VBUS-C | SC | VBUSC | RED | 16 | 66.B7 | XT0351:5 | GENERATOR PANEL | 66.B4
AT0140:20 VBUS-N | SC | VBUSN | GRN/YEL | 14 | 66.B7 | XT0351:7 | GENERATOR PANEL | 66.B4
AT0140:27 ID RLY | SC | CCT1(+) | BLU | 12 | 68.A7 | XT0350:2 | GENERATOR PANEL | 68.A4
AT0140:28 ID RLY | SC | CCT1(-) | BLU | 12 | 68.A7 | XT0350:4 | GENERATOR PANEL | 68.A4
AT0140:29 FLT | SC | KA0310A2 | WHT | 20 | 22.D6 | KA0310:A2 | GENERATOR PANEL | 21.B5
AT0140:3 EX-D(-) | SC | 0V | WHT | 14 | 69.C7 | XT0336:4 | GENERATOR PANEL | 21.D4
AT0140:30 FLT | SC | 0V | WHT | 16 | 22.D6 | XT0336:4 | GENERATOR PANEL | 21.D4
AT0140:33 ID RES(+) | SC | CCT1(+) | BLU | 12 | 68.A7 | XT0350:1 | GENERATOR PANEL | 68.A4
AT0140:34 ID RES(-) | SC | AT014034 | WHT | 16 | 68.A7 | AT0140:42 ID(+) | GENERATOR PANEL | 68.A7
AT0140:36 I1(+) | SC | MCTA | BLU | 12 | 68.B7 | XT0352:1 | GENERATOR PANEL | 68.B4
AT0140:37 I1(-) | SC | MCTAN | BLU | 12 | 68.B7 | XT0352:6 | GENERATOR PANEL | 68.B4
AT0140:38 I2(+) | SC | MCTB | BLU | 12 | 68.B7 | XT0352:2 | GENERATOR PANEL | 68.B4
AT0140:39 I2(-) | SC | MCTBN | BLU | 12 | 68.B7 | XT0352:5 | GENERATOR PANEL | 68.B4
AT0140:4 EX-D(+) | SC | KA012314 | WHT | 16 | 69.C7 | KA0123:14 | GENERATOR PANEL | 21.B5
AT0140:40 I3(+) | SC | MCTC | BLU | 12 | 68.B7 | XT0352:3 | GENERATOR PANEL | 68.B4
AT0140:41 I3(-) | SC | MCTN | BLU | 12 | 68.B7 | XT0352:4 | GENERATOR PANEL | 68.B4
AT0140:43 ID(-) | SC | CCT1(-) | BLU | 12 | 68.A7 | XT0350:3 | GENERATOR PANEL | 68.A4
AT0140:47 BAT(+) | SC | FU0334 | WHT | 16 | 22.D6 | XT0335:2 | GENERATOR PANEL | 21.B4
AT0140:48 BAT(-) | SC | 0V | WHT | 16 | 22.D6 | XT0336:4 | GENERATOR PANEL | 21.D4
AT0140:FG 56 | SC | AT0140G | GRN/YEL | 12 | 22.D6 | FRAME | GENERATOR PANEL | 22.D6
AU0120:COM | SC | 0V | WHT | 16 | 22.C1 | XT0120:1 | GENERATOR PANEL | 22.D1
AU0120:V+ | SC | FU0120 | WHT | 14 | 22.C1 | FU0120:LD | GENERATOR PANEL | 22.D1
FU0120:LI | SC | FU0332 | WHT | 14 | 22.D1 | XT0130:1 | GENERATOR PANEL | 22.A5
FU0120:LI | SC | FU0332 | WHT | 14 | 22.D1 | FU0121:LI | GENERATOR PANEL | 22.D1
FU0332:LD | SC | FU0332 | WHT | 14 | 21.B3 | XT0130:1 | GENERATOR PANEL | 22.A5
FU0332:LD | SC | FU0332 | WHT | 14 | 21.B3 | FU0333:LI | GENERATOR PANEL | 21.B3
FU0332:LI | SC | FU0136 | WHT | 12 | 21.B3 | XT0332:1 | GENERATOR PANEL | 21.B2
FU0333:LD | SC | FU0333 | WHT | 16 | 21.B3 | XT0335:1 | GENERATOR PANEL | 21.B4
FU0333:LI | SC | FU0332 | WHT | 14 | 21.B3 | FU0334:LI | GENERATOR PANEL | 21.B3
FU0334:LD | SC | FU0334 | WHT | 14 | 21.B3 | XT0335:2 | GENERATOR PANEL | 21.B4
FU0334:LI | SC | FU0332 | WHT | 14 | 21.B3 | FU0335:LI | GENERATOR PANEL | 21.A3
FU0335:LD | SC | FU0335 | WHT | 14 | 21.A3 | XT0335:3 | GENERATOR PANEL | 21.A4
FU0335:LI | SC | FU0332 | WHT | 14 | 21.A3 | FU0113:LI | GENERATOR PANEL | 20.A4
GR0110: | SC | IEG01302 | GRN | 14 | 3.B4 | IEG0130:2 | GENERATOR PANEL | 3.B4
GR0140: | SC | GR0140 | GRN/YEL | 14 | 3.B3 | FRAME | GENERATOR PANEL | 3.B3
GR0141: | SC | GR0141 | GRN/YEL | 14 | 3.B3 | FRAME | GENERATOR PANEL | 3.B3
GR0142: | SC | GR0142 | GRN/YEL | 14 | 3.B4 | FRAME | GENERATOR PANEL | 3.B4
IEG0130:1 | SC | IEG01301 | GRN | 14 | 20.C6 | XT0400:3 | GENERATOR PANEL | 20.C6
IEG0130:7 | SC | AT0140LS(S) | GRN | 14 | 69.C6 | XT0337:18 | GENERATOR PANEL | 69.C4
KA0121:11 | SC | KA018511 | WHT | 20 | 24.C4 | XT0337:13 | GENERATOR PANEL | 24.C3
KA0121:14 | SC | FU0333 | WHT | 20 | 24.C4 | XT0337:12 | GENERATOR PANEL | 24.C3
KA0123:11 | SC | FU0334 | WHT | 20 | 21.B5 | XT0335:2 | GENERATOR PANEL | 21.B4
KA0123:A1 | SC | 012103 | WHT | 20 | 23.A5 | KA0313:2 | GENERATOR PANEL | 23.A5
KA0123:A2 | SC | 012119 | WHT | 20 | 23.A5 | KA0313:7 | GENERATOR PANEL | 23.A5
KA0128:11 | SC | KA0333A1 | WHT | 20 | 24.B4 | KA0335:21 | GENERATOR PANEL | 24.B4
KA0128:14 | SC | FU0333 | WHT | 20 | 24.B4 | KA0335:22 | GENERATOR PANEL | 24.B4
KA0128:14 | SC | FU0333 | WHT | 20 | 24.B4 | XT0337:7 | GENERATOR PANEL | 24.B3
KA0128:21 | SC | KA012821 | WHT | 20 | 25.C6 | XT0337:1 | GENERATOR PANEL | 25.C5
KA0128:24 | SC | KA012824 | WHT | 20 | 25.C6 | XT0337:2 | GENERATOR PANEL | 25.C5
KA0310:21 | SC | KA0333A1 | WHT | 20 | 24.B4 | KA0335:21 | GENERATOR PANEL | 24.B4
KA0310:21 | SC | KA0333A1 | WHT | 20 | 24.B4 | XT0337:8 | GENERATOR PANEL | 24.B3
KA0310:24 | SC | FU0333 | WHT | 20 | 24.B4 | KA0335:22 | GENERATOR PANEL | 24.B4
KA0310:A1 | SC | FU0334 | WHT | 20 | 21.B5 | XT0335:2 | GENERATOR PANEL | 21.B4
KA0330:A1 | SC | KA0330A1 | WHT | 20 | 24.B6 | XT0337:9 | GENERATOR PANEL | 24.B3
KA0330:A2 | SC | 0V | WHT | 20 | 24.B6 | KA0333:A2 | GENERATOR PANEL | 24.B6
KA0330:A2 | SC | 0V | WHT | 20 | 24.B6 | KA0331:A2 | GENERATOR PANEL | 24.C6
KA0331:A1 | SC | KA0331A1 | WHT | 20 | 24.C6 | XT0337:11 | GENERATOR PANEL | 24.C3
KA0331:A2 | SC | 0V | WHT | 20 | 24.C6 | KA0332:A2 | GENERATOR PANEL | 24.C6
KA0332:11 | SC | KA033211 | WHT | 20 | 25.D6 | XT0337:3 | GENERATOR PANEL | 25.D5
KA0332:14 | SC | KA033214 | WHT | 20 | 25.D6 | XT0337:4 | GENERATOR PANEL | 25.D5
KA0332:A1 | SC | KA0332A1 | WHT | 20 | 24.C6 | XT0337:14 | GENERATOR PANEL | 24.C3
KA0332:A2 | SC | 0V | WHT | 20 | 24.C6 | XT0337:15 | GENERATOR PANEL | 24.D3
KA0333:11 | SC | KA033311 | WHT | 20 | 25.D6 | KA0335:11 | GENERATOR PANEL | 25.D6
KA0333:11 | SC | KA033311 | WHT | 20 | 25.D6 | XT0337:5 | GENERATOR PANEL | 25.D5
KA0333:14 | SC | KA033314 | WHT | 20 | 25.D6 | KA0335:12 | GENERATOR PANEL | 25.D6
KA0333:14 | SC | KA033314 | WHT | 20 | 25.D6 | XT0337:6 | GENERATOR PANEL | 25.D5
KA0333:A1 | SC | KA0333A1 | WHT | 20 | 24.B6 | XT0337:8 | GENERATOR PANEL | 24.B3
KA0335:A1 | SC | ESTOP | WHT | 20 | 21.C5 | XT0336:1 | GENERATOR PANEL | 21.C4
KA0335:A2 | SC | 0V | WHT | 14 | 21.C5 | XT0336:2 | GENERATOR PANEL | 21.C4
KA0336:14 | SC | KA033614 | WHT | 20 | 55.A5 | KA4100:A1 | GENERATOR PANEL | 55.B6
KA0336:A1 | SC | KA0231A1 | WHT | 14 | 21.C3 | XT0334:2 | GENERATOR PANEL | 21.C2
KA0336:A2 | SC | 0V | WHT | 14 | 21.C3 | XT0336:2 | GENERATOR PANEL | 21.C4
KA7364:1 | SC | VGENC | RED | 16 | 27.B5 | XT0351:14 | GENERATOR PANEL | 66.D4
KA7364:2 | SC | VGENB | RED | 16 | 27.B5 | XT0351:12 | GENERATOR PANEL | 66.D4
KA7364:3 | SC | VBUSC | RED | 16 | 27.B5 | XT0351:6 | GENERATOR PANEL | 66.B4
KA7364:4 | SC | VBUSB | RED | 16 | 27.B5 | XT0351:4 | GENERATOR PANEL | 66.B4
PEG0140:1 | SC | PMGS | GRN/YEL | 12 | 67.A6 | XT0313:1 | GENERATOR PANEL | 67.A6
PEG0140:2 | SC | EXCS | GRN/YEL | 12 | 67.C6 | XT0370:6 | GENERATOR PANEL | 67.C5
PEG0140:5 | SC | PEG01405 | GRN/YEL | 12 | 68.B5 | XT0352:7 | GENERATOR PANEL | 68.B4
XT0120:1 | SC | 0V | WHT | 14 | 22.D1 | XT0130:2 | GENERATOR PANEL | 22.A5
XT0130:2 | SC | 0V | WHT | 16 | 22.A5 | XT0336:3 | GENERATOR PANEL | 21.C4
XT0130:4 | SC | 0V | WHT | 14 | 20.A4 | XT0336:4 | GENERATOR PANEL | 21.D4
XT0334:1 | SC | 0V | WHT | 14 | 21.C2 | XT0336:2 | GENERATOR PANEL | 21.C4
XT0335:1 | SC | FU0333 | WHT | 16 | 21.B4 | XT0337:12 | GENERATOR PANEL | 24.C3
XT0336:3 | SC | 0V | WHT | 14 | 21.C4 | XT0337:15 | GENERATOR PANEL | 24.D3
XT0337:12 | SC | FU0333 | WHT | 20 | 24.C3 | XT0337:7 | GENERATOR PANEL | 24.B3
AT0140:P1 | WC0012 | AU0120L2 | ENET | CABLE | 22.D6 | AU0120:L2 | GENERATOR PANEL | 22.C1
AF0410:L2 | WC0041 | AF0410L2 | ENET | CABLE | 20.B5 | AF0440:L1 | GENERATOR PANEL | 20.B4
AF0440:L2 | WC0044 | AF0440L2 | ENET | CABLE | 20.B4 | AF0450:L1 | GENERATOR PANEL | 20.B3
AF0450:L2 | WC0045 | AF0450L2 | ENET | CABLE | 20.B3 | AU0120:L1 | GENERATOR PANEL | 22.C1
AT0140:1 LS(+) | WC8009 | AT0140LS(+) | WHT | 16 | 69.C7 | XT0337:16 | GENERATOR PANEL | 69.C4
AT0140:2 LS(-) | WC8009 | AT0140LS(-) | BLK | 16 | 69.C7 | XT0337:17 | GENERATOR PANEL | 69.C4
FW140:3 | WC8009 | AT0140LS(S) | SH | 16 | 69.C6 | XT0337:18 | GENERATOR PANEL | 69.C4
AF0400:LBUS | WC8040 | AF0410RBUS | BUS | CABLE | 20.B6 | AF0410:RBUS | GENERATOR PANEL | 20.B5
AF0410:LBUS | WC8041 | AF0410LBUS | BUS | CABLE | 20.B5 | AF0440:RBUS | GENERATOR PANEL | 20.B4
AF0440:LBUS | WC8044 | AF0440LBUS | BUS | CABLE | 20.B4 | AF0450:RBUS | GENERATOR PANEL | 20.B3
FU0313:LD | WC8101 | PMG1 | WHT | 12 | 67.A5 | XT0360:1 | GENERATOR PANEL | 67.A4
FU0314:LD | WC8101 | PMG2 | BLK | 12 | 67.A5 | XT0360:2 | GENERATOR PANEL | 67.A4
XT0360:3 | WC8101 | PMGS | SH | 12 | 67.A4 | XT0360:4 | GENERATOR PANEL | 67.A5
AT0140:54 EXC(+) | WC8102 | EXC1 | WHT | 12 | 67.C7 | XT0370:2 | GENERATOR PANEL | 67.C5
AT0140:55 EXC(-) | WC8102 | EXC2 | BLK | 12 | 67.C7 | XT0370:3 | GENERATOR PANEL | 67.C5
FW140:1 | WC8102 | EXCS | SH | 12 | 67.C6 | XT0370:6 | GENERATOR PANEL | 67.C5
FU0313:LI | WC8201 | FU0313 | WHT | 12 | 67.A5 | KA0313:3 | GENERATOR PANEL | 67.A6
FU0314:LI | WC8201 | FU0314 | BLK | 12 | 67.A5 | KA0313:6 | GENERATOR PANEL | 67.A6
XT0360:4 | WC8201 | PMGS | SH | 12 | 67.A5 | XT0313:1 | GENERATOR PANEL | 67.A6
AT0140:49 PMG-A | WC8301 | PMG14C | WHT | 12 | 67.A7 | KA0313:1 | GENERATOR PANEL | 67.A6
AT0140:50 PMG-B | WC8301 | PMG14A | BLK | 12 | 67.A7 | KA0313:8 | GENERATOR PANEL | 67.A6
FW140:2 | WC8301 | PMGS | SH | 12 | 67.A6 | XT0313:1 | GENERATOR PANEL | 67.A6
IEG0130:3 | SC | IEG01303 | GRN | 14 | 11.D7 | AF0184:SH | CONS,AUX,1BAY,^ BACK PANEL | 11.D6
KA7364:11 | SC | KA0185A2 | WHT | 20 | 26.B6 | KA0185:A2 | CONS,AUX,1BAY,^ BACK PANEL | 26.A5
KA7364:14 | SC | 018126 | WHT | 20 | 26.B6 | AF0181:26 | CONS,AUX,1BAY,^ BACK PANEL | 26.A7
AT0140:P2 | WC9002 | BA0002RJ45 | ENET | CABLE | 22.D6 | BA0002:RJ45 | JB70 RIGHT RAIL | 5.C2
XT0332:1 | WC8019 | FU0136 | 3 | 12 | 21.B2 | XT0138:3 | PANEL A | 16.A3
XT0334:1 | WC8019 | 0V | 2 | 12 | 21.C2 | XT0134:3 | PANEL A | 16.B3
XT0334:2 | WC8019 | KA0231A1 | 4 | 12 | 21.C2 | XT0136:9 | PANEL A | 17.B5
AF0410:L1 | WC0060 | AU0060L2 | ENET | CABLE | 20.B5 | AU0060:L2 | PANEL B | 9.C2
XT0336:1 | WC8019 | ESTOP | 1 | 12 | 21.C4 | XT0240:5 | PANEL B | 18.B3
SolarTools ver. 24.0.84.24712 (Jul 31, 2025)
Report date: 4/7/2026 10:56 AM

## JB70
JB70
Project # | J1970
Project Name | PERTAMINA EP CEPU ZONA 11 CPP GUNDIH
Revision | 0.1
Controls DE | S.SANKAR
Phone: | 0
Controls ME
Phone:
From | [5 empty] | To
Device ID | Cable (W) Conductor (SC) Jumper Clip (JC) | Wire No. | Wire ID | Gauge/Size | Page/Zone | Device ID | Location | Page/Zone
SA0170:B1-13 | SC | SA0170B113 | WHT | 20 | 28.A1 | XT0170:11 | FIRE SYSTEM CONTROLLER PANEL | 28.A5
SA0170:B1-14 | SC | SA0170B114 | WHT | 20 | 28.A1 | XT0170:12 | FIRE SYSTEM CONTROLLER PANEL | 28.A5
HA0472:BLK-1 | WC5072 | 0V | 1 | 18 | 28.D1 | XT0170:14 | FIRE SYSTEM CONTROLLER PANEL | 28.D5
HA0472:BLK-2 | WC5072 | HA04722 | 2 | 18 | 28.D1 | XT0170:13 | FIRE SYSTEM CONTROLLER PANEL | 28.D5
HL0171:X1 | SC | HL0171X1 | WHT | 20 | 28.B1 | XT0174:3 | JB70 LEFT RAIL | 28.B5
HL0171:X2 | SC | HL0171X2 | WHT | 20 | 28.B1 | XT0174:9 | JB70 LEFT RAIL | 28.B5
HL0172:X1 | SC | HL0172X1 | WHT | 20 | 28.C1 | XT0174:5 | JB70 LEFT RAIL | 28.C5
HL0172:X2 | SC | HL0172X2 | WHT | 20 | 28.C1 | XT0174:10 | JB70 LEFT RAIL | 28.C5
HL0173:X1 | SC | HL0173X1 | WHT | 20 | 28.C1 | XT0174:7 | JB70 LEFT RAIL | 28.C5
HL0173:X2 | SC | HL0173X2 | WHT | 20 | 28.C1 | XT0174:11 | JB70 LEFT RAIL | 28.C5
SA0170:B2-13 | SC | AT01754P1 | WHT | 20 | 28.A1 | AT0175:4P1 | JB70 LEFT RAIL | 10.B5
SA0170:B2-14 | SC | SA0170B214 | WHT | 20 | 28.A1 | KA6510:A1 | JB70 LEFT RAIL | 28.A5
SB0170:13 | SC | SB017013 | WHT | 20 | 28.B1 | XT0174:8 | JB70 LEFT RAIL | 28.B5
SB0170:14 | SC | SB017014 | WHT | 20 | 28.B1 | XT0174:1 | JB70 LEFT RAIL | 28.B5
AT1100:POS | SC | FU1100 | WHT | 14 | 31.D1 | FU1100:LD | JB70 RIGHT RAIL | 31.D3
AT1100:L1 | WC0101 | BA1100DEVICE | ENET | CABLE | 31.D1 | BA1100:DEVICE | JB70 RIGHT RAIL | 31.B2
AT1100:GND | SC | PEG01304 | GRN/YEL | 14 | 31.D1 | PEG0130:4 | PANEL A | 31.D4
AT1100:NEG | SC | 0V | WHT | 14 | 31.D1 | XT0134:3 | PANEL A | 16.B3
SA0472:B1-13 | SC | SA0472B113 | WHT | 20 | 30.C1 | AF0091:47 | PANEL A | 30.C7
SA0472:B1-14 | SC | SA0472B114 | WHT | 20 | 30.C1 | AF0091:15 | PANEL A | 30.C7
SA0472:B2-13 | SC | SA0472B213 | WHT | 20 | 30.C1 | AF0091:46 | PANEL A | 30.C7
SA0472:B2-14 | SC | SA0472B214 | WHT | 20 | 30.C1 | AF0091:14 | PANEL A | 30.C7
SA0473:11 | SC | SA047311 | WHT | 20 | 30.D1 | AF0087:37 | PANEL A | 30.D7
SA0473:12 | SC | SA047312 | WHT | 20 | 30.D1 | AF0087:05 | PANEL A | 30.D7
SA0473:13 | SC | SA047313 | WHT | 20 | 30.D1 | AF0087:38 | PANEL A | 30.D7
SA0473:14 | SC | SA047314 | WHT | 20 | 30.D1 | AF0087:06 | PANEL A | 30.D7
SolarTools ver. 24.0.84.24712 (Jul 31, 2025)
Report date: 4/7/2026 10:56 AM

## JB70 LEFT RAIL
JB70 LEFT RAIL
JB70 (LEFT RAIL)
Project # | J1970
Project Name | PERTAMINA EP CEPU ZONA 11 CPP GUNDIH
Revision | 0.1
Controls DE | S.SANKAR
Phone: | 0
Controls ME
Phone:
From | [5 empty] | To
Device ID | Cable (W) Conductor (SC) Jumper Clip (JC) | Wire No. | Wire ID | Gauge/Size | Page/Zone | Device ID | Location | Page/Zone
AT0175:11 | SC | KA651012 | WHT | 20 | 73.A6 | KA6510:12 | JB70 LEFT RAIL | 73.A6
AT0175:14 | SC | AT017514 | LEAD | --- | 73.A6 | RR0175S5: -10K OHM | JB70 LEFT RAIL | 73.A6
AT0175:15 | SC | AT017515 | LEAD | --- | 73.A6 | RR0175S5: -10K OHM | JB70 LEFT RAIL | 73.A6
AT0175:17 | SC | VD0175A | WHT | 20 | 28.B6 | XT0174:2 | JB70 LEFT RAIL | 28.B5
AT0175:18 | SC | HL0171X1 | WHT | 20 | 28.B6 | XT0174:3 | JB70 LEFT RAIL | 28.B5
AT0175:2 | SC | SB017013 | WHT | 20 | 28.B6 | XT0174:8 | JB70 LEFT RAIL | 28.B5
AT0175:20 | SC | VD0175I | WHT | 20 | 28.C6 | XT0174:4 | JB70 LEFT RAIL | 28.C5
AT0175:21 | SC | HL0172X1 | WHT | 20 | 28.C6 | XT0174:5 | JB70 LEFT RAIL | 28.C5
AT0175:23 | SC | VD0175D | WHT | 20 | 28.C6 | XT0174:6 | JB70 LEFT RAIL | 28.C5
AT0175:24 | SC | HL0173X1 | WHT | 20 | 28.C6 | XT0174:7 | JB70 LEFT RAIL | 28.C5
AT0175:3 | SC | SB017014 | WHT | 20 | 28.B6 | XT0174:1 | JB70 LEFT RAIL | 28.B5
AT0175:5P1 | SC | KA6510A2 | WHT | 20 | 10.B5 | KA6510:A2 | JB70 LEFT RAIL | 28.A5
AT0175:GND | SC | AT0175G | GRN/YEL | 14 | 10.B5 | FRAME | JB70 LEFT RAIL | 10.C6
AT0176:11 | SC | AT017611 | LEAD | --- | 73.B6 | RR0176S4: -10K OHM | JB70 LEFT RAIL | 73.B6
AT0176:12 | SC | AT017612 | LEAD | --- | 73.B6 | RR0176S4: -10K OHM | JB70 LEFT RAIL | 73.B6
AT0176:14 | SC | AT017614 | LEAD | --- | 73.D6 | RR0176S5: -10K OHM | JB70 LEFT RAIL | 73.D6
AT0176:15 | SC | AT017615 | LEAD | --- | 73.D6 | RR0176S5: -10K OHM | JB70 LEFT RAIL | 73.D6
AT0176:17 | SC | AT017617 | LEAD | --- | 73.B6 | RR0176S6: -10K OHM | JB70 LEFT RAIL | 73.B6
AT0176:18 | SC | AT017618 | LEAD | --- | 73.B6 | RR0176S6: -10K OHM | JB70 LEFT RAIL | 73.B6
AT0176:20 | SC | AT017620 | LEAD | --- | 73.C6 | RR0176S7: -10K OHM | JB70 LEFT RAIL | 73.C6
AT0176:21 | SC | AT017621 | LEAD | --- | 73.C6 | RR0176S7: -10K OHM | JB70 LEFT RAIL | 73.C6
AT0176:4P1 | SC | AT01764P1 | WHT | 14 | 10.C5 | AT0178:1P1 | JB70 LEFT RAIL | 10.D5
AT0176:5P1 | SC | AT01765P1 | WHT | 14 | 10.C5 | AT0178:2P1 | JB70 LEFT RAIL | 10.D5
AT0176:8 | SC | AT01768 | LEAD | --- | 73.C6 | RR0176S3:-10K OHM | JB70 LEFT RAIL | 73.C6
AT0176:9 | SC | AT01769 | LEAD | --- | 73.C6 | RR0176S3:-10K OHM | JB70 LEFT RAIL | 73.C6
AT0176:GND | SC | AT0176G | GRN/YEL | 14 | 10.C5 | FRAME | JB70 LEFT RAIL | 10.C6
AT0178:20 | SC | AT017820 | LEAD | --- | 74.D6 | RR0178S7: -10K OHM | JB70 LEFT RAIL | 74.D6
AT0178:21 | SC | AT017821 | LEAD | --- | 74.D6 | RR0178S7: -10K OHM | JB70 LEFT RAIL | 74.D6
AT0178:GND | SC | AT0178G | GRN/YEL | 14 | 10.D5 | FRAME | JB70 LEFT RAIL | 10.D6
GR1101: | SC | GR1101 | GRN/YEL | 14 | 3.A5 | FRAME | JB70 LEFT RAIL | 3.A6
KA0176:11 | SC | KA017611 | WHT | 20 | 81.A6 | XT0171:1 | JB70 LEFT RAIL | 81.A5
RR0175A: -10K OHM | SC | VD0175A | LEAD | --- | 28.B5 | XT0174:2 | JB70 LEFT RAIL | 28.B5
RR0175A: -10K OHM | SC | HL0171X1 | LEAD | --- | 28.B5 | XT0174:3 | JB70 LEFT RAIL | 28.B5
RR0175D: -10K OHM | SC | VD0175D | LEAD | --- | 28.C5 | XT0174:6 | JB70 LEFT RAIL | 28.C5
RR0175D: -10K OHM | SC | HL0173X1 | LEAD | --- | 28.C5 | XT0174:7 | JB70 LEFT RAIL | 28.C5
RR0175I: -10K OHM | SC | VD0175I | LEAD | --- | 28.C5 | XT0174:4 | JB70 LEFT RAIL | 28.C5
RR0175I: -10K OHM | SC | HL0172X1 | LEAD | --- | 28.C5 | XT0174:5 | JB70 LEFT RAIL | 28.C5
RR0175M: -10K OHM | SC | SB017014 | LEAD | --- | 28.B5 | XT0174:1 | JB70 LEFT RAIL | 28.B5
RR0175M: -10K OHM | SC | SB017013 | LEAD | --- | 28.B5 | XT0174:8 | JB70 LEFT RAIL | 28.B5
VD0175A:--1N4007 | SC | HL0171X2 | LEAD | --- | 28.B5 | XT0174:9 | JB70 LEFT RAIL | 28.B5
VD0175A:+-1N4007 | SC | VD0175A | LEAD | --- | 28.B5 | XT0174:2 | JB70 LEFT RAIL | 28.B5
VD0175D:--1N4007 | SC | HL0173X2 | LEAD | --- | 28.C5 | XT0174:11 | JB70 LEFT RAIL | 28.C5
VD0175D:+-1N4007 | SC | VD0175D | LEAD | --- | 28.C5 | XT0174:6 | JB70 LEFT RAIL | 28.C5
VD0175I:--1N4007 | SC | HL0172X2 | LEAD | --- | 28.C5 | XT0174:10 | JB70 LEFT RAIL | 28.C5
VD0175I:+-1N4007 | SC | VD0175I | LEAD | --- | 28.C5 | XT0174:4 | JB70 LEFT RAIL | 28.C5
VD6211:--1N4007 | SC | KA017611 | LEAD | --- | 81.A5 | XT0171:1 | JB70 LEFT RAIL | 81.A5
VD6211:+-1N4007 | SC | 009304 | LEAD | --- | 81.A5 | XT0171:2 | JB70 LEFT RAIL | 81.A5
XT0172:13 | SC | FU0170 | WHT | 14 | 79.B6 | XT0172:7 | JB70 LEFT RAIL | 79.D6
XT0172:14 | SC | 0V | WHT | 14 | 79.B6 | XT0172:8 | JB70 LEFT RAIL | 79.D6
XT0172:15 | SC | LON1S2 | WHT | 14 | 79.B6 | XT0172:9 | JB70 LEFT RAIL | 79.D6
XT0172:4 | SC | FU0170 | WHT | 14 | 79.A6 | XT0172:13 | JB70 LEFT RAIL | 79.B6
XT0172:5 | SC | 0V | WHT | 14 | 79.A6 | XT0172:14 | JB70 LEFT RAIL | 79.B6
XT0172:6 | SC | LON1S2 | WHT | 16 | 79.A6 | XT0172:15 | JB70 LEFT RAIL | 79.B6
AT0178:1P2 | WC5500 | LON1A | WHT | 16 | 79.A6 | XT0172:1 | JB70 LEFT RAIL | 79.A6
AT0178:2P2 | WC5500 | LON1B | BLK | 16 | 79.A6 | XT0172:2 | JB70 LEFT RAIL | 79.A6
AT0178:3P2 | WC5500 | LON1S1 | SH | 16 | 79.A6 | XT0172:3 | JB70 LEFT RAIL | 79.A6
AT0175:1P2 | WC8066 | AT01751P2 | WHT | 16 | 10.C7 | AT0176:4P2 | JB70 LEFT RAIL | 10.C7
AT0175:2P2 | WC8066 | AT01752P2 | BLK | 16 | 10.C7 | AT0176:5P2 | JB70 LEFT RAIL | 10.C7
AT0175:3P2 | WC8066 | AT01753P2 | SH | 16 | 10.C7 | AT0176:6P2 | JB70 LEFT RAIL | 10.C7
AT0176:1P2 | WC8067 | AT01761P2 | WHT | 16 | 10.D7 | AT0178:4P2 | JB70 LEFT RAIL | 10.D7
AT0176:2P2 | WC8067 | AT01762P2 | BLK | 16 | 10.D7 | AT0178:5P2 | JB70 LEFT RAIL | 10.D7
AT0176:3P2 | WC8067 | AT01763P2 | SH | 16 | 10.D7 | AT0178:6P2 | JB70 LEFT RAIL | 10.D7
AT0175:1P1 | SC | UV01709 | WHT | 14 | 10.B5 | UV0170:9(+) | FIRE SYSTEM CONTROLLER PANEL | 10.A3
AT0175:2P1 | SC | UV017010 | WHT | 14 | 10.B5 | UV0170:10(-) | FIRE SYSTEM CONTROLLER PANEL | 10.A3
AT0176:1P1 | SC | UV017011 | WHT | 14 | 10.C5 | UV0170:11(+) | FIRE SYSTEM CONTROLLER PANEL | 10.A3
AT0176:2P1 | SC | UV017012 | WHT | 14 | 10.C5 | UV0170:12(-) | FIRE SYSTEM CONTROLLER PANEL | 10.A3
AT0178:23 | SC | VD0178 | WHT | 20 | 28.D6 | XT0170:16 | FIRE SYSTEM CONTROLLER PANEL | 28.D6
AT0178:24 | SC | KA0178A2 | WHT | 20 | 28.D6 | XT0170:17 | FIRE SYSTEM CONTROLLER PANEL | 28.D6
KA0176:A2 | SC | 0V | WHT | 20 | 81.B5 | XT0170:3 | FIRE SYSTEM CONTROLLER PANEL | 10.A2
KA0178:A1 | SC | KA0178A1 | WHT | 20 | 28.D5 | XT0170:15 | FIRE SYSTEM CONTROLLER PANEL | 28.D5
KA0178:A2 | SC | KA0178A2 | WHT | 20 | 28.D5 | XT0170:17 | FIRE SYSTEM CONTROLLER PANEL | 28.D6
XT0172:4 | SC | FU0170 | WHT | 14 | 79.A6 | XT0170:1 | FIRE SYSTEM CONTROLLER PANEL | 10.A2
XT0172:5 | SC | 0V | WHT | 14 | 79.A6 | XT0170:4 | FIRE SYSTEM CONTROLLER PANEL | 10.A2
XT0172:16 | WC5018 | LON2A | WHT | 16 | 72.D6 | AT0170:53 | FIRE SYSTEM CONTROLLER PANEL | 72.D6
XT0172:17 | WC5018 | LON2B | BLK | 16 | 72.D6 | AT0170:52 | FIRE SYSTEM CONTROLLER PANEL | 72.D6
XT0172:18 | WC5018 | LON2S1 | SH | 16 | 72.D6 | AT0170:51 | FIRE SYSTEM CONTROLLER PANEL | 72.D6
AT0175:4P2 | WC8069 | AT017050 | WHT | 16 | 10.A7 | AT0170:50 | FIRE SYSTEM CONTROLLER PANEL | 10.A7
AT0175:5P2 | WC8069 | AT017049 | BLK | 16 | 10.A7 | AT0170:49 | FIRE SYSTEM CONTROLLER PANEL | 10.A7
AT0175:6P2 | WC8069 | AT017048 | SH | 16 | 10.A7 | AT0170:48 | FIRE SYSTEM CONTROLLER PANEL | 10.A7
AT0175:4P1 | SC | AT01754P1 | WHT | 20 | 10.B5 | SA0170:B2-13 | JB70 | 28.A1
KA6510:A1 | SC | SA0170B214 | WHT | 20 | 28.A5 | SA0170:B2-14 | JB70 | 28.A1
XT0174:1 | SC | SB017014 | WHT | 20 | 28.B5 | SB0170:14 | JB70 | 28.B1
XT0174:10 | SC | HL0172X2 | WHT | 20 | 28.C5 | HL0172:X2 | JB70 | 28.C1
XT0174:11 | SC | HL0173X2 | WHT | 20 | 28.C5 | HL0173:X2 | JB70 | 28.C1
XT0174:3 | SC | HL0171X1 | WHT | 20 | 28.B5 | HL0171:X1 | JB70 | 28.B1
XT0174:5 | SC | HL0172X1 | WHT | 20 | 28.C5 | HL0172:X1 | JB70 | 28.C1
XT0174:7 | SC | HL0173X1 | WHT | 20 | 28.C5 | HL0173:X1 | JB70 | 28.C1
XT0174:8 | SC | SB017013 | WHT | 20 | 28.B5 | SB0170:13 | JB70 | 28.B1
XT0174:9 | SC | HL0171X2 | WHT | 20 | 28.B5 | HL0171:X2 | JB70 | 28.B1
KA0176:14 | SC | 009336 | WHT | 20 | 81.A6 | AF0093:36 | PANEL A | 81.A7
KA0176:A1 | SC | KA014422 | WHT | 20 | 81.B5 | KA0144:22 | PANEL A | 81.A6
KA0178:11 | SC | HA04722 | WHT | 20 | 28.D5 | KA0875:11 | PANEL A | 28.D6
XT0171:2 | SC | 009304 | WHT | 20 | 81.A5 | AF0093:04 | PANEL A | 81.A7
KA0178:14 | SC | KA017814 | WHT | 20 | 28.D5 | KA0232:11 | PANEL B | 28.D6
XT0171:1 | SC | KA017611 | WHT | 20 | 81.A5 | KA0246:11 | PANEL B | 81.A6
SolarTools ver. 24.0.84.24712 (Jul 31, 2025)
Report date: 4/7/2026 10:56 AM

## JB70 RIGHT RAIL
JB70 RIGHT RAIL
JB70 (RIGHT RAIL)
Project # | J1970
Project Name | PERTAMINA EP CEPU ZONA 11 CPP GUNDIH
Revision | 0.1
Controls DE | S.SANKAR
Phone: | 0
Controls ME
Phone:
From | [5 empty] | To
Device ID | Cable (W) Conductor (SC) Jumper Clip (JC) | Wire No. | Wire ID | Gauge/Size | Page/Zone | Device ID | Location | Page/Zone
BA1100:POS | SC | FU1101 | WHT | 16 | 31.B2 | FU1101:LD | JB70 RIGHT RAIL | 31.C3
KA0130:A1 | SC | 008135 | WHT | 20 | 19.C5 | KA0130:11 | JB70 RIGHT RAIL | 19.D6
KA0130:A2 | SC | UA1200J26 | WHT | 20 | 19.C5 | UA1200:J2-6 | JB70 RIGHT RAIL | 19.B3
PC0470:INP_A | SC | 009312 | WHT | 20 | 31.B5 | PC0470:INP_B | JB70 RIGHT RAIL | 31.B5
UA1200:J1-8 | SC | UA1200J | WHT | 20 | 50.B6 | UA1200:J3-5 | JB70 RIGHT RAIL | 50.B6
BA0001:RJ45 | WC9001 | BA0001RJ45 | ENET | CABLE | 5.B2 | BA1100:L1 | JB70 RIGHT RAIL | 31.B2
FU1213:LD | SC | FU1213LD | WHT | 16 | 11.C1 | BA1213:POS | CONS,AUX,1BAY,^ BACK PANEL | 11.C1
FU1213:LI | SC | UV0291P | WHT | 16 | 11.C1 | XT0391:1 | CONS,AUX,1BAY,^ BACK PANEL | 11.C2
BA1100:L2 | WC0010 | BA1100L2 | ENET | CABLE | 31.B2 | AT0170:L1 | FIRE SYSTEM CONTROLLER PANEL | 10.A5
BA0002:RJ45 | WC9002 | BA0002RJ45 | ENET | CABLE | 5.C2 | AT0140:P2 | GENERATOR PANEL | 22.D6
FU1100:LD | SC | FU1100 | WHT | 14 | 31.D3 | AT1100:POS | JB70 | 31.D1
BA1100:DEVICE | WC0101 | BA1100DEVICE | ENET | CABLE | 31.B2 | AT1100:L1 | JB70 | 31.D1
BA0001:V1(-) | SC | 0V | WHT | 16 | 5.B2 | XT0001:3 | PANEL A | 5.B3
BA0001:V1(+) | SC | FU0001 | WHT | 16 | 5.B2 | FU0001:LD | PANEL A | 5.B3
BA0002:V1(-) | SC | 0V | WHT | 16 | 5.C2 | XT0001:4 | PANEL A | 5.C3
BA0002:V1(+) | SC | FU0002 | WHT | 16 | 5.C2 | FU0002:LD | PANEL A | 5.C3
FU1100:LI | SC | FU0136 | WHT | 14 | 31.D3 | XT0138:3 | PANEL A | 16.A3
KA0130:14 | SC | 008103 | WHT | 20 | 19.D6 | AF0081:03 | PANEL A | 19.C7
KA0130:A1 | SC | 008135 | WHT | 20 | 19.C5 | AF0081:35 | PANEL A | 19.C7
PC0470:+PWR | SC | 009344 | WHT | 20 | 31.B5 | AF0093:44 | PANEL A | 31.B7
PC0470:INP_A | SC | 009312 | WHT | 20 | 31.B5 | AF0093:12 | PANEL A | 31.B7
PC0470:-PWR | SC | 009328 | WHT | 20 | 31.B5 | AF0093:28 | PANEL A | 31.B7
UA1200:J1-10 | SC | FU0212 | WHT | 20 | 19.B3 | XT0233:4 | PANEL A | 19.D5
UA1200:J1-5 | SC | UA1200J15 | WHT | 20 | 19.B3 | XT0237:1 B1 | PANEL A | 19.C5
UA1200:J1-9 | SC | 0V | WHT | 20 | 19.B3 | XT0235:4 | PANEL A | 19.D5
UA1200:J2-2 | SC | FU0212 | WHT | 20 | 19.B3 | XT0233:4 | PANEL A | 19.D5
UA1200:J2-7 | SC | UA1200J27 | WHT | 20 | 19.B3 | AF0081:19 | PANEL A | 19.C7
BA1100:NEG | SC | UV0291N | WHT | 16 | 31.B2 | XT0291:7 | PANEL B | 31.C5
FU1101:LI | SC | UV0291P | WHT | 16 | 31.C3 | XT0291:3 | PANEL B | 31.C5
GR1100: | SC | GR1100 | GRN | 14 | 3.A5 | IEG0230:14 | PANEL B | 3.A4
UA1200:J1-4 | SC | UA1200J14 | WHT | 20 | 19.B3 | AF0076:11 | PANEL B | 19.C7
UA1200:J2-1 | SC | UA1200J21 | WHT | 20 | 19.B3 | XT0060:3 | PANEL B | 19.D5
UA1200:J3-4 | SC | IEG02308 | GRN | 16 | 19.B3 | IEG0230:8 | PANEL B | 19.D6
UA1200:J1-3 | WC4524 | UA1200J13 | RED | 20 | 19.B3 | AF0065:12 | PANEL B | 19.B7
UA1200:J1-1 | WC4524 | UA1200J11 | BLK | 20 | 19.B3 | AF0065:28 | PANEL B | 19.B7
FLOATING | WC4524 | UA1200S | SH | 20 | 19.B3 | AF0065:60 | PANEL B | 19.B7
SolarTools ver. 24.0.84.24712 (Jul 31, 2025)
Report date: 4/7/2026 10:56 AM

## PANEL A
PANEL A
JB70
Project # | J1970
Project Name | PERTAMINA EP CEPU ZONA 11 CPP GUNDIH
Revision | 0.1
Controls DE | S.SANKAR
Phone: | 0
Controls ME
Phone:
From | [5 empty] | To
Device ID | Cable (W) Conductor (SC) Jumper Clip (JC) | Wire No. | Wire ID | Gauge/Size | Page/Zone | Device ID | Location | Page/Zone
XT0001:1 | JC | FU0210 | CLIP | --- | 5.B3 | XT0001:2 | PANEL A | 5.C3
XT0001:3 | JC | 0V | CLIP | --- | 5.B3 | XT0001:4 | PANEL A | 5.C3
XT0011:2 | JC | 523NEG | CLIP | --- | 15.C3 | XT0011:3 | PANEL A | 15.C3
XT0011:3 | JC | 523NEG | CLIP | --- | 15.C3 | XT0011:4 | PANEL A | 15.C3
XT0011:4 | JC | 523NEG | CLIP | --- | 15.C3 | XT0011:5 | PANEL A | 15.C3
XT0080:1 | JC | 0V | CLIP | --- | 8.B1 | XT0080:2 | PANEL A | 8.B1
XT0080:2 | JC | 0V | CLIP | --- | 8.B1 | XT0080:3 | PANEL A | 8.B1
XT0081:1 | JC | 0V | CLIP | --- | 8.D1 | XT0081:2 | PANEL A | 8.D1
XT0134:1 | JC | 0V | CLIP | --- | 16.B3 | XT0134:2 | PANEL A | 16.B3
XT0134:2 | JC | 0V | CLIP | --- | 16.B3 | XT0134:3 | PANEL A | 16.B3
XT0134:3 | JC | 0V | CLIP | --- | 16.B3 | XT0134:4 | PANEL A | 16.B3
XT0135:1 | JC | 0V | CLIP | --- | 16.B4 | XT0135:2 | PANEL A | 16.B4
XT0135:2 | JC | 0V | CLIP | --- | 16.B4 | XT0135:3 | PANEL A | 16.B4
XT0135:3 | JC | 0V | CLIP | --- | 16.B4 | XT0135:4 | PANEL A | 16.C4
XT0136:1 | JC | FU0139 | CLIP | --- | 17.A2 | XT0136:2 | PANEL A | 17.A2
XT0138:1 | JC | FU0136 | CLIP | --- | 16.A3 | XT0138:2 | PANEL A | 16.A3
XT0138:2 | JC | FU0136 | CLIP | --- | 16.A3 | XT0138:3 | PANEL A | 16.A3
XT0138:3 | JC | FU0136 | CLIP | --- | 16.A3 | XT0138:4 | PANEL A | 16.B3
XT0139:1 | JC | FU0137 | CLIP | --- | 16.A4 | XT0139:2 | PANEL A | 16.A4
XT0139:2 | JC | FU0137 | CLIP | --- | 16.A4 | XT0139:3 | PANEL A | 16.B4
XT0233:1 | JC | FU0210 | CLIP | --- | 16.C4 | XT0233:2 | PANEL A | 16.C4
XT0233:2 | JC | FU0210 | CLIP | --- | 16.C4 | XT0233:3 | PANEL A | 16.C4
XT0235:1 | JC | 0V | CLIP | --- | 16.D4 | XT0235:2 | PANEL A | 16.D4
XT0235:2 | JC | 0V | CLIP | --- | 16.D4 | XT0235:3 | PANEL A | 16.D4
AF0081:COM | SC | AF0081N | WHT | 16 | 8.A2 | AF0082:COM | PANEL A | 8.B3
AF0081:COM | SC | AU0080N | WHT | 20 | 8.A2 | AU0080:COM | PANEL A | 8.A1
AF0081:V+ | SC | AF0081P | WHT | 16 | 8.A2 | AF0082:V+ | PANEL A | 8.B3
AF0081:V+ | SC | AU0080P | WHT | 20 | 8.A2 | AU0080:V+ | PANEL A | 8.A1
AF0082:COM | SC | AF0082N | WHT | 16 | 8.B3 | AF0083:COM | PANEL A | 8.B3
AF0082:V+ | SC | AF0082P | WHT | 16 | 8.B3 | AF0083:V+ | PANEL A | 8.B3
AF0083:COM | SC | AF0083N | WHT | 16 | 8.B3 | AF0084:COM | PANEL A | 8.B4
AF0083:SH | SC | AF0083G | GRN | 14 | 8.B3 | AF0084:SH | PANEL A | 8.B4
AF0083:SH | SC | AU0080G | GRN | 14 | 8.B3 | AU0080:GND | PANEL A | 8.A1
AF0083:V+ | SC | AF0083P | WHT | 16 | 8.B3 | AF0084:V+ | PANEL A | 8.B4
AF0084:COM | SC | AF0084N | WHT | 16 | 8.B4 | AF0085:COM | PANEL A | 8.B4
AF0084:SH | SC | AF0084G | GRN | 14 | 8.B4 | AF0085:SH | PANEL A | 8.B4
AF0084:V+ | SC | AF0084P | WHT | 16 | 8.B4 | AF0085:V+ | PANEL A | 8.B4
AF0085:COM | SC | AF0085N | WHT | 16 | 8.B4 | AF0086:COM | PANEL A | 8.B5
AF0085:SH | SC | AF0085G | GRN | 14 | 8.B4 | AF0086:SH | PANEL A | 8.B5
AF0085:V+ | SC | AF0085P | WHT | 16 | 8.B4 | AF0086:V+ | PANEL A | 8.B5
AF0086:COM | SC | AF0086N | WHT | 16 | 8.B5 | AF0087:COM | PANEL A | 8.B6
AF0086:V+ | SC | AF0086P | WHT | 16 | 8.B5 | AF0087:V+ | PANEL A | 8.B6
AF0087:11 | SC | KA013624 | WHT | 20 | 17.B4 | KA0136:24 | PANEL A | 17.B3
AF0087:43 | SC | KA013621 | WHT | 20 | 17.B4 | KA0136:21 | PANEL A | 17.B3
AF0091:07 | SC | KA014114 | WHT | 20 | 17.C2 | KA0141:14 | PANEL A | 17.C2
AF0091:09 | SC | UJ0131OK2 | WHT | 20 | 15.B7 | UJ0131:OK2 | PANEL A | 15.B4
AF0091:12 | SC | KA0134A1 | WHT | 20 | 61.C7 | XT0136:13 | PANEL A | 17.C5
AF0091:39 | SC | KA014111 | WHT | 20 | 17.C2 | KA0141:11 | PANEL A | 17.C2
AF0091:41 | SC | UJ0131OK1 | WHT | 20 | 15.B7 | UJ0131:OK1 | PANEL A | 15.B4
AF0091:COM | SC | AF0091N | WHT | 16 | 8.D2 | AF0094:COM | PANEL A | 8.D4
AF0091:COM | SC | AU0090N | WHT | 20 | 8.D2 | AU0090:COM | PANEL A | 8.C1
AF0091:V+ | SC | AF0091P | WHT | 14 | 8.D2 | AF0094:V+ | PANEL A | 8.D4
AF0091:V+ | SC | AU0090P | WHT | 20 | 8.D2 | AU0090:V+ | PANEL A | 8.C1
AF0092:02 | SC | KA0133A1 | WHT | 20 | 59.A7 | KA0133:A1 | PANEL A | 17.C6
AF0092:04 | SC | 009204 | WHT | 20 | 33.A6 | KA2160:A1 | PANEL A | 33.A5
AF0092:06 | SC | KA013114 | WHT | 20 | 59.A7 | KA0131:14 | PANEL A | 17.D4
AF0092:07 | SC | 009207 | WHT | 20 | 33.A6 | KA2161:A1 | PANEL A | 33.B5
AF0092:12 | SC | 009212 | WHT | 20 | 10.D3 | KA0875:A1 | PANEL A | 10.D2
AF0092:13 | SC | 009213 | WHT | 20 | 29.C7 | XT0237:2 T2 | PANEL A | 29.C5
AF0092:20 | SC | 009220 | WHT | 20 | 33.A6 | KA2160:A2 | PANEL A | 33.A5
AF0092:23 | SC | 009223 | WHT | 20 | 33.A6 | KA2161:A2 | PANEL A | 33.B5
AF0092:28 | SC | 009228 | WHT | 20 | 10.D3 | KA0875:A2 | PANEL A | 10.D2
AF0092:COM | SC | 0V | WHT | 14 | 8.D3 | XT0081:1 | PANEL A | 8.D1
AF0092:V+ | SC | FU0091 | WHT | 14 | 8.D3 | FU0091:LD | PANEL A | 8.D1
AF0093:01 | SC | 009301 | WHT | 20 | 62.A7 | KA3220:A1 | PANEL A | 62.B5
AF0093:17 | SC | 009317 | WHT | 20 | 62.A7 | KA3220:A2 | PANEL A | 62.B5
AF0093:20 | SC | 009320 | WHT | 20 | 81.A7 | KA6211:A2 | PANEL A | 81.A6
AF0093:COM | SC | 0V | WHT | 14 | 8.D3 | XT0081:2 | PANEL A | 8.D1
AF0093:V+ | SC | FU0092 | WHT | 14 | 8.D3 | FU0092:LD | PANEL A | 8.D1
AF0094:04 | SC | UJ0131VIN | WHT | 20 | 15.A7 | UJ0131:VIN | PANEL A | 15.B4
AF0094:05 | SC | 0V | WHT | 16 | 15.A7 | XT0135:4 | PANEL A | 16.C4
AF0094:06 | SC | UJ0131IOUT | WHT | 20 | 15.B7 | UJ0131:IOUT | PANEL A | 15.B4
AF0094:07 | SC | 0V | WHT | 20 | 15.B7 | XT0135:4 | PANEL A | 16.C4
AF0094:SH | SC | AU0090G | GRN | 14 | 8.D4 | AU0090:GND | PANEL A | 8.C1
AF0095:COM | SC | 0V | WHT | 14 | 8.D4 | XT0081:2 | PANEL A | 8.D1
AF0095:V+ | SC | FU0093 | WHT | 14 | 8.D4 | FU0093:LD | PANEL A | 8.D1
AU0080:COM | SC | 0V | WHT | 14 | 8.A1 | XT0080:1 | PANEL A | 8.B1
AU0080:V+ | SC | FU0080 | WHT | 14 | 8.A1 | FU0080:LD | PANEL A | 8.B1
AU0090:COM | SC | 0V | WHT | 14 | 8.C1 | XT0081:1 | PANEL A | 8.D1
AU0090:V+ | SC | FU0090 | WHT | 14 | 8.C1 | FU0090:LD | PANEL A | 8.D1
FU0001:LI | SC | FU0210 | WHT | 16 | 5.B3 | XT0001:1 | PANEL A | 5.B3
FU0002:LI | SC | FU0210 | WHT | 16 | 5.C3 | XT0001:2 | PANEL A | 5.C3
FU0010:LI | SC | FU0137 | WHT | 14 | 16.A5 | FU0139:LI | PANEL A | 16.A5
FU0010:LI | SC | FU0137 | WHT | 14 | 16.A5 | XT0139:1 | PANEL A | 16.A4
FU0011:LD | SC | UJ0131P | WHT | 12 | 15.B3 | UJ0131:+ | PANEL A | 15.B4
FU0012:LI | SC | 523POS | --- | BUS | 15.B3 | FU0013:LI | PANEL A | 15.B3
FU0012:LI | SC | 523POS | --- | BUS | 15.B3 | XT0014:1 | PANEL A | 15.B2
FU0013:LI | SC | 523POS | --- | BUS | 15.B3 | FU0014:LI | PANEL A | 15.C3
FU0014:LI | SC | 523POS | --- | BUS | 15.C3 | FU0015:LI | PANEL A | 15.C3
FU0015:LI | SC | 523POS | --- | BUS | 15.C3 | FU0017:LI | PANEL A | 15.C3
FU0080:LI | SC | FU0137 | WHT | 14 | 8.B1 | XT0139:1 | PANEL A | 16.A4
FU0080:LI | SC | FU0137 | WHT | 14 | 8.B1 | FU0081:LI | PANEL A | 8.B1
FU0090:LI | SC | FU0137 | WHT | 14 | 8.D1 | XT0139:2 | PANEL A | 16.A4
FU0090:LI | SC | FU0137 | WHT | 14 | 8.D1 | FU0091:LI | PANEL A | 8.D1
FU0091:LI | SC | FU0137 | WHT | 14 | 8.D1 | FU0092:LI | PANEL A | 8.D1
FU0092:LI | SC | FU0137 | WHT | 14 | 8.D1 | FU0093:LI | PANEL A | 8.D1
FU0136:LD | SC | FU0136 | WHT | 10 | 16.A3 | XT0138:1 | PANEL A | 16.A3
FU0136:LI | SC | 24V | WHT | 10 | 16.A3 | UJ0131:OUT(+) | PANEL A | 15.B4
FU0137:LD | SC | FU0137 | WHT | 12 | 16.A4 | XT0139:1 | PANEL A | 16.A4
FU0137:LI | SC | FU0136 | WHT | 14 | 16.A4 | XT0138:1 | PANEL A | 16.A3
FU0139:LD | SC | FU0139 | WHT | 16 | 16.A5 | XT0136:1 | PANEL A | 17.A2
FU0210:LD | SC | FU0210 | WHT | 14 | 16.C4 | XT0233:1 | PANEL A | 16.C4
FU0210:LI | SC | FU0136 | WHT | 14 | 16.C4 | XT0138:4 | PANEL A | 16.B3
FU0211:LI | SC | FU0137 | WHT | 14 | 16.B4 | XT0139:3 | PANEL A | 16.B4
FU0212:LD | SC | FU0212 | WHT | 16 | 16.C5 | XT0233:4 | PANEL A | 19.D5
FU0212:LI | SC | FU0210 | WHT | 14 | 16.C5 | XT0233:1 | PANEL A | 16.C4
GR0131: | SC | GR0131 | GRN/YEL | 14 | 3.A3 | FRAME | PANEL A | 3.A3
GR0132: | SC | GR0132 | GRN/YEL | 14 | 3.A3 | FRAME | PANEL A | 3.A3
KA0131:11 | SC | KA0135A1 | WHT | 20 | 17.D4 | KA0135:A1 | PANEL A | 17.D6
KA0131:12 | SC | KA013724 | WHT | 20 | 17.D4 | KA0137:24 | PANEL A | 17.D3
KA0131:A1 | SC | KA0231A1 | WHT | 20 | 17.B6 | KA0132:A1 | PANEL A | 17.B6
KA0131:A1 | SC | KA0231A1 | WHT | 20 | 17.B6 | XT0136:9 | PANEL A | 17.B5
KA0131:A2 | SC | 0V | WHT | 20 | 17.B6 | KA0132:A2 | PANEL A | 17.B6
KA0131:A2 | SC | 0V | WHT | 20 | 17.B6 | KT0145:A2 | PANEL A | 17.B6
KA0132:11 | SC | FU0139 | WHT | 20 | 17.A3 | KA0133:11 | PANEL A | 17.A3
KA0132:11 | SC | FU0139 | WHT | 20 | 17.A3 | KT0145:15 | PANEL A | 17.D2
KA0132:12 | SC | KT0141A1 | WHT | 20 | 17.A3 | KT0142:A1 | PANEL A | 17.A6
KA0132:12 | SC | KT0141A1 | WHT | 20 | 17.A3 | KA0133:12 | PANEL A | 17.A3
KA0132:21 | SC | KA0138A1 | WHT | 20 | 17.D4 | KA0138:A1 | PANEL A | 17.D6
KA0132:22 | SC | KA013222 | WHT | 20 | 17.D4 | KA0137:14 | PANEL A | 17.D3
KA0132:22 | SC | KA013222 | WHT | 20 | 17.D4 | KT0141:18 | PANEL A | 17.D2
KA0132:24 | SC | KA013224 | WHT | 20 | 17.D4 | KA0134:14 | PANEL A | 17.D3
KA0132:A1 | SC | KA0231A1 | WHT | 20 | 17.B6 | KA0141:A1 | PANEL A | 17.C6
KA0132:A2 | SC | 0V | WHT | 20 | 17.B6 | KA0141:A2 | PANEL A | 17.C6
KA0133:11 | SC | FU0139 | WHT | 20 | 17.A3 | KA0134:11 | PANEL A | 17.D3
KA0133:A2 | SC | 0V | WHT | 20 | 17.C6 | KA0134:A2 | PANEL A | 17.C6
KA0133:A2 | SC | 0V | WHT | 20 | 17.C6 | KA0141:A2 | PANEL A | 17.C6
KA0134:11 | SC | FU0139 | WHT | 20 | 17.D3 | KA0136:11 | PANEL A | 17.B4
KA0134:A1 | SC | KA0134A1 | WHT | 20 | 17.C6 | XT0136:13 | PANEL A | 17.C5
KA0134:A2 | SC | 0V | WHT | 20 | 17.C6 | KA0144:A2 | PANEL A | 17.C6
KA0135:A1 | SC | KA0135A1 | WHT | 20 | 17.D6 | KA0144:A1 | PANEL A | 17.C6
KA0135:A2 | SC | 0V | WHT | 20 | 17.D6 | KA0136:A2 | PANEL A | 17.D6
KA0135:A2 | SC | 0V | WHT | 20 | 17.D6 | KA0144:A2 | PANEL A | 17.C6
KA0136:11 | SC | FU0139 | WHT | 20 | 17.B4 | KA0137:21 | PANEL A | 17.D3
KA0136:14 | SC | KA013821 | WHT | 20 | 17.B4 | KA0138:21 | PANEL A | 17.B5
KA0136:A1 | SC | PS32002 | WHT | 20 | 17.D6 | XT0136:5 | PANEL A | 58.D5
KA0136:A2 | SC | 0V | WHT | 20 | 17.D6 | KA0137:A2 | PANEL A | 17.D6
KA0137:11 | SC | FU0139 | WHT | 20 | 17.D3 | KA0137:21 | PANEL A | 17.D3
KA0137:24 | SC | KA013724 | WHT | 20 | 17.D3 | AF0087:09 | PANEL A | 17.C4
KA0137:A1 | SC | KA0137A1 | WHT | 20 | 17.D6 | KT0142:18 | PANEL A | 17.D2
KA0137:A2 | SC | 0V | WHT | 20 | 17.D6 | KA0138:A2 | PANEL A | 17.D6
KA0138:11 | SC | KM3170EP | WHT | 20 | 61.C5 | XT0136:12 | PANEL A | 61.C5
KA0138:14 | SC | FU0139 | WHT | 20 | 61.C5 | XT0136:10 | PANEL A | 61.C6
KA0138:24 | SC | KT0144B1 | WHT | 20 | 17.B5 | KT0144:B1 | PANEL A | 17.B6
KA0141:21 | SC | KT0146A1 | WHT | 20 | 17.B2 | KT0146:A1 | PANEL A | 17.B2
KA0141:24 | SC | FU0139 | WHT | 20 | 17.B2 | XT0136:2 | PANEL A | 17.A2
KT0140:15 | SC | FU0139 | WHT | 20 | 17.D1 | KT0142:15 | PANEL A | 17.D2
KT0140:15 | SC | FU0139 | WHT | 20 | 17.A2 | XT0136:2 | PANEL A | 17.A2
KT0140:16 | SC | KT014115 | WHT | 20 | 17.D1 | KT0141:15 | PANEL A | 17.D2
KT0140:18 | SC | KT0143A1 | WHT | 20 | 17.A2 | KT0143:A1 | PANEL A | 17.A6
KT0140:A1 | SC | KT0140A1 | WHT | 20 | 17.A6 | KT0143:16 | PANEL A | 17.A5
KT0140:A2 | SC | 0V | WHT | 20 | 17.A6 | KT0141:A2 | PANEL A | 17.A6
KT0140:A2 | SC | 0V | WHT | 20 | 17.A6 | XT0136:3 | PANEL A | 17.A2
KT0141:18 | SC | KA013222 | WHT | 20 | 17.D2 | KT0144:18 | PANEL A | 17.D2
KT0141:A1 | SC | KT0141A1 | WHT | 20 | 17.A6 | KT0143:15 | PANEL A | 17.A5
KT0141:A1 | SC | KT0141A1 | WHT | 20 | 17.A6 | KT0142:A1 | PANEL A | 17.A6
KT0141:A2 | SC | 0V | WHT | 20 | 17.A6 | KT0142:A2 | PANEL A | 17.A6
KT0142:15 | SC | FU0139 | WHT | 20 | 17.D2 | KT0144:A1 | PANEL A | 17.B6
KT0142:18 | SC | KA0137A1 | WHT | 20 | 17.D2 | KT0145:18 | PANEL A | 17.D2
KT0142:A2 | SC | 0V | WHT | 20 | 17.A6 | KT0143:A2 | PANEL A | 17.A6
KT0143:A2 | SC | 0V | WHT | 20 | 17.A6 | KT0144:A2 | PANEL A | 17.B6
KT0144:15 | SC | FU0139 | WHT | 20 | 17.D2 | KT0145:15 | PANEL A | 17.D2
KT0144:15 | SC | FU0139 | WHT | 20 | 17.D2 | KT0144:A1 | PANEL A | 17.B6
KT0144:A2 | SC | 0V | WHT | 20 | 17.B6 | KT0145:A2 | PANEL A | 17.B6
PEG0130:3 | SC | 0V | GRN/YEL | 16 | 16.B4 | XT0135:3 | PANEL A | 16.B4
UJ0131:- | SC | 521NEG | WHT | 12 | 15.B4 | XT0011:1 | PANEL A | 15.B3
UJ0131:G | SC | UJ0131G | GRN/YEL | 12 | 15.B4 | FRAME | PANEL A | 15.B4
UJ0131:OUT(-) | SC | 0V | WHT | 10 | 15.B4 | XT0134:1 | PANEL A | 16.B3
XT0080:1 | SC | 0V | WHT | 14 | 8.B1 | XT0135:2 | PANEL A | 16.B4
XT0134:1 | SC | 0V | WHT | 14 | 16.B3 | XT0135:1 | PANEL A | 16.B4
XT0134:4 | SC | 0V | WHT | 14 | 16.B3 | XT0235:1 | PANEL A | 16.D4
XT0135:1 | SC | 0V | WHT | 16 | 16.B4 | XT0136:3 | PANEL A | 17.A2
XT0135:2 | SC | 0V | WHT | 14 | 16.B4 | XT0081:1 | PANEL A | 8.D1
XT0136:1 | SC | FU0139 | WHT | 20 | 17.A2 | XT0136:10 | PANEL A | 61.C6
XT0136:11 | SC | 0V | WHT | 20 | 61.C6 | XT0136:3 | PANEL A | 17.A2
XT0136:4 | SC | FU0139 | WHT | 20 | 58.D5 | XT0136:1 | PANEL A | 17.A2
XT0233:3 | SC | FU0210 | WHT | 16 | 16.C4 | XT0001:1 | PANEL A | 5.B3
XT0235:2 | SC | 0V | WHT | 16 | 16.D4 | XT0001:3 | PANEL A | 5.B3
XT0235:4 | SC | 0V | WHT | 16 | 19.D5 | XT0235:2 | PANEL A | 16.D4
AU0080:L1 | WC0009 | AU0080L1 | ENET | CABLE | 8.A1 | AU0090:L2 | PANEL A | 8.C1
AF0081:04 | SC | SB047222 | WHT | 20 | 30.B7 | SB0472:B2-12 | JB70 | 30.B1
AF0081:36 | SC | SB047221 | WHT | 20 | 30.B7 | SB0472:B2-11 | JB70 | 30.B1
AF0087:00 | SC | SH047114 | WHT | 20 | 29.A7 | SH0471:14 | JB70 | 29.A1
AF0087:01 | SC | SH047012 | WHT | 20 | 29.B7 | SH0470:12 | JB70 | 29.B1
AF0087:02 | SC | SB047112 | WHT | 20 | 29.D7 | SB0471:12 | JB70 | 29.D1
AF0087:03 | SC | SB047314 | WHT | 20 | 29.D7 | SB0473:14 | JB70 | 29.D1
AF0087:04 | SC | SB047424 | WHT | 20 | 30.A7 | SB0474:14 | JB70 | 30.A1
AF0087:07 | SC | SA0471B114 | WHT | 20 | 30.A7 | SA0471:B1-14 | JB70 | 30.A1
AF0087:08 | SC | SA0471B214 | WHT | 20 | 30.B7 | SA0471:B2-14 | JB70 | 30.B1
AF0087:32 | SC | SH047113 | WHT | 20 | 29.A7 | SH0471:13 | JB70 | 29.A1
AF0087:33 | SC | SH047011 | WHT | 20 | 29.B7 | SH0470:11 | JB70 | 29.B1
AF0087:34 | SC | SB047111 | WHT | 20 | 29.D7 | SB0471:11 | JB70 | 29.D1
AF0087:35 | SC | SB047313 | WHT | 20 | 29.D7 | SB0473:13 | JB70 | 29.D1
AF0087:36 | SC | SB047423 | WHT | 20 | 30.A7 | SB0474:13 | JB70 | 30.A1
AF0087:39 | SC | SA0471B113 | WHT | 20 | 30.A7 | SA0471:B1-13 | JB70 | 30.A1
AF0087:40 | SC | SA0471B213 | WHT | 20 | 30.B7 | SA0471:B2-13 | JB70 | 30.B1
AF0093:06 | SC | SH0470X2 | WHT | 20 | 29.B7 | SH0470:X2 | JB70 | 29.B1
AF0093:15 | SC | SH0471X2 | WHT | 20 | 29.A7 | SH0471:X2 | JB70 | 29.A1
AF0093:22 | SC | SH0470X1 | WHT | 20 | 29.B7 | SH0470:X1 | JB70 | 29.B1
AF0093:31 | SC | SH0471X1 | WHT | 20 | 29.A7 | SH0471:X1 | JB70 | 29.A1
XT0137:1 | SC | ESTOPA | WHT | 20 | 30.B5 | SB0472:B1-11 | JB70 | 30.B1
XT0137:2 | SC | ESTOP | WHT | 20 | 30.B5 | SB0472:B1-12 | JB70 | 30.B1
XT0137:3 | SC | SH047111 | WHT | 20 | 29.A5 | SH0471:11 | JB70 | 29.A1
XT0137:4 | SC | SH047112 | WHT | 20 | 29.A5 | SH0471:12 | JB70 | 29.A1
XT0137:5 | SC | SH047013 | WHT | 20 | 29.B5 | SH0470:13 | JB70 | 29.B1
XT0137:6 | SC | SH047014 | WHT | 20 | 29.B5 | SH0470:14 | JB70 | 29.B1
XT0236:1 | SC | FU0139 | WHT | 20 | 29.B5 | SH0472:13 | JB70 | 29.B1
XT0236:2 | SC | KA0241A1 | WHT | 20 | 29.B5 | SH0472:14 | JB70 | 29.B1
XT0236:3 | SC | 0V | WHT | 20 | 29.C5 | SH0472:X1 | JB70 | 29.C1
XT0236:4 | SC | SH047211 | WHT | 20 | 29.C5 | SH0472:11 | JB70 | 29.C1
XT0236:5 | SC | SH047212 | WHT | 20 | 29.C5 | SH0472:12 | JB70 | 29.C1
XT0237:2 B1 | SC | SH0472X2 | WHT | 20 | 29.C5 | SH0472:X2 | JB70 | 29.C1
KA0875:11 | SC | HA04722 | WHT | 20 | 28.D6 | XT0170:13 | FIRE SYSTEM CONTROLLER PANEL | 28.D5
KA0875:14 | SC | FU0170 | WHT | 20 | 28.D6 | XT0170:1 | FIRE SYSTEM CONTROLLER PANEL | 10.A2
XT0134:2 | SC | 0V | WHT | 14 | 16.B3 | XT0170:3 | FIRE SYSTEM CONTROLLER PANEL | 10.A2
XT0138:2 | SC | FU0136 | WHT | 12 | 16.A3 | FU0170:LI | FIRE SYSTEM CONTROLLER PANEL | 10.A2
XT0134:3 | WC8019 | 0V | 2 | 12 | 16.B3 | XT0334:1 | GENERATOR PANEL | 21.C2
XT0136:9 | WC8019 | KA0231A1 | 4 | 12 | 17.B5 | XT0334:2 | GENERATOR PANEL | 21.C2
XT0138:3 | WC8019 | FU0136 | 3 | 12 | 16.A3 | XT0332:1 | GENERATOR PANEL | 21.B2
AF0087:05 | SC | SA047312 | WHT | 20 | 30.D7 | SA0473:12 | JB70 | 30.D1
AF0087:06 | SC | SA047314 | WHT | 20 | 30.D7 | SA0473:14 | JB70 | 30.D1
AF0087:37 | SC | SA047311 | WHT | 20 | 30.D7 | SA0473:11 | JB70 | 30.D1
AF0087:38 | SC | SA047313 | WHT | 20 | 30.D7 | SA0473:13 | JB70 | 30.D1
AF0091:14 | SC | SA0472B214 | WHT | 20 | 30.C7 | SA0472:B2-14 | JB70 | 30.C1
AF0091:15 | SC | SA0472B114 | WHT | 20 | 30.C7 | SA0472:B1-14 | JB70 | 30.C1
AF0091:46 | SC | SA0472B213 | WHT | 20 | 30.C7 | SA0472:B2-13 | JB70 | 30.C1
AF0091:47 | SC | SA0472B113 | WHT | 20 | 30.C7 | SA0472:B1-13 | JB70 | 30.C1
PEG0130:4 | SC | PEG01304 | GRN/YEL | 14 | 31.D4 | AT1100:GND | JB70 | 31.D1
XT0134:3 | SC | 0V | WHT | 14 | 16.B3 | AT1100:NEG | JB70 | 31.D1
AF0093:04 | SC | 009304 | WHT | 20 | 81.A7 | XT0171:2 | JB70 LEFT RAIL | 81.A5
AF0093:36 | SC | 009336 | WHT | 20 | 81.A7 | KA0176:14 | JB70 LEFT RAIL | 81.A6
KA0144:22 | SC | KA014422 | WHT | 20 | 81.A6 | KA0176:A1 | JB70 LEFT RAIL | 81.B5
KA0875:11 | SC | HA04722 | WHT | 20 | 28.D6 | KA0178:11 | JB70 LEFT RAIL | 28.D5
AF0081:03 | SC | 008103 | WHT | 20 | 19.C7 | KA0130:14 | JB70 RIGHT RAIL | 19.D6
AF0081:19 | SC | UA1200J27 | WHT | 20 | 19.C7 | UA1200:J2-7 | JB70 RIGHT RAIL | 19.B3
AF0081:35 | SC | 008135 | WHT | 20 | 19.C7 | KA0130:A1 | JB70 RIGHT RAIL | 19.C5
AF0093:12 | SC | 009312 | WHT | 20 | 31.B7 | PC0470:INP_A | JB70 RIGHT RAIL | 31.B5
AF0093:28 | SC | 009328 | WHT | 20 | 31.B7 | PC0470:-PWR | JB70 RIGHT RAIL | 31.B5
AF0093:44 | SC | 009344 | WHT | 20 | 31.B7 | PC0470:+PWR | JB70 RIGHT RAIL | 31.B5
FU0001:LD | SC | FU0001 | WHT | 16 | 5.B3 | BA0001:V1(+) | JB70 RIGHT RAIL | 5.B2
FU0002:LD | SC | FU0002 | WHT | 16 | 5.C3 | BA0002:V1(+) | JB70 RIGHT RAIL | 5.C2
XT0001:3 | SC | 0V | WHT | 16 | 5.B3 | BA0001:V1(-) | JB70 RIGHT RAIL | 5.B2
XT0001:4 | SC | 0V | WHT | 16 | 5.C3 | BA0002:V1(-) | JB70 RIGHT RAIL | 5.C2
XT0138:3 | SC | FU0136 | WHT | 14 | 16.A3 | FU1100:LI | JB70 RIGHT RAIL | 31.D3
XT0233:4 | SC | FU0212 | WHT | 20 | 19.D5 | UA1200:J1-10 | JB70 RIGHT RAIL | 19.B3
XT0233:4 | SC | FU0212 | WHT | 20 | 19.D5 | UA1200:J2-2 | JB70 RIGHT RAIL | 19.B3
XT0235:4 | SC | 0V | WHT | 20 | 19.D5 | UA1200:J1-9 | JB70 RIGHT RAIL | 19.B3
XT0237:1 B1 | SC | UA1200J15 | WHT | 20 | 19.C5 | UA1200:J1-5 | JB70 RIGHT RAIL | 19.B3
AF0081:00 | SC | UA1200J21 | WHT | 20 | 18.A7 | KA0241:11 | PANEL B | 18.A5
AF0081:01 | SC | KA024314 | WHT | 20 | 18.B7 | KA0243:14 | PANEL B | 18.B6
AF0081:02 | SC | KA024524 | WHT | 20 | 18.B7 | KA0245:24 | PANEL B | 18.B6
AF0081:08 | SC | KA024214 | WHT | 20 | 18.C7 | KA0242:14 | PANEL B | 18.C6
AF0081:09 | SC | KA023924 | WHT | 20 | 18.A7 | KA0239:24 | PANEL B | 18.B6
AF0081:33 | SC | KA024311 | WHT | 20 | 18.B7 | KA0243:11 | PANEL B | 18.B6
AF0081:34 | SC | KA024521 | WHT | 20 | 18.B7 | KA0245:21 | PANEL B | 18.B6
AF0081:41 | SC | KA023921 | WHT | 20 | 18.A7 | KA0239:21 | PANEL B | 18.B6
AF0086:SH | SC | IEG023011 | GRN | 14 | 8.B5 | IEG0230:11 | PANEL B | 8.B6
AF0094:SH | SC | IEG02302 | GRN | 14 | 8.D4 | IEG0230:2 | PANEL B | 8.D5
AF0095:02 | SC | 009502 | WHT | 20 | 45.B7 | KA0221:14 | PANEL B | 45.B6
AF0095:18 | SC | SV21202 | WHT | 20 | 45.B7 | XT0060:4 | PANEL B | 45.B5
FU0081:LD | SC | FU0081 | WHT | 14 | 8.B1 | XT0085:4 | PANEL B | 80.A5
FU0211:LD | SC | FU0211 | WHT | 14 | 16.B4 | KA1020:14 | PANEL B | 35.A5
FU0212:LD | SC | FU0212 | WHT | 16 | 16.C5 | KA0248:21 | PANEL B | 19.C6
GR0133: | SC | IEG02303 | GRN | 14 | 3.A3 | IEG0230:3 | PANEL B | 3.A3
GR0234: | SC | IEG02309 | GRN | 14 | 3.A3 | IEG0230:9 | PANEL B | 3.A3
KA0141:21 | SC | KT0146A1 | WHT | 20 | 17.B2 | KA0241:21 | PANEL B | 17.B2
KA0141:24 | SC | FU0139 | WHT | 20 | 17.B2 | KA0241:24 | PANEL B | 17.B2
KA0144:21 | SC | KA023222 | WHT | 20 | 81.A6 | KA0232:22 | PANEL B | 81.A6
KA0144:22 | SC | KA014422 | WHT | 20 | 81.A6 | KA0249:12 | PANEL B | 81.B6
KA0875:14 | SC | FU0170 | WHT | 20 | 28.D6 | KA0232:12 | PANEL B | 28.D6
KA6211:A1 | SC | KA6211A1 | WHT | 20 | 81.A6 | KA0246:14 | PANEL B | 81.A6
KT0145:A1 | SC | KA024412 | WHT | 20 | 17.B6 | KA0244:12 | PANEL B | 18.D4
KT0146:15 | SC | KT014615 | WHT | 20 | 18.C6 | AF0076:10 | PANEL B | 18.C7
KT0146:18 | SC | KA024214 | WHT | 20 | 18.C6 | KA0231:14 | PANEL B | 18.C6
KT0146:A2 | SC | KT0146A2 | WHT | 20 | 17.B2 | AF0076:29 | PANEL B | 17.B2
KT0146:B1 | SC | KT0146B1 | WHT | 20 | 17.B2 | AF0076:13 | PANEL B | 17.B2
XT0080:2 | SC | 0V | WHT | 14 | 8.B1 | XT0085:5 | PANEL B | 80.B5
XT0134:4 | SC | 0V | WHT | 14 | 16.B3 | UV0291:24V(-) | PANEL B | 31.D5
XT0135:3 | SC | 0V | WHT | 16 | 16.B4 | XT0085:3 | PANEL B | 15.C6
XT0136:1 | SC | FU0139 | WHT | 20 | 17.A2 | XT0240:12 | PANEL B | 18.C4
XT0136:13 | SC | KA0134A1 | WHT | 20 | 17.C5 | AF0067:12 | PANEL B | 61.D7
XT0136:3 | SC | 0V | WHT | 20 | 17.A2 | XT0240:10 | PANEL B | 18.D3
XT0136:6 | SC | PS32004 | WHT | 20 | 58.D5 | KA0240:11 | PANEL B | 58.D6
XT0136:7 | SC | UF1300 | WHT | 20 | 58.D6 | KA0240:14 | PANEL B | 58.D6
XT0136:9 | SC | KA0231A1 | WHT | 20 | 17.B5 | KA0242:11 | PANEL B | 18.C6
XT0137:1 | SC | ESTOPA | WHT | 20 | 30.B5 | XT0240:3 | PANEL B | 18.A3
XT0137:2 | SC | ESTOP | WHT | 20 | 30.B5 | XT0240:4 | PANEL B | 18.A3
XT0138:4 | SC | FU0136 | WHT | 14 | 16.B3 | FU0291:LI | PANEL B | 31.D5
XT0139:3 | SC | FU0137 | WHT | 14 | 16.B4 | XT0085:1 | PANEL B | 15.C6
XT0233:1 | SC | FU0210 | WHT | 14 | 16.C4 | FU0060:LI | PANEL B | 9.C1
XT0233:2 | SC | FU0210 | WHT | 14 | 16.C4 | FU0070:LI | PANEL B | 9.B1
XT0235:1 | SC | 0V | WHT | 20 | 16.D4 | XT0070:1 | PANEL B | 9.B1
XT0235:1 | SC | 0V | WHT | 20 | 16.D4 | XT0060:1 | PANEL B | 9.D1
XT0235:3 | SC | 0V | WHT | 14 | 16.D4 | KA1020:24 | PANEL B | 35.A5
XT0236:1 | SC | FU0139 | WHT | 20 | 29.B5 | XT0240:11 | PANEL B | 18.C4
XT0236:2 | SC | KA0241A1 | WHT | 20 | 29.B5 | XT0240:6 | PANEL B | 18.C3
XT0236:3 | SC | 0V | WHT | 20 | 29.C5 | XT0240:9 | PANEL B | 18.D3
XT0237:1 B2 | SC | 007612 | WHT | 20 | 19.C5 | AF0076:12 | PANEL B | 19.C7
XT0237:1 T2 | SC | 024221 | WHT | 20 | 19.C5 | KA0242:21 | PANEL B | 19.C6
XT0237:2 B2 | SC | KA023612 | WHT | 20 | 29.C5 | XT0240:13 | PANEL B | 18.D4
AU0080:L2 | WC0008 | AU0080L2 | ENET | CABLE | 8.A1 | AU0070:L1 | PANEL B | 9.A2
FU0010:LD | SC | FU0010 | WHT | 14 | 16.A5 | UV0600:(+) | PLC PANEL | 4.B2
XT0135:1 | SC | 0V | WHT | 14 | 16.B4 | UV0600:(-) | PLC PANEL | 4.B2
XT0233:3 | SC | FU0210 | WHT | 14 | 16.C4 | FU0680:LI | PLC PANEL | 7.B2
XT0235:3 | SC | 0V | WHT | 16 | 16.D4 | XT0680:2 | PLC PANEL | 7.B3
AU0090:L1 | WC0003 | AP0603L2 | ENET | CABLE | 8.C1 | AP0603:L2 | PLC PANEL | 4.A3
SolarTools ver. 24.0.84.24712 (Jul 31, 2025)
Report date: 4/7/2026 10:56 AM

## PANEL B
PANEL B
JB70
Project # | J1970
Project Name | PERTAMINA EP CEPU ZONA 11 CPP GUNDIH
Revision | 0.1
Controls DE | S.SANKAR
Phone: | 0
Controls ME
Phone:
From | [5 empty] | To
Device ID | Cable (W) Conductor (SC) Jumper Clip (JC) | Wire No. | Wire ID | Gauge/Size | Page/Zone | Device ID | Location | Page/Zone
XT0060:1 | JC | 0V | CLIP | --- | 9.D1 | XT0060:2 | PANEL B | 9.D1
XT0240:11 | JC | FU0139 | CLIP | --- | 18.C4 | XT0240:12 | PANEL B | 18.C4
XT0240:9 | JC | 0V | CLIP | --- | 18.D3 | XT0240:10 | PANEL B | 18.D3
XT0291:1 | JC | UV0291P | CLIP | --- | 31.B5 | XT0291:2 | PANEL B | 31.B5
XT0291:2 | JC | UV0291P | CLIP | --- | 31.B5 | XT0291:3 | PANEL B | 31.C5
XT0291:3 | JC | UV0291P | CLIP | --- | 31.C5 | XT0291:4 | PANEL B | 31.C5
XT0291:5 | JC | UV0291N | CLIP | --- | 31.C5 | XT0291:6 | PANEL B | 31.C5
XT0291:6 | JC | UV0291N | CLIP | --- | 31.C5 | XT0291:7 | PANEL B | 31.C5
XT0291:7 | JC | UV0291N | CLIP | --- | 31.C5 | XT0291:8 | PANEL B | 31.C5
AF0061:COM | SC | 0V | WHT | 14 | 9.C2 | XT0060:2 | PANEL B | 9.D1
AF0061:V+ | SC | FU0061 | WHT | 14 | 9.C2 | FU0061:LD | PANEL B | 9.D1
AF0062:00 | SC | 006200 | WHT | 20 | 46.B7 | KA0222:14 | PANEL B | 46.B6
AF0062:12 | SC | 006212 | WHT | 20 | 36.A7 | KA0234:14 | PANEL B | 36.A5
AF0062:16 | SC | SV21242 | WHT | 16 | 46.B7 | XT0060:6 | PANEL B | 46.B5
AF0062:COM | SC | 0V | WHT | 14 | 9.C3 | XT0060:2 | PANEL B | 9.D1
AF0062:V+ | SC | FU0062 | WHT | 14 | 9.C3 | FU0062:LD | PANEL B | 9.D1
AF0063:COM | SC | AF0063N | WHT | 16 | 9.C3 | AF0064:COM | PANEL B | 9.C4
AF0063:COM | SC | AU0060N | WHT | 16 | 9.C3 | AU0060:COM | PANEL B | 9.C2
AF0063:V+ | SC | AF0063P | WHT | 16 | 9.C3 | AF0064:V+ | PANEL B | 9.C4
AF0063:V+ | SC | AU0060P | WHT | 16 | 9.C3 | AU0060:V+ | PANEL B | 9.C2
AF0064:COM | SC | AF0064N | WHT | 16 | 9.C4 | AF0065:COM | PANEL B | 9.C5
AF0064:SH | SC | AF0064G | GRN | 14 | 9.C4 | AF0065:SH | PANEL B | 9.C5
AF0064:SH | SC | AU0060G | GRN | 14 | 9.C4 | AU0060:GND | PANEL B | 9.C2
AF0064:V+ | SC | AF0064P | WHT | 16 | 9.C4 | AF0065:V+ | PANEL B | 9.C5
AF0065:COM | SC | AF0065N | WHT | 16 | 9.C5 | AF0068:COM | PANEL B | 9.C6
AF0065:SH | SC | AF0065G | GRN | 14 | 9.C5 | AF0066:SH | PANEL B | 9.C5
AF0065:V+ | SC | AF0065P | WHT | 16 | 9.C5 | AF0068:V+ | PANEL B | 9.C6
AF0066:COM | SC | 0V | WHT | 14 | 9.C5 | XT0060:2 | PANEL B | 9.D1
AF0066:SH | SC | AF0066G | GRN | 14 | 9.C5 | AF0068:SH | PANEL B | 9.C6
AF0066:V+ | SC | FU0063 | WHT | 16 | 9.C5 | FU0063:LD | PANEL B | 9.D1
AF0067:COM | SC | 0V | WHT | 14 | 9.C6 | XT0060:2 | PANEL B | 9.D1
AF0067:V+ | SC | FU0064 | WHT | 16 | 9.C6 | FU0064:LD | PANEL B | 9.D1
AF0068:SH | SC | IEG02304 | GRN | 14 | 9.C6 | IEG0230:4 | PANEL B | 9.D7
AF0071:COM | SC | AF0071N | WHT | 16 | 9.B2 | AF0072:COM | PANEL B | 9.A3
AF0071:COM | SC | AU0070N | WHT | 16 | 9.B2 | AU0070:COM | PANEL B | 9.A2
AF0071:SH | SC | AF0071G | GRN | 14 | 9.B2 | AF0072:SH | PANEL B | 9.A3
AF0071:SH | SC | AU0070G | GRN | 14 | 9.B2 | AU0070:GND | PANEL B | 9.A2
AF0071:V+ | SC | AF0071P | WHT | 16 | 9.B2 | AF0072:V+ | PANEL B | 9.A3
AF0071:V+ | SC | AU0070P | WHT | 16 | 9.B2 | AU0070:V+ | PANEL B | 9.A2
AF0072:COM | SC | AF0072N | WHT | 16 | 9.A3 | AF0073:COM | PANEL B | 9.B3
AF0072:SH | SC | AF0072G | GRN | 14 | 9.A3 | AF0073:SH | PANEL B | 9.B3
AF0072:V+ | SC | AF0072P | WHT | 16 | 9.A3 | AF0073:V+ | PANEL B | 9.B3
AF0073:COM | SC | AF0073N | WHT | 16 | 9.B3 | AF0074:COM | PANEL B | 9.B4
AF0073:SH | SC | AF0073G | GRN | 14 | 9.B3 | AF0074:SH | PANEL B | 9.B4
AF0073:V+ | SC | AF0073P | WHT | 16 | 9.B3 | AF0074:V+ | PANEL B | 9.B4
AF0074:05 | SC | 007405 | WHT | 20 | 15.C7 | XT0085:2 | PANEL B | 15.C6
AF0074:21 | SC | 0V | WHT | 20 | 15.C7 | XT0085:3 | PANEL B | 15.C6
AF0074:COM | SC | AF0074N | WHT | 16 | 9.B4 | AF0075:COM | PANEL B | 9.A5
AF0074:SH | SC | AF0074G | GRN | 14 | 9.B4 | AF0075:SH | PANEL B | 9.A5
AF0074:V+ | SC | AF0074P | WHT | 16 | 9.B4 | AF0075:V+ | PANEL B | 9.A5
AF0075:SH | SC | IEG02307 | GRN | 14 | 9.A5 | IEG0230:7 | PANEL B | 9.B6
AF0076:00 | SC | 007600 | WHT | 20 | 43.B7 | KA0237:14 | PANEL B | 43.B5
AF0076:02 | SC | 007602 | WHT | 20 | 45.B7 | KA0221:A1 | PANEL B | 45.B6
AF0076:04 | SC | 007604 | WHT | 20 | 46.B7 | KA0222:A1 | PANEL B | 46.B6
AF0076:08 | SC | 007608 | WHT | 20 | 31.A7 | KA1020:A1 | PANEL B | 31.A5
AF0076:15 | SC | 007615 | WHT | 20 | 32.D6 | KA0224:A1 | PANEL B | 32.D6
AF0076:18 | SC | 007618 | WHT | 20 | 45.B7 | KA0221:A2 | PANEL B | 45.B6
AF0076:20 | SC | 007620 | WHT | 20 | 46.B7 | KA0222:A2 | PANEL B | 46.B6
AF0076:24 | SC | 007624 | WHT | 20 | 31.A7 | KA1020:A2 | PANEL B | 31.A5
AF0076:26 | SC | KA0231A2 | WHT | 20 | 18.C7 | KA0231:A2 | PANEL B | 18.C6
AF0076:31 | SC | 007631 | WHT | 20 | 32.D6 | KA0224:A2 | PANEL B | 32.D6
AF0076:COM | SC | 0V | WHT | 14 | 9.A5 | XT0070:1 | PANEL B | 9.B1
AF0076:V+ | SC | FU0071 | WHT | 16 | 9.A5 | FU0071:LD | PANEL B | 9.B1
XT0240:2 | SC | JP0 | VIO | 20 | 18.A3 | XT0240:1 | PANEL B | 18.A3
AU0060:COM | SC | 0V | WHT | 14 | 9.C2 | XT0060:1 | PANEL B | 9.D1
AU0060:V+ | SC | FU0060 | WHT | 14 | 9.C2 | FU0060:LD | PANEL B | 9.C1
AU0070:COM | SC | 0V | WHT | 14 | 9.A2 | XT0070:1 | PANEL B | 9.B1
AU0070:V+ | SC | FU0070 | WHT | 16 | 9.A2 | FU0070:LD | PANEL B | 9.B1
FU0060:LI | SC | FU0210 | WHT | 14 | 9.C1 | FU0061:LI | PANEL B | 9.D1
FU0061:LI | SC | FU0210 | WHT | 14 | 9.D1 | FU0062:LI | PANEL B | 9.D1
FU0062:LI | SC | FU0210 | WHT | 14 | 9.D1 | FU0063:LI | PANEL B | 9.D1
FU0063:LI | SC | FU0210 | WHT | 14 | 9.D1 | FU0064:LI | PANEL B | 9.D1
FU0070:LI | SC | FU0210 | WHT | 14 | 9.B1 | FU0071:LI | PANEL B | 9.B1
FU0291:LD | SC | FU0291 | WHT | 16 | 31.D5 | UV0291:24V(+) | PANEL B | 31.D5
GR0231: | SC | IEG02306 | GRN | 14 | 3.A4 | IEG0230:6 | PANEL B | 3.A4
GR0232: | SC | GR0232 | GRN/YEL | 14 | 3.A4 | FRAME | PANEL B | 3.A4
GR0233: | SC | IEG02305 | GRN | 14 | 3.A4 | IEG0230:5 | PANEL B | 3.A4
KA0221:11 | SC | KA022111 | WHT | 20 | 45.B6 | KA0235:24 | PANEL B | 45.B5
KA0222:11 | SC | KA022211 | WHT | 20 | 46.B6 | KA0236:24 | PANEL B | 46.B5
KA0231:11 | SC | KA0231A1 | WHT | 20 | 18.C6 | KA0242:11 | PANEL B | 18.C6
KA0231:11 | SC | KA0231A1 | WHT | 20 | 18.C6 | KA0231:A1 | PANEL B | 18.C6
KA0231:14 | SC | KA024214 | WHT | 20 | 18.C6 | KA0242:14 | PANEL B | 18.C6
KA0231:21 | SC | KA023121 | WHT | 20 | 18.A4 | KA0245:14 | PANEL B | 18.A4
KA0231:A1 | SC | KA0231A1 | WHT | 20 | 18.C6 | KA0232:A1 | PANEL B | 18.D6
KA0231:A2 | SC | KA0231A2 | WHT | 20 | 18.C6 | KA0232:A2 | PANEL B | 18.D6
KA0232:22 | SC | KA023222 | WHT | 20 | 81.A6 | KA0249:11 | PANEL B | 81.B6
KA0232:A1 | SC | KA0231A1 | WHT | 20 | 18.D6 | KA0233:A1 | PANEL B | 18.D6
KA0232:A2 | SC | KA0231A2 | WHT | 20 | 18.D6 | KA0233:A2 | PANEL B | 18.D6
KA0233:A1 | SC | KA0231A1 | WHT | 20 | 18.D6 | KA0234:A1 | PANEL B | 18.D6
KA0233:A2 | SC | KA0231A2 | WHT | 20 | 18.D6 | KA0234:A2 | PANEL B | 18.D6
KA0235:11 | SC | UA1200J21 | WHT | 20 | 18.A5 | KA0241:11 | PANEL B | 18.A5
KA0235:11 | SC | UA1200J21 | WHT | 20 | 18.A5 | XT0060:3 | PANEL B | 19.D5
KA0235:14 | SC | KA024114 | WHT | 20 | 18.A5 | KA0241:14 | PANEL B | 18.A5
KA0235:A1 | SC | ESTOP | WHT | 20 | 18.A2 | KA0236:A1 | PANEL B | 18.B2
KA0235:A1 | SC | ESTOP | WHT | 20 | 18.A2 | XT0240:4 | PANEL B | 18.A3
KA0236:11 | SC | FU0139 | WHT | 20 | 18.D4 | KA0244:11 | PANEL B | 18.D4
KA0236:11 | SC | FU0139 | WHT | 20 | 18.D4 | XT0240:12 | PANEL B | 18.C4
KA0236:12 | SC | KA023612 | WHT | 20 | 18.D4 | XT0240:13 | PANEL B | 18.D4
KA0236:A1 | SC | ESTOP | WHT | 20 | 18.B2 | KA0237:A1 | PANEL B | 18.B2
KA0236:A2 | SC | 0V | WHT | 20 | 18.B2 | KA0235:A2 | PANEL B | 18.A2
KA0236:A2 | SC | 0V | WHT | 20 | 18.B2 | KA0237:A2 | PANEL B | 18.B2
KA0237:A1 | SC | ESTOP | WHT | 20 | 18.B2 | KA0238:A1 | PANEL B | 18.B2
KA0237:A2 | SC | 0V | WHT | 20 | 18.B2 | KA0238:A2 | PANEL B | 18.B2
KA0238:A1 | SC | ESTOP | WHT | 20 | 18.B2 | KA0239:A1 | PANEL B | 18.B2
KA0238:A2 | SC | 0V | WHT | 20 | 18.B2 | KA0239:A2 | PANEL B | 18.B2
KA0239:A1 | SC | ESTOP | WHT | 20 | 18.B2 | KA0240:A1 | PANEL B | 18.B2
KA0239:A2 | SC | 0V | WHT | 20 | 18.B2 | KA0240:A2 | PANEL B | 18.B2
KA0240:A1 | SC | ESTOP | WHT | 20 | 18.B2 | KA0248:A1 | PANEL B | 18.B2
KA0240:A2 | SC | 0V | WHT | 20 | 18.B2 | KA0248:A2 | PANEL B | 18.B2
KA0241:14 | SC | KA024114 | WHT | 20 | 18.A5 | KA0231:24 | PANEL B | 18.A4
KA0241:A1 | SC | KA0241A1 | WHT | 20 | 18.C2 | KA0242:A1 | PANEL B | 18.C2
KA0241:A1 | SC | KA0241A1 | WHT | 20 | 18.C2 | XT0240:6 | PANEL B | 18.C3
KA0241:A2 | SC | 0V | WHT | 20 | 18.C2 | KA0242:A2 | PANEL B | 18.C2
KA0241:A2 | SC | 0V | WHT | 20 | 18.C2 | KA0250:A2 | PANEL B | 18.C2
KA0242:24 | SC | 024822 | WHT | 20 | 19.C6 | KA0248:22 | PANEL B | 19.C6
KA0242:A2 | SC | 0V | WHT | 20 | 18.C2 | KA0243:A2 | PANEL B | 18.C2
KA0243:21 | SC | ESTOPC | WHT | 20 | 18.A3 | XT0240:1 | PANEL B | 18.A3
KA0243:24 | SC | KA024511 | WHT | 20 | 18.A3 | KA0245:11 | PANEL B | 18.A4
KA0243:A1 | SC | KA0243A1 | WHT | 20 | 18.C2 | KA0244:A1 | PANEL B | 18.D2
KA0243:A1 | SC | KA0243A1 | WHT | 20 | 18.C2 | XT0240:7 | PANEL B | 18.C3
KA0243:A2 | SC | 0V | WHT | 20 | 18.C2 | KA0244:A2 | PANEL B | 18.D2
KA0244:A1 | SC | KA0243A1 | WHT | 20 | 18.D2 | KA0246:A1 | PANEL B | 18.D2
KA0244:A2 | SC | 0V | WHT | 20 | 18.D2 | KA0246:A2 | PANEL B | 18.D2
KA0245:A1 | SC | KA0245A1 | WHT | 20 | 18.D2 | KA0249:A1 | PANEL B | 18.D2
KA0245:A1 | SC | KA0245A1 | WHT | 20 | 18.D2 | XT0240:8 | PANEL B | 18.D3
KA0245:A2 | SC | 0V | WHT | 20 | 18.D2 | KA0249:A2 | PANEL B | 18.D2
KA0245:A2 | SC | 0V | WHT | 20 | 18.D2 | KA0247:A2 | PANEL B | 18.D2
KA0246:A1 | SC | KA0243A1 | WHT | 20 | 18.D2 | KA0247:A1 | PANEL B | 18.D2
KA0246:A2 | SC | 0V | WHT | 20 | 18.D2 | KA0247:A2 | PANEL B | 18.D2
KA0248:A1 | SC | ESTOP | WHT | 20 | 18.B2 | KA0250:A1 | PANEL B | 18.C2
KA0248:A2 | SC | 0V | WHT | 20 | 18.B2 | KA0250:A2 | PANEL B | 18.C2
KA0249:A2 | SC | 0V | WHT | 20 | 18.D2 | XT0240:10 | PANEL B | 18.D3
RR0851: -3.01K OHM | SC | FU0137 | LEAD | --- | 15.C6 | XT0085:1 | PANEL B | 15.C6
RR0851: -3.01K OHM | SC | 007405 | LEAD | --- | 15.C6 | XT0085:2 | PANEL B | 15.C6
RR0852: -1.0K OHM | SC | 0V | LEAD | --- | 15.C6 | XT0085:3 | PANEL B | 15.C6
RR0852: -1.0K OHM | SC | 007405 | LEAD | --- | 15.C6 | XT0085:2 | PANEL B | 15.C6
UV0291:OUT1(-) | SC | UV0291N | WHT | 16 | 31.D5 | XT0291:5 | PANEL B | 31.C5
UV0291:OUT1(+) | SC | UV0291P | WHT | 16 | 31.D5 | XT0291:1 | PANEL B | 31.B5
XT0240:5 | SC | ESTOP | WHT | 20 | 18.B3 | XT0240:4 | PANEL B | 18.A3
AU0060:L1 | WC0007 | AU0070L2 | ENET | CABLE | 9.C2 | AU0070:L2 | PANEL B | 9.A2
KA0232:21 | SC | FU0170 | WHT | 20 | 81.A6 | XT0170:2 | FIRE SYSTEM CONTROLLER PANEL | 10.A2
XT0240:12 | SC | FU0139 | WHT | 20 | 18.C4 | AT0170:30 | FIRE SYSTEM CONTROLLER PANEL | 10.C3
XT0240:12 | SC | FU0139 | WHT | 20 | 18.C4 | AT0170:24 | FIRE SYSTEM CONTROLLER PANEL | 10.B3
XT0240:7 | SC | KA0243A1 | WHT | 20 | 18.C3 | AT0170:26 | FIRE SYSTEM CONTROLLER PANEL | 10.B3
XT0240:8 | SC | KA0245A1 | WHT | 20 | 18.D3 | AT0170:32 | FIRE SYSTEM CONTROLLER PANEL | 10.C3
AU0060:L2 | WC0060 | AU0060L2 | ENET | CABLE | 9.C2 | AF0410:L1 | GENERATOR PANEL | 20.B5
XT0240:5 | WC8019 | ESTOP | 1 | 12 | 18.B3 | XT0336:1 | GENERATOR PANEL | 21.C4
KA0232:11 | SC | KA017814 | WHT | 20 | 28.D6 | KA0178:14 | JB70 LEFT RAIL | 28.D5
KA0246:11 | SC | KA017611 | WHT | 20 | 81.A6 | XT0171:1 | JB70 LEFT RAIL | 81.A5
AF0076:11 | SC | UA1200J14 | WHT | 20 | 19.C7 | UA1200:J1-4 | JB70 RIGHT RAIL | 19.B3
IEG0230:14 | SC | GR1100 | GRN | 14 | 3.A4 | GR1100: | JB70 RIGHT RAIL | 3.A5
IEG0230:8 | SC | IEG02308 | GRN | 16 | 19.D6 | UA1200:J3-4 | JB70 RIGHT RAIL | 19.B3
XT0060:3 | SC | UA1200J21 | WHT | 20 | 19.D5 | UA1200:J2-1 | JB70 RIGHT RAIL | 19.B3
XT0291:3 | SC | UV0291P | WHT | 16 | 31.C5 | FU1101:LI | JB70 RIGHT RAIL | 31.C3
XT0291:7 | SC | UV0291N | WHT | 16 | 31.C5 | BA1100:NEG | JB70 RIGHT RAIL | 31.B2
AF0065:12 | WC4524 | UA1200J13 | RED | 20 | 19.B7 | UA1200:J1-3 | JB70 RIGHT RAIL | 19.B3
AF0065:28 | WC4524 | UA1200J11 | BLK | 20 | 19.B7 | UA1200:J1-1 | JB70 RIGHT RAIL | 19.B3
AF0065:60 | WC4524 | UA1200S | SH | 20 | 19.B7 | FLOATING | JB70 RIGHT RAIL | 19.B3
AF0067:12 | SC | KA0134A1 | WHT | 20 | 61.D7 | XT0136:13 | PANEL A | 17.C5
AF0076:10 | SC | KT014615 | WHT | 20 | 18.C7 | KT0146:15 | PANEL A | 18.C6
AF0076:12 | SC | 007612 | WHT | 20 | 19.C7 | XT0237:1 B2 | PANEL A | 19.C5
AF0076:13 | SC | KT0146B1 | WHT | 20 | 17.B2 | KT0146:B1 | PANEL A | 17.B2
AF0076:29 | SC | KT0146A2 | WHT | 20 | 17.B2 | KT0146:A2 | PANEL A | 17.B2
FU0060:LI | SC | FU0210 | WHT | 14 | 9.C1 | XT0233:1 | PANEL A | 16.C4
FU0070:LI | SC | FU0210 | WHT | 14 | 9.B1 | XT0233:2 | PANEL A | 16.C4
FU0291:LI | SC | FU0136 | WHT | 14 | 31.D5 | XT0138:4 | PANEL A | 16.B3
IEG0230:11 | SC | IEG023011 | GRN | 14 | 8.B6 | AF0086:SH | PANEL A | 8.B5
IEG0230:2 | SC | IEG02302 | GRN | 14 | 8.D5 | AF0094:SH | PANEL A | 8.D4
IEG0230:3 | SC | IEG02303 | GRN | 14 | 3.A3 | GR0133: | PANEL A | 3.A3
IEG0230:9 | SC | IEG02309 | GRN | 14 | 3.A3 | GR0234: | PANEL A | 3.A3
KA0221:14 | SC | 009502 | WHT | 20 | 45.B6 | AF0095:02 | PANEL A | 45.B7
KA0231:14 | SC | KA024214 | WHT | 20 | 18.C6 | KT0146:18 | PANEL A | 18.C6
KA0232:12 | SC | FU0170 | WHT | 20 | 28.D6 | KA0875:14 | PANEL A | 28.D6
KA0232:22 | SC | KA023222 | WHT | 20 | 81.A6 | KA0144:21 | PANEL A | 81.A6
KA0239:21 | SC | KA023921 | WHT | 20 | 18.B6 | AF0081:41 | PANEL A | 18.A7
KA0239:24 | SC | KA023924 | WHT | 20 | 18.B6 | AF0081:09 | PANEL A | 18.A7
KA0240:11 | SC | PS32004 | WHT | 20 | 58.D6 | XT0136:6 | PANEL A | 58.D5
KA0240:14 | SC | UF1300 | WHT | 20 | 58.D6 | XT0136:7 | PANEL A | 58.D6
KA0241:11 | SC | UA1200J21 | WHT | 20 | 18.A5 | AF0081:00 | PANEL A | 18.A7
KA0241:21 | SC | KT0146A1 | WHT | 20 | 17.B2 | KA0141:21 | PANEL A | 17.B2
KA0241:24 | SC | FU0139 | WHT | 20 | 17.B2 | KA0141:24 | PANEL A | 17.B2
KA0242:11 | SC | KA0231A1 | WHT | 20 | 18.C6 | XT0136:9 | PANEL A | 17.B5
KA0242:14 | SC | KA024214 | WHT | 20 | 18.C6 | AF0081:08 | PANEL A | 18.C7
KA0242:21 | SC | 024221 | WHT | 20 | 19.C6 | XT0237:1 T2 | PANEL A | 19.C5
KA0243:11 | SC | KA024311 | WHT | 20 | 18.B6 | AF0081:33 | PANEL A | 18.B7
KA0243:14 | SC | KA024314 | WHT | 20 | 18.B6 | AF0081:01 | PANEL A | 18.B7
KA0244:12 | SC | KA024412 | WHT | 20 | 18.D4 | KT0145:A1 | PANEL A | 17.B6
KA0245:21 | SC | KA024521 | WHT | 20 | 18.B6 | AF0081:34 | PANEL A | 18.B7
KA0245:24 | SC | KA024524 | WHT | 20 | 18.B6 | AF0081:02 | PANEL A | 18.B7
KA0246:14 | SC | KA6211A1 | WHT | 20 | 81.A6 | KA6211:A1 | PANEL A | 81.A6
KA0248:21 | SC | FU0212 | WHT | 16 | 19.C6 | FU0212:LD | PANEL A | 16.C5
KA0249:12 | SC | KA014422 | WHT | 20 | 81.B6 | KA0144:22 | PANEL A | 81.A6
KA1020:14 | SC | FU0211 | WHT | 14 | 35.A5 | FU0211:LD | PANEL A | 16.B4
KA1020:24 | SC | 0V | WHT | 14 | 35.A5 | XT0235:3 | PANEL A | 16.D4
UV0291:24V(-) | SC | 0V | WHT | 14 | 31.D5 | XT0134:4 | PANEL A | 16.B3
XT0060:1 | SC | 0V | WHT | 20 | 9.D1 | XT0235:1 | PANEL A | 16.D4
XT0060:4 | SC | SV21202 | WHT | 20 | 45.B5 | AF0095:18 | PANEL A | 45.B7
XT0070:1 | SC | 0V | WHT | 20 | 9.B1 | XT0235:1 | PANEL A | 16.D4
XT0085:1 | SC | FU0137 | WHT | 14 | 15.C6 | XT0139:3 | PANEL A | 16.B4
XT0085:3 | SC | 0V | WHT | 16 | 15.C6 | XT0135:3 | PANEL A | 16.B4
XT0085:4 | SC | FU0081 | WHT | 14 | 80.A5 | FU0081:LD | PANEL A | 8.B1
XT0085:5 | SC | 0V | WHT | 14 | 80.B5 | XT0080:2 | PANEL A | 8.B1
XT0240:10 | SC | 0V | WHT | 20 | 18.D3 | XT0136:3 | PANEL A | 17.A2
XT0240:11 | SC | FU0139 | WHT | 20 | 18.C4 | XT0236:1 | PANEL A | 29.B5
XT0240:12 | SC | FU0139 | WHT | 20 | 18.C4 | XT0136:1 | PANEL A | 17.A2
XT0240:13 | SC | KA023612 | WHT | 20 | 18.D4 | XT0237:2 B2 | PANEL A | 29.C5
XT0240:3 | SC | ESTOPA | WHT | 20 | 18.A3 | XT0137:1 | PANEL A | 30.B5
XT0240:4 | SC | ESTOP | WHT | 20 | 18.A3 | XT0137:2 | PANEL A | 30.B5
XT0240:6 | SC | KA0241A1 | WHT | 20 | 18.C3 | XT0236:2 | PANEL A | 29.B5
XT0240:9 | SC | 0V | WHT | 20 | 18.D3 | XT0236:3 | PANEL A | 29.C5
AU0070:L1 | WC0008 | AU0080L2 | ENET | CABLE | 9.A2 | AU0080:L2 | PANEL A | 8.A1
IEG0230:1 | SC | IEG02301 | GRN | 12 | 4.B4 | AR0600:IE2 | PLC PANEL | 4.A1
SolarTools ver. 24.0.84.24712 (Jul 31, 2025)
Report date: 4/7/2026 10:55 AM

## PLC PANEL
PLC PANEL
JB70
Project # | J1970
Project Name | PERTAMINA EP CEPU ZONA 11 CPP GUNDIH
Revision | 0.1
Controls DE | S.SANKAR
Phone: | 0
Controls ME
Phone:
From | [5 empty] | To
Device ID | Cable (W) Conductor (SC) Jumper Clip (JC) | Wire No. | Wire ID | Gauge/Size | Page/Zone | Device ID | Location | Page/Zone
AR0600:IE1 | SC | UV0600G | GRN | 14 | 4.A1 | UV0600:GND | PLC PANEL | 4.B2
AT0680:NEG | SC | 0V | WHT | 14 | 7.B4 | XT0680:2 | PLC PANEL | 7.B3
AT0680:POS | SC | AT0680POS | WHT | 14 | 7.B4 | XT0680:1 | PLC PANEL | 7.B3
FU0680:LD | SC | AT0680POS | WHT | 14 | 7.B2 | XT0680:1 | PLC PANEL | 7.B3
GR0680: | SC | GR0680 | GRN/YEL | 14 | 3.A4 | FRAME | PLC PANEL | 3.A4
AP0602:L2 | WC0001 | AP0602L2 | ENET | CABLE | 4.A3 | AP0603:L1 | PLC PANEL | 4.A3
AP0606:L1 | WC0680 | AT0680LAN1 | ENET | CABLE | 4.A5 | AT0680:LAN1 | PLC PANEL | 7.B4
AT0680:LAN2 | WC0019 | AT0680LAN2 | ENET | CABLE | 7.B4 | AT0190:ENET | CONSOLE | 11.B4
AP0602:L1 | WC9017 | AT0170L2 | ENET | CABLE | 4.A3 | AT0170:L2 | FIRE SYSTEM CONTROLLER PANEL | 10.A5
FU0680:LI | SC | FU0210 | WHT | 14 | 7.B2 | XT0233:3 | PANEL A | 16.C4
UV0600:(-) | SC | 0V | WHT | 14 | 4.B2 | XT0135:1 | PANEL A | 16.B4
UV0600:(+) | SC | FU0010 | WHT | 14 | 4.B2 | FU0010:LD | PANEL A | 16.A5
XT0680:2 | SC | 0V | WHT | 16 | 7.B3 | XT0235:3 | PANEL A | 16.D4
AP0603:L2 | WC0003 | AP0603L2 | ENET | CABLE | 4.A3 | AU0090:L1 | PANEL A | 8.C1
AR0600:IE2 | SC | IEG02301 | GRN | 12 | 4.A1 | IEG0230:1 | PANEL B | 4.B4
SolarTools ver. 24.0.84.24712 (Jul 31, 2025)
Report date: 4/7/2026 10:55 AM

## PWR DISTRIBUTION RAIL
PWR DISTRIBUTION RAIL
CONTROL CONSOLE DOOR (PWR DIST RAIL)
Project # | J1970
Project Name | PERTAMINA EP CEPU ZONA 11 CPP GUNDIH
Revision | 0.1
Controls DE | S.SANKAR
Phone: | 0
Controls ME
Phone:
From | [5 empty] | To
Device ID | Cable (W) Conductor (SC) Jumper Clip (JC) | Wire No. | Wire ID | Gauge/Size | Page/Zone | Device ID | Location | Page/Zone
XT0561:2 | JC | FU0200LI | CLIP | --- | 11.A2 | XT0561:1 | PWR DISTRIBUTION RAIL | 11.A2
XT0562:1 | JC | 0V1 | CLIP | --- | 11.B2 | XT0562:2 | PWR DISTRIBUTION RAIL | 11.B2
XT0562:2 | JC | 0V1 | CLIP | --- | 11.B2 | XT0562:3 | PWR DISTRIBUTION RAIL | 11.B2
FU0190:LI | SC | FU0200LI | WHT | 14 | 11.C3 | FU0273:LI | PWR DISTRIBUTION RAIL | 11.B3
FU0200:LI | SC | FU0200LI | WHT | 14 | 11.A3 | FU0201:LI | PWR DISTRIBUTION RAIL | 11.B3
FU0200:LI | SC | FU0200LI | WHT | 14 | 11.A3 | XT0561:1 | PWR DISTRIBUTION RAIL | 11.A2
FU0201:LI | SC | FU0200LI | WHT | 14 | 11.B3 | FU0273:LI | PWR DISTRIBUTION RAIL | 11.B3
QS0560:LD-1 | SC | FU0200LI | WHT | 16 | 11.B2 | XT0561:1 | PWR DISTRIBUTION RAIL | 11.A2
QS0560:LD-3 | SC | 0V1 | WHT | 16 | 11.B2 | XT0562:1 | PWR DISTRIBUTION RAIL | 11.B2
XT0563:1 | SC | ESTOPB | WHT | 20 | 13.D6 | XT0345:1 | PWR DISTRIBUTION RAIL | 13.D6
XT0563:2 | SC | ESTOPA | WHT | 20 | 13.D6 | XT0345:2 | PWR DISTRIBUTION RAIL | 13.D6
XT0563:3 | SC | KA023612 | WHT | 20 | 13.B6 | XT0345:3 | PWR DISTRIBUTION RAIL | 13.B6
XT0563:4 | SC | 0V | WHT | 16 | 13.B6 | XT0345:4 | PWR DISTRIBUTION RAIL | 13.B6
XT0563:5 | SC | KA0241A1 | WHT | 20 | 13.C6 | XT0345:5 | PWR DISTRIBUTION RAIL | 13.C6
XT0563:6 | SC | FU0139 | WHT | 20 | 13.C6 | XT0345:6 | PWR DISTRIBUTION RAIL | 13.C6
FU0190:LI | SC | FU0200LI | WHT | 14 | 11.C3 | FU0180:LI | CONS,AUX,1BAY,^ BACK PANEL | 11.D3
XT0561:2 | SC | FU0200LI | WHT | 16 | 11.A2 | XT0008:1 | CONS,AUX,1BAY,^ BACK PANEL | 5.B5
XT0562:2 | SC | 0V1 | WHT | 16 | 11.B2 | XT0008:3 | CONS,AUX,1BAY,^ BACK PANEL | 5.B5
XT0562:2 | SC | 0V1 | WHT | 16 | 11.B2 | XT0180:1 | CONS,AUX,1BAY,^ BACK PANEL | 11.D2
FU0190:LD | SC | FU0190 | WHT | 14 | 11.C3 | AT0190:POS | CONSOLE | 11.B4
FU0273:LD | SC | FU0273 | WHT | 14 | 11.B3 | ZS0273:1 | CONSOLE | 11.B4
XT0562:2 | SC | 0V1 | WHT | 16 | 11.B2 | EL0273:- | CONSOLE | 11.B4
FU0200:LD | SC | FU0200 | WHT | 14 | 11.A3 | AU0200:V+ | TCP | 11.A3
FU0201:LD | SC | FU0201 | WHT | 14 | 11.B3 | AF0202:V+ | TCP | 11.A5
XT0562:1 | SC | 0V1 | WHT | 16 | 11.B2 | AF0202:COM | TCP | 11.A5
XT0562:1 | SC | 0V1 | WHT | 16 | 11.B2 | AU0200:COM | TCP | 11.A3
XT0562:3 | SC | 0V1 | WHT | 16 | 11.B2 | SH0401:A | TCP | 13.C5
XT0563:1 | SC | ESTOPB | WHT | 20 | 13.D6 | SB0400:11 | TCP | 13.D5
XT0563:2 | SC | ESTOPA | WHT | 20 | 13.D6 | SB0400:12 | TCP | 13.D5
XT0563:3 | SC | KA023612 | WHT | 20 | 13.B6 | XT0564:1 B2 | TCP | 13.B5
XT0563:4 | SC | 0V | WHT | 16 | 13.B6 | HL0410:A | TCP | 13.B5
XT0563:5 | SC | KA0241A1 | WHT | 20 | 13.C6 | SA0401:1 | TCP | 13.C5
XT0563:6 | SC | FU0139 | WHT | 20 | 13.C6 | SA0401:2 | TCP | 13.C5
SolarTools ver. 24.0.84.24712 (Jul 31, 2025)
Report date: 4/7/2026 10:55 AM

## TCP
TCP
CONTROL CONSOLE DOOR^(TURBINE CONTROL PANEL)
Project # | J1970
Project Name | PERTAMINA EP CEPU ZONA 11 CPP GUNDIH
Revision | 0.1
Controls DE | S.SANKAR
Phone: | 0
Controls ME
Phone:
From | [5 empty] | To
Device ID | Cable (W) Conductor (SC) Jumper Clip (JC) | Wire No. | Wire ID | Gauge/Size | Page/Zone | Device ID | Location | Page/Zone
AF0201:01 | SC | TCP14NO | WHT | 20 | 13.A3 | SH0401:NO | TCP | 13.A1
AF0201:02 | SC | TCP15NO | WHT | 20 | 13.A3 | SH0409:NO | TCP | 13.A1
AF0201:03 | SC | TCP16NO | WHT | 20 | 13.B3 | SH0410:NO | TCP | 13.B1
AF0201:08 | SC | TCP23NC | WHT | 20 | 13.D3 | SB0401:NC | TCP | 13.D1
AF0201:09 | SC | TCP24NO | WHT | 20 | 13.D3 | SB0402:NO | TCP | 13.D1
AF0201:10 | SC | TCP25NO | WHT | 20 | 13.A7 | SB0403:NO | TCP | 13.A5
AF0201:11 | SC | TCP26NO | WHT | 20 | 13.A7 | SB0404:NO | TCP | 13.A5
AF0201:12 | SC | TCP29NO | WHT | 20 | 14.D3 | SB0405:NO | TCP | 14.D1
AF0201:13 | SC | TCP28NC | WHT | 20 | 14.C3 | SB0406:NC | TCP | 14.C1
AF0201:14 | SC | TCP31NO | WHT | 20 | 14.A6 | SB0407:NO | TCP | 14.A5
AF0201:15 | SC | TCP32NO | WHT | 20 | 14.A6 | SB0408:NO | TCP | 14.A5
AF0201:16 | SC | TCP30NO | WHT | 20 | 14.D3 | SH0408:NO | TCP | 14.D1
AF0201:17 | SC | TCP19NO | WHT | 20 | 14.A3 | SH0404:NO | TCP | 14.A1
AF0201:18 | SC | TCP20NO | WHT | 20 | 14.B3 | SH0405:NO | TCP | 14.B1
AF0201:19 | SC | TCP21NO | WHT | 20 | 14.B3 | SH0411:NO | TCP | 14.B1
AF0201:20 | SC | TCP22NO | WHT | 20 | 14.C3 | SH0412:NO | TCP | 14.C1
AF0201:33 | SC | TCP14C | WHT | 20 | 13.A3 | SH0401:C | TCP | 13.A1
AF0201:34 | SC | TCP15C | WHT | 20 | 13.A3 | SH0409:C | TCP | 13.A1
AF0201:35 | SC | TCP16C | WHT | 20 | 13.B3 | SH0410:C | TCP | 13.B1
AF0201:40 | SC | TCP23C | WHT | 20 | 13.D3 | SB0401:C | TCP | 13.D1
AF0201:41 | SC | TCP24C | WHT | 20 | 13.D3 | SB0402:C | TCP | 13.D1
AF0201:42 | SC | TCP25C | WHT | 20 | 13.A7 | SB0403:C | TCP | 13.A5
AF0201:43 | SC | TCP26C | WHT | 20 | 13.A7 | SB0404:C | TCP | 13.A5
AF0201:44 | SC | TCP29C | WHT | 20 | 14.D3 | SB0405:C | TCP | 14.D1
AF0201:45 | SC | TCP28C | WHT | 20 | 14.C3 | SB0406:C | TCP | 14.C1
AF0201:46 | SC | TCP31C | WHT | 20 | 14.A6 | SB0407:C | TCP | 14.A5
AF0201:47 | SC | TCP32C | WHT | 20 | 14.A6 | SB0408:C | TCP | 14.A5
AF0201:48 | SC | TCP30C | WHT | 20 | 14.D3 | SH0408:C | TCP | 14.D1
AF0201:49 | SC | TCP19C | WHT | 20 | 14.A3 | SH0404:C | TCP | 14.A1
AF0201:50 | SC | TCP20C | WHT | 20 | 14.B3 | SH0405:C | TCP | 14.B1
AF0201:51 | SC | TCP21C | WHT | 20 | 14.B3 | SH0411:C | TCP | 14.B1
AF0201:52 | SC | TCP22C | WHT | 20 | 14.C3 | SH0412:C | TCP | 14.C1
AF0201:COM | SC | AU0200N | WHT | 16 | 11.A4 | AU0200:COM | TCP | 11.A3
AF0201:SHLD | SC | AF0201V+L | WHT | 16 | 11.B6 | AF0201:V+L | TCP | 11.B6
AF0201:V+ | SC | AU0200P | WHT | 16 | 11.A4 | AU0200:V+ | TCP | 11.A3
AF0202:00 | SC | TCP01AP | WHT | 20 | 12.A3 | HL0400:A+ | TCP | 12.A1
AF0202:01 | SC | TCP02AP | WHT | 20 | 12.A3 | HL0401:A+ | TCP | 12.A1
AF0202:02 | SC | TCP03AP | WHT | 20 | 12.B3 | HL0402:A+ | TCP | 12.B1
AF0202:03 | SC | TCP04AP | WHT | 20 | 12.B3 | HL0403:A+ | TCP | 12.B1
AF0202:05 | SC | TCP06AP | WHT | 20 | 12.C3 | HL0405:A+ | TCP | 12.C1
AF0202:06 | SC | TCP06BP | WHT | 20 | 12.D3 | HL0405:B+ | TCP | 12.D1
AF0202:08 | SC | TCP07AP | WHT | 20 | 12.D3 | HL0406:A+ | TCP | 12.D1
AF0202:09 | SC | TCP08AP | WHT | 20 | 12.A7 | HL0407:A+ | TCP | 12.A5
AF0202:10 | SC | TCP09AP | WHT | 20 | 12.A7 | HL0408:A+ | TCP | 12.A5
AF0202:11 | SC | TCP10AP | WHT | 20 | 12.B7 | HL0409:A+ | TCP | 12.B5
AF0202:12 | SC | TCP11AP | WHT | 20 | 12.B7 | HL0411:A+ | TCP | 12.B5
AF0202:13 | SC | TCP15AP | WHT | 20 | 12.C7 | SH0409:A+ | TCP | 12.C5
AF0202:14 | SC | TCP15BP | WHT | 20 | 12.C7 | SH0409:B+ | TCP | 12.C5
AF0202:15 | SC | TCP16AP | WHT | 20 | 12.D7 | SH0410:A+ | TCP | 12.D5
AF0202:16 | SC | TCP16BP | WHT | 20 | 12.D7 | SH0410:B+ | TCP | 12.D5
AF0202:17 | SC | TCP19AP | WHT | 20 | 14.B6 | SH0404:A+ | TCP | 14.B5
AF0202:18 | SC | TCP20AP | WHT | 20 | 14.B6 | SH0405:A+ | TCP | 14.B5
AF0202:19 | SC | TCP21AP | WHT | 20 | 14.C6 | SH0411:A+ | TCP | 14.C5
AF0202:20 | SC | TCP22AP | WHT | 20 | 14.C6 | SH0412:A+ | TCP | 14.C5
AF0202:21 | SC | TCP30AP | WHT | 20 | 14.D6 | SH0408:A+ | TCP | 14.D5
AF0202:22 | SC | TCP30BP | WHT | 20 | 14.D6 | SH0408:B+ | TCP | 14.D5
AF0202:32 | SC | TCP01A | WHT | 20 | 12.A3 | HL0400:A | TCP | 12.A1
AF0202:33 | SC | TCP02A | WHT | 20 | 12.A3 | HL0401:A | TCP | 12.A1
AF0202:34 | SC | TCP03A | WHT | 20 | 12.B3 | HL0402:A | TCP | 12.B1
AF0202:35 | SC | TCP04A | WHT | 20 | 12.B3 | HL0403:A | TCP | 12.B1
AF0202:37 | SC | TCP06A | WHT | 20 | 12.C3 | HL0405:A | TCP | 12.C1
AF0202:38 | SC | TCP06B | WHT | 20 | 12.D3 | HL0405:B | TCP | 12.D1
AF0202:40 | SC | TCP07A | WHT | 20 | 12.D3 | HL0406:A | TCP | 12.D1
AF0202:41 | SC | TCP08A | WHT | 20 | 12.A7 | HL0407:A | TCP | 12.A5
AF0202:42 | SC | TCP09A | WHT | 20 | 12.A7 | HL0408:A | TCP | 12.A5
AF0202:43 | SC | TCP10A | WHT | 20 | 12.B7 | HL0409:A | TCP | 12.B5
AF0202:44 | SC | TCP11A | WHT | 20 | 12.B7 | HL0411:A | TCP | 12.B5
AF0202:45 | SC | TCP15A | WHT | 20 | 12.C7 | SH0409:A | TCP | 12.C5
AF0202:46 | SC | TCP15B | WHT | 20 | 12.C7 | SH0409:B | TCP | 12.C5
AF0202:47 | SC | TCP16A | WHT | 20 | 12.D7 | SH0410:A | TCP | 12.D5
AF0202:48 | SC | TCP16B | WHT | 20 | 12.D7 | SH0410:B | TCP | 12.D5
AF0202:49 | SC | TCP19A | WHT | 20 | 14.B6 | SH0404:A | TCP | 14.B5
AF0202:50 | SC | TCP20A | WHT | 20 | 14.B6 | SH0405:A | TCP | 14.B5
AF0202:51 | SC | TCP21A | WHT | 20 | 14.C6 | SH0411:A | TCP | 14.C5
AF0202:52 | SC | TCP22A | WHT | 20 | 14.C6 | SH0412:A | TCP | 14.C5
AF0202:53 | SC | TCP30A | WHT | 20 | 14.D6 | SH0408:A | TCP | 14.D5
AF0202:54 | SC | TCP30B | WHT | 20 | 14.D6 | SH0408:B | TCP | 14.D5
AF0202:COML | SC | AF0202COML | WHT | 16 | 11.B7 | AF0202:SHLD | TCP | 11.B7
AU0200:GND | SC | AU0200G | GRN | 14 | 11.A3 | XT0200:1 | TCP | 11.B4
HL0400:A | SC | TCP01A | WHT | 20 | 12.A1 | HL0400:B | TCP | 12.A1
HL0400:A+ | SC | TCP01AP | WHT | 20 | 12.A1 | HL0400:B+ | TCP | 12.A1
HL0401:A | SC | TCP02A | WHT | 20 | 12.A1 | HL0401:B | TCP | 12.A1
HL0401:A+ | SC | TCP02AP | WHT | 20 | 12.A1 | HL0401:B+ | TCP | 12.A1
HL0402:A | SC | TCP03A | WHT | 20 | 12.B1 | HL0402:B | TCP | 12.B1
HL0402:A+ | SC | TCP03AP | WHT | 20 | 12.B1 | HL0402:B+ | TCP | 12.B1
HL0403:A | SC | TCP04A | WHT | 20 | 12.B1 | HL0403:B | TCP | 12.B1
HL0403:A+ | SC | TCP04AP | WHT | 20 | 12.B1 | HL0403:B+ | TCP | 12.B1
HL0406:A | SC | TCP07A | WHT | 20 | 12.D1 | HL0406:B | TCP | 12.D1
HL0406:A+ | SC | TCP07AP | WHT | 20 | 12.D1 | HL0406:B+ | TCP | 12.D1
HL0407:A | SC | TCP08A | WHT | 20 | 12.A5 | HL0407:B | TCP | 12.A5
HL0407:A+ | SC | TCP08AP | WHT | 20 | 12.A5 | HL0407:B+ | TCP | 12.A5
HL0408:A | SC | TCP09A | WHT | 20 | 12.A5 | HL0408:B | TCP | 12.A5
HL0408:A+ | SC | TCP09AP | WHT | 20 | 12.A5 | HL0408:B+ | TCP | 12.A5
HL0409:A | SC | TCP10A | WHT | 20 | 12.B5 | HL0409:B | TCP | 12.B5
HL0409:A+ | SC | TCP10AP | WHT | 20 | 12.B5 | HL0409:B+ | TCP | 12.B5
HL0410:A | SC | 0V | WHT | 20 | 13.B5 | HL0410:B | TCP | 13.B5
HL0410:A+ | SC | TCP12AP | WHT | 20 | 13.B5 | XT0564:1 B1 | TCP | 13.B5
HL0410:A+ | SC | TCP12AP | WHT | 20 | 13.B5 | HL0410:B+ | TCP | 13.B5
HL0411:A | SC | TCP11A | WHT | 20 | 12.B5 | HL0411:B | TCP | 12.B5
HL0411:A+ | SC | TCP11AP | WHT | 20 | 12.B5 | HL0411:B+ | TCP | 12.B5
SB0404:NO | SC | TCP26NO | WHT | 20 | 13.A5 | XT0564:1 T1 | TCP | 13.B5
SH0401:A | SC | 0V1 | WHT | 20 | 13.C5 | SH0401:B | TCP | 13.C5
SH0401:A+ | SC | TCP14AP | WHT | 20 | 13.C5 | XT0564:5 B1 | TCP | 13.C5
SH0401:B+ | SC | TCP14BP | WHT | 20 | 13.C5 | XT0564:4 B1 | TCP | 13.C5
SH0404:A | SC | TCP19A | WHT | 20 | 14.B5 | SH0404:B | TCP | 14.B5
SH0404:A+ | SC | TCP19AP | WHT | 20 | 14.B5 | SH0404:B+ | TCP | 14.B5
SH0405:A | SC | TCP20A | WHT | 20 | 14.B5 | SH0405:B | TCP | 14.B5
SH0405:A+ | SC | TCP20AP | WHT | 20 | 14.B5 | SH0405:B+ | TCP | 14.B5
SH0411:A | SC | TCP21A | WHT | 20 | 14.C5 | SH0411:B | TCP | 14.C5
SH0411:A+ | SC | TCP21AP | WHT | 20 | 14.C5 | SH0411:B+ | TCP | 14.C5
SH0412:A | SC | TCP22A | WHT | 20 | 14.C5 | SH0412:B | TCP | 14.C5
SH0412:A+ | SC | TCP22AP | WHT | 20 | 14.C5 | SH0412:B+ | TCP | 14.C5
XT0564:1 T2 | SC | TCP26NO | WHT | 20 | 13.B5 | XT0564:4 T2 | TCP | 13.C5
XT0564:4 T1 | SC | TCP26NO | WHT | 20 | 13.C5 | XT0564:5 T1 | TCP | 13.C5
GR0200: | SC | IEG03561 | GRN | 14 | 3.D6 | IEG0356:1 | CONS,AUX,1BAY,^ BACK PANEL | 3.D5
SB0400:21 | SC | TCP18B1 | WHT | 20 | 13.D5 | AF0183:37 | CONS,AUX,1BAY,^ BACK PANEL | 13.D6
SB0400:22 | SC | TCP18B2 | WHT | 20 | 13.D5 | AF0183:05 | CONS,AUX,1BAY,^ BACK PANEL | 13.D6
XT0200:2 | SC | IEG03562 | GRN | 14 | 11.B6 | IEG0356:2 | CONS,AUX,1BAY,^ BACK PANEL | 11.B6
AU0200:L1 | WC9213 | BA1213L2 | ENET | CABLE | 11.A3 | BA1213:L2 | CONS,AUX,1BAY,^ BACK PANEL | 11.C1
AF0202:23 | WC5540 | HA0273P | BLK | 16 | 14.A3 | HA0273:(+) | CONSOLE | 14.A1
AF0202:55 | WC5540 | HA0273N | WHT | 16 | 14.A3 | HA0273:(-) | CONSOLE | 14.A1
AF0202:COM | SC | 0V1 | WHT | 16 | 11.A5 | XT0562:1 | PWR DISTRIBUTION RAIL | 11.B2
AF0202:V+ | SC | FU0201 | WHT | 14 | 11.A5 | FU0201:LD | PWR DISTRIBUTION RAIL | 11.B3
AU0200:COM | SC | 0V1 | WHT | 16 | 11.A3 | XT0562:1 | PWR DISTRIBUTION RAIL | 11.B2
AU0200:V+ | SC | FU0200 | WHT | 14 | 11.A3 | FU0200:LD | PWR DISTRIBUTION RAIL | 11.A3
HL0410:A | SC | 0V | WHT | 16 | 13.B5 | XT0563:4 | PWR DISTRIBUTION RAIL | 13.B6
SA0401:1 | SC | KA0241A1 | WHT | 20 | 13.C5 | XT0563:5 | PWR DISTRIBUTION RAIL | 13.C6
SA0401:2 | SC | FU0139 | WHT | 20 | 13.C5 | XT0563:6 | PWR DISTRIBUTION RAIL | 13.C6
SB0400:11 | SC | ESTOPB | WHT | 20 | 13.D5 | XT0563:1 | PWR DISTRIBUTION RAIL | 13.D6
SB0400:12 | SC | ESTOPA | WHT | 20 | 13.D5 | XT0563:2 | PWR DISTRIBUTION RAIL | 13.D6
SH0401:A | SC | 0V1 | WHT | 16 | 13.C5 | XT0562:3 | PWR DISTRIBUTION RAIL | 11.B2
XT0564:1 B2 | SC | KA023612 | WHT | 20 | 13.B5 | XT0563:3 | PWR DISTRIBUTION RAIL | 13.B6
SolarTools ver. 24.0.84.24712 (Jul 31, 2025)
Report date: 4/7/2026 10:55 AM

## Panel Errors
Panel Errors
Project # | J1970
Project Name | PERTAMINA EP CEPU ZONA 11 CPP GUNDIH
Revision | 0.1
Controls DE | S.SANKAR
Phone: | 0
Controls ME
Phone:
From | [6 empty] | To
Device ID | Location | Cable (W) Conductor (SC) Jumper Clip (JC) | Wire ID | Wire No. | Gauge/Size | Page/Zone | Device ID | Location | Page/Zone
Report date: 4/7/2026 10:55 AM |  |  |  | SolarTools ver. 24.0.84.24712 (Jul 31, 2025)

## Cable Part Numbers
Cable Part Numbers |  |  | SolarTools ver. 24.0.84.24712 (Jul 31, 2025)
Project # | J1970
Report date: 4/7/2026 10:59 AM
Project Name | PERTAMINA EP CEPU ZONA 11 CPP GUNDIH
Revision | 0.1
Controls DE | S.SANKAR
Phone: | 0
Controls ME
Phone:
Device ID |  | Part Number |  | Description
WC5072 |  | PART OF 1103208-100 |  | CABLE, 2 CONDUCTOR UNSHIELDED PART OF HORN
WC0001 |  | 1302073-36 |  | CABLE, ETHERNET - 36 INCHES
WC0003 |  | 1302073-36 |  | CABLE, ETHERNET - 36 INCHES
WC0007 |  | 1302073-36 |  | CABLE, ETHERNET - 36 INCHES
WC0008 |  | 1302073-36 |  | CABLE, ETHERNET - 36 INCHES
WC0009 |  | 1302073-36 |  | CABLE, ETHERNET - 36 INCHES
WC0010 |  | 1302073-36 |  | CABLE, ETHERNET - 36 INCHES
WC0012 |  | 1302073-36 |  | CABLE, ETHERNET - 36 INCHES
WC0019 |  | 1302073-36 |  | CABLE, ETHERNET - 36 INCHES
WC0041 |  | 1302073-36 |  | CABLE, ETHERNET - 36 INCHES
WC0044 |  | 1302073-36 |  | CABLE, ETHERNET - 36 INCHES
WC0045 |  | 1302073-36 |  | CABLE, ETHERNET - 36 INCHES
WC0101 |  | 1302073-36 |  | CABLE, COMMUNICATION CABLE - 36 INCHES
WC0680 |  | 1302073-36 |  | CABLE, COMMUNICATION CABLE - 36 INCHES
WC4524 |  | 1022941-12 |  | TPE, 1 PAIR TWISTED SHIELDED
WC5018 |  | 1022941-22 |  | TPE, 1 PAIR TWISTED SHIELDED
WC5500 |  | 1022941-22 |  | TPE, 1 PAIR TWISTED SHIELDED
WC5540 |  | PART OF 1113568-200 |  | CABLE, 2 CONDUCTOR TRIMMED SHIELD PART OF HORN
WC8009 |  | 1022941-22 |  | TPE, 1 PAIR TWISTED SHIELDED
WC8040 |  | 1322418-90 |  | CABLE, SYTSTEM FUNCTION
WC8041 |  | 1322418-90 |  | CABLE, SYTSTEM FUNCTION
WC8044 |  | 1322418-90 |  | CABLE, SUPPLIED BY OTHERS
WC8066 |  | 1022941-22 |  | TPE, 1 PAIR TWISTED SHIELDED
WC8067 |  | 1022941-22 |  | TPE, 1 PAIR TWISTED SHIELDED
WC8069 |  | 1022941-22 |  | TPE, 1 PAIR TWISTED SHIELDED
WC8101 |  | 1022941-32 |  | TPE, 1 PAIR TWISTED SHIELDED
WC8102 |  | 1022941-32 |  | TPE, 1 PAIR TWISTED SHIELDED
WC8201 |  | 1022941-32 |  | TPE, 1 PAIR TWISTED SHIELDED
WC8301 |  | 1022941-32 |  | TPE, 1 PAIR TWISTED SHIELDED
WC9001 |  | 1302073-36 |  | CABLE, ETHERNET - 36 INCHES
WC9008 |  | 1302073-36 |  | CABLE, ETHERNET - 36 INCHES
WC9009 |  | 1302073-36 |  | CABLE, ETHERNET - 36 INCHES
WC9017 |  | 1302073-36 |  | CABLE, COMMUNICATION CABLE - 36 INCHES
WC9213 |  | 1302073-36 |  | CABLE, ETHERNET - 36 INCHES

## Part Number List
Part Number List |  | SolarTools ver. 24.0.84.24712 (Jul 31, 2025)
Project # | J1970
Report date: 4/7/2026 10:58 AM
Project Name | PERTAMINA EP CEPU ZONA 11 CPP GUNDIH
Revision | 0.1
Controls DE | S.SANKAR
Phone: | 0
Controls ME
Phone:
Device ID | Part Number | Description | Location
GR0181 | 903849C1 | RAIL GROUND, DIN RAIL GROUNDING | CONS,AUX,1BAY, ^ LEFT PANEL
GR0183 | 903849C1 | RAIL GROUND, DIN RAIL GROUNDING | CONS,AUX,1BAY, ^ LEFT PANEL
AF0181 | 2684693-17,2684693-25 | 5094-OB8XT, 8 DISCRETE OUTPUT | CONS,AUX,1BAY,^ BACK PANEL
AF0182 | 2684693-17,2684693-23 | 5094-IB16XT, 16 DISCRETE INPUT | CONS,AUX,1BAY,^ BACK PANEL
AF0183 | 2684693-18,2684693-28 | 5094-IB16SXT, 16 DISCRETE INPUT, S | CONS,AUX,1BAY,^ BACK PANEL
AF0184 | 2684693-19,2684693-33 | 5094-IY8XT, 8 ANALOG INPUT,TC/RTD/I&V | CONS,AUX,1BAY,^ BACK PANEL
AF0185 | 2684693-17,2684693-23 | 5094-IB16XT, 16 DISCRETE INPUT | CONS,AUX,1BAY,^ BACK PANEL
AU0180 | 2684693-22 | 5094-AENTRXT, FLEX 5000 I/O | CONS,AUX,1BAY,^ BACK PANEL
BA0008 | 1271449-1 | MEDIA CONVERTER, ETHERNET-FIBER OPTIC | CONS,AUX,1BAY,^ BACK PANEL
BA0009 | 1271449-1 | MEDIA CONVERTER, ETHERNET-FIBER OPTIC | CONS,AUX,1BAY,^ BACK PANEL
BA1213 | 1337728-13 | SWITCH, ETAP, DLR INTERFACE | CONS,AUX,1BAY,^ BACK PANEL
FU0008 | 1043265-1,1043265-3 | FUSE, 2A | CONS,AUX,1BAY,^ BACK PANEL
FU0009 | 1043265-1,1043265-3 | FUSE, 2A | CONS,AUX,1BAY,^ BACK PANEL
FU0180 | 1043265-1,1043265-5 | FUSE, 10A | CONS,AUX,1BAY,^ BACK PANEL
FU0181 | 1043265-1,1043265-5 | FUSE, 10A | CONS,AUX,1BAY,^ BACK PANEL
GR0180 | 903849C1 | RAIL GROUND, DIN RAIL GROUNDING | CONS,AUX,1BAY,^ BACK PANEL
GR0182 | 903849C1 | RAIL GROUND, DIN RAIL GROUNDING | CONS,AUX,1BAY,^ BACK PANEL
IEG0356 | 232941-200 | BUS BAR, INSTRUMENT EARTH GROUNDING | CONS,AUX,1BAY,^ BACK PANEL
KA0180 | [2]1061979-2 | RELAY, 90% SPEED | CONS,AUX,1BAY,^ BACK PANEL
KA0185 | 1061979-2 | RELAY, PERMISSIVE CLOSE CIRCUIT BREAKER | CONS,AUX,1BAY,^ BACK PANEL
PEG0356 | 232941-200 | BUS BAR, POWER EARTH GROUNDING | CONS,AUX,1BAY,^ BACK PANEL
XT0008 | 1066730-7,1066730-8,1067996-4 | TERMINAL BLOCK, SPRING, 4 CONDUCTOR,30-12 AWG (0.05-3.31 MM2),NON-IS | CONS,AUX,1BAY,^ BACK PANEL
XT0180 | 1066730-7,1066730-8,1067996-4 | TERMINAL BLOCK, SPRING, 4 CONDUCTOR,30-12 AWG (0.05-3.31 MM2),NON-IS | CONS,AUX,1BAY,^ BACK PANEL
XT0391 | 1066730-7,1066730-8 | TERMINAL BLOCK, SPRING, 4 CONDUCTOR,30-12 AWG (0.05-3.31 MM2),NON-IS | CONS,AUX,1BAY,^ BACK PANEL
GR0184 | 903849C1 | RAIL GROUND, DIN RAIL GROUNDING | CONS,AUX,1BAY^RIGHT PANEL
GR0356 | 903849C1 | RAIL GROUND, DIN RAIL GROUNDING | CONS,AUX,1BAY^RIGHT PANEL
AT0190 | 1577354-5100 | WORKSTATION, PANEL COMPUTER, TT4000 | CONSOLE
AT0190K | 1068334 | KEYBOARD, TYPING INTERFACE | CONSOLE
EL0273 | 1015796,1022899,1024594-100 | LIGHT, LED, WHITE | CONSOLE
HA0273 | 1113568-200 | HORN, AUDIBLE ALARM | CONSOLE
ZS0273 | [2]1113474-2 | LIMIT SWITCH, CONSOLE DOOR OPEN | CONSOLE
CCAT0170 | CUSTOMER DEFINED | CUSTOMER CONNECTION, TROUBLE ALARM SIGNAL | CUSTOMER FIRE AND GAS SIGNALS
CCKA0982 | CUSTOMER DEFINED | CUSTOMER CONNECTION, FIRE DETECTED SIGNAL | CUSTOMER FIRE AND GAS SIGNALS
CCKA0984 | CUSTOMER DEFINED | CUSTOMER CONNECTION, GAS DETECTED SIGNAL | CUSTOMER FIRE AND GAS SIGNALS
AT0170 | 1056244-29 | CONTROLLER, EAGLE QUANTUM PREMIER | FIRE SYSTEM CONTROLLER PANEL
FU0170 | 1043265-1,1043265-6 | FUSE, 15A | FIRE SYSTEM CONTROLLER PANEL
GR0171 | 903849C1 | RAIL GROUND, DIN RAIL GROUNDING | FIRE SYSTEM CONTROLLER PANEL
KA0172 | 1061979-2 | RELAY, FIRE DETECTED (CUSTOMER) | FIRE SYSTEM CONTROLLER PANEL
KA0174 | 1061979-2 | RELAY, GAS DETECTED (CUSTOMER) | FIRE SYSTEM CONTROLLER PANEL
RR0178 | 912137C1 | RESISTOR, 10K OHM | FIRE SYSTEM CONTROLLER PANEL
UV0170 | 1056244-2 | POWER SUPPLY, EAGLE QUANTUM PREMIER | FIRE SYSTEM CONTROLLER PANEL
VD0178 | 960592C1 | DIODE, 15 pF | FIRE SYSTEM CONTROLLER PANEL
XT0170 | 1066730-7,1066730-8,1067996-11 | TERMINAL BLOCK, SPRING, 4 CONDUCTOR,30-12 AWG (0.05-3.31 MM2),NON-IS | FIRE SYSTEM CONTROLLER PANEL
CCKA2160 | CUSTOMER DEFINED | CUSTOMER CONNECTION, CLOSE GAS BLOCK VALVE | GAS FUEL BLOCK BLEED VALVE
CCKA2161 | CUSTOMER DEFINED | CUSTOMER CONNECTION, OPEN GAS BLEED VALVE | GAS FUEL BLOCK BLEED VALVE
AF0121 | 2684693-17,2684693-24 | 5094-OB16XT, 16 DISCRETE OUTPUT | GENERATOR PANEL
AF0122 | 2684693-17,2684693-23 | 5094-IB16XT, 16 DISCRETE INPUT | GENERATOR PANEL
AF0123 | 2684693-19,2684693-33 | 5094-IY8XT, 8 ANALOG INPUT,TC/RTD/I&V | GENERATOR PANEL
AF0400 | 1322418-31,1322418-40,1322418-72,1322418-73 | 1444-TSCX02-02RB, 2-CH TACHOMETER INPUT^DYNAMIX 1444 VIBRATION | GENERATOR PANEL
AF0410 | 1322418-11,1322418-20,1322418-70,1322418-71 | 1444-DYN04-01RA, 4-CH VIBRATION INPUT^DYNAMIX 1444 VIBRATION | GENERATOR PANEL
AF0440 | 1322418-11,1322418-20,1322418-70,1322418-71 | 1444-DYN04-01RA, 4-CH VIBRATION INPUT^DYNAMIX 1444 VIBRATION | GENERATOR PANEL
AF0450 | 1322418-11,1322418-20,1322418-70,1322418-71 | 1444-DYN04-01RA, 4-CH VIBRATION INPUT^DYNAMIX 1444 VIBRATION | GENERATOR PANEL
AT0140 | 2769310-1,2769310-4 | MODULE, DECS-250 | GENERATOR PANEL
AU0120 | 2684693-22 | 5094-AENTRXT, FLEX 5000 I/O | GENERATOR PANEL
FU0113 | [2]1043265-1,[2]1043265-4 | FUSE, 5A | GENERATOR PANEL
FU0120 | 1043265-1,1043265-5 | FUSE, 10A | GENERATOR PANEL
FU0121 | 1043265-1,1043265-5 | FUSE, 10A | GENERATOR PANEL
FU0313 | 1043265-1,1043265-7 | FUSE, 20A | GENERATOR PANEL
FU0314 | 1043265-1,1043265-7 | FUSE, 20A | GENERATOR PANEL
FU0332 | 1043265-1,1043265-7 | FUSE, 20A | GENERATOR PANEL
FU0333 | 1043265-1,1043265-4 | FUSE, 5A | GENERATOR PANEL
FU0334 | 1043265-1,1043265-4 | FUSE, 5A | GENERATOR PANEL
FU0335 | 1043265-1,1043265-4 | FUSE, 5A | GENERATOR PANEL
GR0110 | 903849C1 | RAIL GROUND, DIN RAIL GROUNDING | GENERATOR PANEL
GR0140 | 903849C1 | RAIL GROUND, DIN RAIL GROUNDING | GENERATOR PANEL
GR0141 | 903849C1 | RAIL GROUND, DIN RAIL GROUNDING | GENERATOR PANEL
GR0142 | 903849C1 | RAIL GROUND, DIN RAIL GROUNDING | GENERATOR PANEL
IEG0130 | 232941-110 | BUS BAR, GENERATOR - INSTRUMENT EARTH GROUNDING | GENERATOR PANEL
KA0121 | 1061979-2 | RELAY, AUTOMATIC CLOSE CIRCUIT BREAKER | GENERATOR PANEL
KA0123 | 1061979-2 | RELAY, CGCM #1 ENABLED | GENERATOR PANEL
KA0128 | 1061979-2 | RELAY, GENERATOR TRIP SUMMARY CIRCUIT BREAKER | GENERATOR PANEL
KA0186 | 1061979-2 | RELAY, GENERATOR CIRCUIT BREAKER PERMISSIVE | GENERATOR PANEL
KA0310 | 1061979-2 | RELAY, CGCM #1 FAULT | GENERATOR PANEL
KA0313 | 1076251-1,1076251-2 | RELAY, PMG INPUT #1 | GENERATOR PANEL
KA0330 | 1061979-2 | RELAY, CLOSED CIRCUIT BREAKER | GENERATOR PANEL
KA0331 | 1061979-2 | RELAY, MAIN UTILITY BREAKER AUXILIARY CONTACT CLOSED | GENERATOR PANEL
KA0332 | 1061979-2 | RELAY, CLOSE CONTROL CIRCUIT BREAKER | GENERATOR PANEL
KA0333 | 1061979-2 | RELAY, TRIP CONTROL CIRCUIT BREAKER | GENERATOR PANEL
KA0335 | 1061979-2 | RELAY, NO EMERGENCY SHUTDOWN SUMMARY | GENERATOR PANEL
KA0336 | 1061979-2 | RELAY, CONTROLLER ACTIVE | GENERATOR PANEL
KA4100 | 1061979-2 | RELAY, GENERATOR HEATER DISABLED | GENERATOR PANEL
KA7364 | 1031741-4 | RELAY, SYNCHRONIZATION CHECK | GENERATOR PANEL
PEG0140 | 232941-200 | BUS BAR, GENERATOR - POWER EARTH GROUNDING | GENERATOR PANEL
XT0120 | 1043265-1,1043265-5,1066730-7,1067996-4 | TERMINAL BLOCK, SPRING, 4 CONDUCTOR,30-12 AWG (0.05-3.31 MM2),NON-IS | GENERATOR PANEL
XT0130 | 1066730-32,[2]1066730-7,1066730-8,1067996-4,1067996-82 | TERMINAL BLOCK, SPRING, 4 CONDUCTOR,30-12 AWG (0.05-3.31 MM2),NON-IS | GENERATOR PANEL
XT0313 | 1066730-7,1067996-4 | TERMINAL BLOCK, SPRING, 4 CONDUCTOR,30-12 AWG (0.05-3.31 MM2),NON-IS | GENERATOR PANEL
XT0332 | 1066730-7,1067996-4 | TERMINAL BLOCK, SPRING, 4 CONDUCTOR,30-12 AWG (0.05-3.31 MM2),NON-IS | GENERATOR PANEL
XT0334 | 1066730-7,1067996-4 | TERMINAL BLOCK, SPRING, 4 CONDUCTOR,30-12 AWG (0.05-3.31 MM2),NON-IS | GENERATOR PANEL
XT0335 | 1066730-7,1067996-4 | TERMINAL BLOCK, SPRING, 4 CONDUCTOR,30-12 AWG (0.05-3.31 MM2),NON-IS | GENERATOR PANEL
XT0336 | 1066730-7,1067996-4 | TERMINAL BLOCK, SPRING, 4 CONDUCTOR,30-12 AWG (0.05-3.31 MM2),NON-IS | GENERATOR PANEL
XT0337 | 1066730-7,1067996-82 | TERMINAL BLOCK, SPRING, 4 CONDUCTOR,30-12 AWG (0.05-3.31 MM2),NON-IS | GENERATOR PANEL
XT0350 | 1066730-16,1066730-17 | TERMINAL STRIP, 2 CONDUCTOR | GENERATOR PANEL
XT0351 | 1066730-7,1067996-82 | TERMINAL BLOCK, SPRING, 4 CONDUCTOR,30-12 AWG (0.05-3.31 MM2),NON-IS | GENERATOR PANEL
XT0352 | 1066730-16,1066730-17,1066730-18 | TERMINAL STRIP, 2 CONDUCTOR | GENERATOR PANEL
XT0360 | 1066730-7,1067996-82 | TERMINAL BLOCK, SPRING, 4 CONDUCTOR,30-12 AWG (0.05-3.31 MM2),NON-IS | GENERATOR PANEL
XT0370 | 1066730-7,1067996-4 | TERMINAL BLOCK, SPRING, 4 CONDUCTOR,30-12 AWG (0.05-3.31 MM2),NON-IS | GENERATOR PANEL
XT0400 | 1066730-1,1066730-8,1067996-4 | TERMINAL STRIP, 4 CONDUCTOR | GENERATOR PANEL
AT1100 | 1577354-4502 | WORKSTATION, VERSA VIEW 1200H | JB70
HA0472 | 1103208-101 | HORN, AUDIBLE ALARM | JB70
HL0171 | 2380746-7 | LIGHT, FIRE SYSTEM AUTO, GREEN | JB70
HL0172 | 2380746-7 | LIGHT, FIRE SYSTEM INHIBIT, AMBER | JB70
HL0173 | 2380746-7 | LIGHT, FIRE SYSTEM DISCHARGED, RED | JB70
SA0170 | 2380746-9 | SELECTOR SWITCH, FIRE SYSTEM AUTO/INHIBIT | JB70
SA0471 | 2380746-2 | SELECTOR SWITCH, SPEED | JB70
SA0472 | 2380746-2 | SELECTOR SWITCH, VOLTAGE | JB70
SA0473 | 2380746-5 | SELECTOR SWITCH, OFF/LOC/AUX | JB70
SB0170 | 2380746-10 | PUSHBUTTON SWITCH, MANUAL RELEASE | JB70
SB0471 | 2380746-1 | PUSHBUTTON SWITCH, HORN SILENCE | JB70
SB0472 | 2380746-4 | PUSHBUTTON SWITCH, EMERGENCY STOP | JB70
SB0473 | 2380746-1 | PUSHBUTTON SWITCH, ACKNOWLEDGE | JB70
SB0474 | 2380746-1 | PUSHBUTTON SWITCH, RESET | JB70
SH0470 | 2380746-3 | LIGHTED SWITCH, STOP/STOPPING, RED | JB70
SH0471 | 2380746-3 | LIGHTED SWITCH, START/STARTING, GREEN | JB70
SH0472 | 2380746-3 | LIGHTED SWITCH, BACKUP SYSTEM ACTIVE/RESET, AMBER | JB70
AT0175 | 1056244-5 | 8 CHANNEL ED I/O, EAGLE QUANTUM PREMIER | JB70 LEFT RAIL
AT0176 | 1056244-5 | 8 CHANNEL ED I/O, EAGLE QUANTUM PREMIER | JB70 LEFT RAIL
AT0178 | 1056244-5 | 8 CHANNEL ED I/O, EAGLE QUANTUM PREMIER | JB70 LEFT RAIL
GR1101 | [2]903849C1 | RAIL GROUND, DIN RAIL GROUNDING | JB70 LEFT RAIL
KA0176 | 1061979-2 | RELAY, VENTILATION REQUIRED | JB70 LEFT RAIL
KA0178 | 1061979-2 | RELAY, LOCAL HORN CONTROL (EQP) | JB70 LEFT RAIL
KA6510 | 1061979-2 | RELAY, FIRE SYSTEM AUTO/INHIBIT | JB70 LEFT RAIL
RR0175A | 912137C1 | RESISTOR, 10K OHM | JB70 LEFT RAIL
RR0175D | 912137C1 | RESISTOR, 10K OHM | JB70 LEFT RAIL
RR0175I | 912137C1 | RESISTOR, 10K OHM | JB70 LEFT RAIL
RR0175M | 912137C1 | RESISTOR, 10K OHM | JB70 LEFT RAIL
RR0175S5 | 912137C1 | RESISTOR, 10K OHM | JB70 LEFT RAIL
RR0176S3 | 912137C1 | RESISTOR, 10K OHM | JB70 LEFT RAIL
RR0176S4 | 912137C1 | RESISTOR, 10K OHM | JB70 LEFT RAIL
RR0176S5 | 912137C1 | RESISTOR, 10K OHM | JB70 LEFT RAIL
RR0176S6 | 912137C1 | RESISTOR, 10K OHM | JB70 LEFT RAIL
RR0176S7 | 912137C1 | RESISTOR, 10K OHM | JB70 LEFT RAIL
RR0178S7 | 912137C1 | RESISTOR, 10K OHM | JB70 LEFT RAIL
VD0175A | 960592C1 | DIODE, 15 pF | JB70 LEFT RAIL
VD0175D | 960592C1 | DIODE, 15 pF | JB70 LEFT RAIL
VD0175I | 960592C1 | DIODE, 15 pF | JB70 LEFT RAIL
VD6211 | 960592C1 | DIODE, 15 pF | JB70 LEFT RAIL
XT0171 | 1066730-7,1066730-8,1067996-11 | TERMINAL BLOCK, SPRING, 4 CONDUCTOR,30-12 AWG (0.05-3.31 MM2),NON-IS | JB70 LEFT RAIL
XT0172 | 1066730-7,1066730-8 | TERMINAL BLOCK, SPRING, 4 CONDUCTOR,30-12 AWG (0.05-3.31 MM2),NON-IS | JB70 LEFT RAIL
XT0174 | 1066730-7,1066730-8,1067996-4 | TERMINAL BLOCK, SPRING, 4 CONDUCTOR,30-12 AWG (0.05-3.31 MM2),NON-IS | JB70 LEFT RAIL
BA0001 | 1271449-1 | MEDIA CONVERTER, ETHERNET-FIBER OPTIC | JB70 RIGHT RAIL
BA0002 | 1271449-1 | MEDIA CONVERTER, ETHERNET-FIBER OPTIC | JB70 RIGHT RAIL
BA1100 | 1337728-10 | SWITCH, ETAP, DLR INTERFACE | JB70 RIGHT RAIL
FU1100 | 1043265-1,1043265-5 | FUSE, 10A | JB70 RIGHT RAIL
FU1101 | 1043265-1,1043265-3 | FUSE, 2A | JB70 RIGHT RAIL
FU1213 | 1043265-1,1043265-3 | FUSE, 2A | JB70 RIGHT RAIL
GR1100 | 903849C1 | RAIL GROUND, DIN RAIL GROUNDING | JB70 RIGHT RAIL
KA0130 | 1061979-2 | RELAY, LOWSPEED/OPEN PROBE SETPOINT | JB70 RIGHT RAIL
PC0470 | 2271605-1 | TIMER/COUNTER, ENGINE HOUR / START COUNTER | JB70 RIGHT RAIL
UA1200 | 1053834-3 | BUOS MODULE, BACKUP OVERSPEED | JB70 RIGHT RAIL
CC7581 | CUSTOMER DEFINED | EXTERNAL SETPOINT, GENERATOR REAL POWER | PANEL
CCKA0224 | CUSTOMER DEFINED | CUSTOMER CONNECTION, EMERGENCY SHUTDOWN ACTIVE | PANEL
SB7500 | CUSTOMER DEFINED | PUSHBUTTON SWITCH, START AND AUTO-SYNCHRONIZE (CUSTOMER) | PANEL
SB7510 | CUSTOMER DEFINED | PUSHBUTTON SWITCH, START (CUSTOMER) | PANEL
SB7511 | CUSTOMER DEFINED | PUSHBUTTON SWITCH, NORMAL STOP (CUSTOMER) | PANEL
SB7512 | CUSTOMER DEFINED | PUSHBUTTON SWITCH, EMERGENCY STOP (CUSTOMER) | PANEL
SB7551 | CUSTOMER DEFINED | PUSHBUTTON SWITCH, VOLTAGE INCREASE (CUSTOMER) | PANEL
SB7552 | CUSTOMER DEFINED | PUSHBUTTON SWITCH, VOLTAGE DECREASE (CUSTOMER) | PANEL
SB7554 | CUSTOMER DEFINED | PUSHBUTTON SWITCH, SPEED INCREASE (CUSTOMER) | PANEL
SB7555 | CUSTOMER DEFINED | PUSHBUTTON SWITCH, SPEED DECREASE (CUSTOMER) | PANEL
AF0081 | 2684693-18,2684693-28 | 5094-IB16SXT, 16 DISCRETE INPUT, S | PANEL A
AF0082 | 2684693-17,2684693-23 | 5094-IB16XT, 16 DISCRETE INPUT | PANEL A
AF0083 | 2684693-19,2684693-33 | 5094-IY8XT, 8 ANALOG INPUT,TC/RTD/I&V | PANEL A
AF0084 | 2684693-19,2684693-33 | 5094-IY8XT, 8 ANALOG INPUT,TC/RTD/I&V | PANEL A
AF0085 | 2684693-18,2684693-56 | 5094-IF8IHXT, 8 ANALOG INPUT, ISOLATED | PANEL A
AF0086 | 2684693-18,2684693-56 | 5094-IF8IHXT, 8 ANALOG INPUT, ISOLATED | PANEL A
AF0087 | 2684693-17,2684693-23 | 5094-IB16XT, 16 DISCRETE INPUT | PANEL A
AF0091 | 2684693-17,2684693-23 | 5094-IB16XT, 16 DISCRETE INPUT | PANEL A
AF0092 | 2684693-17,2684693-24 | 5094-OB16XT, 16 DISCRETE OUTPUT | PANEL A
AF0093 | 2684693-17,2684693-24 | 5094-OB16XT, 16 DISCRETE OUTPUT | PANEL A
AF0094 | 2684693-19,2684693-33 | 5094-IY8XT, 8 ANALOG INPUT,TC/RTD/I&V | PANEL A
AF0095 | 2684693-17,2684693-25 | 5094-OB8XT, 8 DISCRETE OUTPUT | PANEL A
AU0080 | 2684693-22 | 5094-AENTRXT, FLEX 5000 I/O | PANEL A
AU0090 | 2684693-22 | 5094-AENTRXT, FLEX 5000 I/O | PANEL A
FU0001 | 1043265-1,1043265-3 | FUSE, 2A | PANEL A
FU0002 | 1043265-1,1043265-3 | FUSE, 2A | PANEL A
FU0010 | 1043265-1,1043265-5 | FUSE, 10A | PANEL A
FU0011 | 1043265-1,1043265-7 | FUSE, 20A | PANEL A
FU0012 | 1043265-1,1043265-5 | FUSE, 10A | PANEL A
FU0013 | 1043265-1,1043265-5 | FUSE, 10A | PANEL A
FU0014 | 1043265-1,1043265-5 | FUSE, 10A | PANEL A
FU0015 | 1043265-1,1043265-5 | FUSE, 10A | PANEL A
FU0017 | [2]1043265-1,[2]1043265-5 | FUSE, 10A | PANEL A
FU0080 | 1043265-1,1043265-5 | FUSE, 10A | PANEL A
FU0081 | 1043265-5 | FUSE, 10A | PANEL A
FU0090 | 1043265-1,1043265-5 | FUSE, 10A | PANEL A
FU0091 | 1043265-1,1043265-5 | FUSE, 10A | PANEL A
FU0092 | 1043265-1,1043265-5 | FUSE, 10A | PANEL A
FU0093 | 1043265-1,1043265-5 | FUSE, 10A | PANEL A
FU0136 | 1043265-1,1043265-9 | FUSE, 30A | PANEL A
FU0137 | 1043265-1,1043265-7 | FUSE, 20A | PANEL A
FU0139 | 1043265-1,1043265-4 | FUSE, 5A | PANEL A
FU0210 | 1043265-1,1043265-7 | FUSE, 20A | PANEL A
FU0211 | 1043265-1,1043265-4 | FUSE, 5A | PANEL A
FU0212 | 1043265-1,1043265-3 | FUSE, 2A | PANEL A
GR0131 | 903849C1 | RAIL GROUND, DIN RAIL GROUNDING | PANEL A
GR0132 | 903849C1 | RAIL GROUND, DIN RAIL GROUNDING | PANEL A
GR0133 | 903849C1 | RAIL GROUND, DIN RAIL GROUNDING | PANEL A
GR0234 | 903849C1 | RAIL GROUND, DIN RAIL GROUNDING | PANEL A
KA0131 | 1061979-1 | RELAY, CONTROLLER ACTIVE | PANEL A
KA0132 | 1061979-1 | RELAY, CONTROLLER ACTIVE | PANEL A
KA0133 | 1061979-1 | RELAY, POST LUBE NOT REQUIRED | PANEL A
KA0134 | 1061979-1 | RELAY, BACKUP COMMAND OFF | PANEL A
KA0135 | 1061979-1,1061979-2 | RELAY, AC PRE/POST PUMP DRIVE | PANEL A
KA0136 | 1061979-1 | RELAY, LUBE OIL HEADER PRESSURE HIGH | PANEL A
KA0137 | 1061979-1 | RELAY, LUBE PUMP INHIBIT | PANEL A
KA0138 | 1061979-1,1061979-2 | RELAY, BACKUP LUBE OIL PUMP OFF | PANEL A
KA0141 | 1061979-1 | RELAY, CONTROLLER ACTIVE | PANEL A
KA0144 | 1061979-1,1061979-2 | RELAY, AC PRE/POST PUMP DRIVE | PANEL A
KA0875 | 1061979-2 | RELAY, LOCAL HORN CONTROL (PLC) | PANEL A
KA2160 | 1061979-2 | RELAY, CLOSE GAS BLOCK VALVE | PANEL A
KA2161 | 1061979-2 | RELAY, OPEN GAS BLOCK VALVE | PANEL A
KA3220 | 1061979-2 | RELAY, LUBE OIL COOLER FAN | PANEL A
KA6211 | 1061979-2 | RELAY, DRIVER ENCLOSURE^VENT FAN #1 | PANEL A
KT0140 | 2651077-1 | TIMER RELAY, BACKUP PUMP POST LUBE OFF CYCLE | PANEL A
KT0141 | 2651077-1 | TIMER RELAY, BACKUP POST LUBE CONTINUOUS | PANEL A
KT0142 | 2651077-1 | TIMER RELAY, TOTAL POST LUBE | PANEL A
KT0143 | 2651077-1 | TIMER RELAY, BACKUP PUMP POST LUBE ON CYCLE | PANEL A
KT0144 | 2651077-1 | TIMER RELAY, HEADER PRESSURE HIGH BACKUP PUMP OFF | PANEL A
KT0145 | 2651077-1 | TIMER RELAY, FIRE DETECTED ROLLDOWN LUBE | PANEL A
KT0146 | 2651077-3 | TIMER RELAY, WATCHDOG | PANEL A
PEG0130 | 232941-300 | BUS BAR, PANEL A - POWER EARTH GROUNDING | PANEL A
UJ0131 | 1286570-1 | POWER CONVERTER, AC/DC INPUT TO 28V DC OUTPUT | PANEL A
XT0001 | 1066730-7,1066730-8,1067996-4 | TERMINAL BLOCK, SPRING, 4 CONDUCTOR,30-12 AWG (0.05-3.31 MM2),NON-IS | PANEL A
XT0011 | 1066730-16,1066730-17,1066730-18 | TERMINAL STRIP, 2 CONDUCTOR | PANEL A
XT0014 | 1247052-1 | BUS BAR, SYSTEM FUNCTION (USE) | PANEL A
XT0080 | 1066730-7,1066730-8,1067996-4 | TERMINAL BLOCK, SPRING, 4 CONDUCTOR,30-12 AWG (0.05-3.31 MM2),NON-IS | PANEL A
XT0081 | 1066730-7,1066730-8,1067996-4 | TERMINAL BLOCK, SPRING, 4 CONDUCTOR,30-12 AWG (0.05-3.31 MM2),NON-IS | PANEL A
XT0134 | 1066730-16,1066730-17,1066730-18 | TERMINAL STRIP, 2 CONDUCTOR | PANEL A
XT0135 | 1066730-7,1066730-8,1067996-4 | TERMINAL BLOCK, SPRING, 4 CONDUCTOR,30-12 AWG (0.05-3.31 MM2),NON-IS | PANEL A
XT0136 | 1066730-7,1066730-8,1067996-82 | TERMINAL BLOCK, SPRING, 4 CONDUCTOR,30-12 AWG (0.05-3.31 MM2),NON-IS | PANEL A
XT0137 | 1066730-5,1066730-7,1067996-4 | TERMINAL BLOCK, SPRING, 4 CONDUCTOR,30-12 AWG (0.05-3.31 MM2),NON-IS | PANEL A
XT0138 | 1066730-16,1066730-17,1066730-18 | TERMINAL STRIP, 2 CONDUCTOR | PANEL A
XT0139 | 1066730-7,1066730-8,1067996-4 | TERMINAL BLOCK, SPRING, 4 CONDUCTOR,30-12 AWG (0.05-3.31 MM2),NON-IS | PANEL A
XT0233 | 1066730-7,1066730-8,1067996-4 | TERMINAL BLOCK, SPRING, 4 CONDUCTOR,30-12 AWG (0.05-3.31 MM2),NON-IS | PANEL A
XT0235 | 1066730-7,1066730-8,1067996-4 | TERMINAL BLOCK, SPRING, 4 CONDUCTOR,30-12 AWG (0.05-3.31 MM2),NON-IS | PANEL A
XT0236 | 1066730-7,1066730-8,1067996-82 | TERMINAL BLOCK, SPRING, 4 CONDUCTOR,30-12 AWG (0.05-3.31 MM2),NON-IS | PANEL A
XT0237 | 1066730-10,1066730-9,1067996-4 | DIODE TERMINAL STRIP, 4 CONDUCTOR | PANEL A
AF0061 | 2684693-17,2684693-25 | 5094-OB8XT, 8 DISCRETE OUTPUT | PANEL B
AF0062 | 2684693-17,2684693-25 | 5094-OB8XT, 8 DISCRETE OUTPUT | PANEL B
AF0063 | 2684693-17,2684693-23 | 5094-IB16XT, 16 DISCRETE INPUT | PANEL B
AF0064 | 2684693-18,2684693-30 | 5094-IF4IHSXT, 4 ANALOG INPUT, S | PANEL B
AF0065 | 2684693-18,2684693-30 | 5094-IF4IHSXT, 4 ANALOG INPUT, S | PANEL B
AF0066 | 2684693-18,2684693-27 | 5094-OF8IHXT, 8 ANALOG OUTPUT, ISOLATED | PANEL B
AF0067 | 2684693-17,2684693-25 | 5094-OB8XT, 8 DISCRETE OUTPUT | PANEL B
AF0068 | 2684693-21,2684693-36 | 5094-IRT8SXT, 8 RTD/TC ANALOG INPUT, S | PANEL B
AF0071 | 2684693-18,2684693-32 | 5094-IJ2ISXT, 2 FAST COUNTER INPUT, S | PANEL B
AF0072 | 2684693-18,2684693-30 | 5094-IF4IHSXT, 4 ANALOG INPUT, S | PANEL B
AF0073 | 2684693-21,2684693-36 | 5094-IRT8SXT, 8 RTD/TC ANALOG INPUT, S | PANEL B
AF0074 | 2684693-18,2684693-56 | 5094-IF8IHXT, 8 ANALOG INPUT, ISOLATED | PANEL B
AF0075 | 2684693-18,2684693-30 | 5094-IF4IHSXT, 4 ANALOG INPUT, S | PANEL B
AF0076 | 2684693-18,2684693-55 | 5094-OB16SXT, 16 DISCRETE OUTPUT, S | PANEL B
AU0060 | 2684693-22 | 5094-AENTRXT, FLEX 5000 I/O | PANEL B
AU0070 | 2684693-22 | 5094-AENTRXT, FLEX 5000 I/O | PANEL B
FU0060 | 1043265-1,1043265-5 | FUSE, 10A | PANEL B
FU0061 | 1043265-1,1043265-5 | FUSE, 10A | PANEL B
FU0062 | 1043265-1,1043265-5 | FUSE, 10A | PANEL B
FU0063 | 1043265-1,1043265-5 | FUSE, 10A | PANEL B
FU0064 | 1043265-1,1043265-5 | FUSE, 10A | PANEL B
FU0070 | 1043265-1,1043265-5 | FUSE, 10A | PANEL B
FU0071 | 1043265-1,1043265-5 | FUSE, 10A | PANEL B
FU0291 | 1043265-1,1043265-4 | FUSE, 5A | PANEL B
GR0231 | 903849C1 | RAIL GROUND, DIN RAIL GROUNDING | PANEL B
GR0232 | 903849C1 | RAIL GROUND, DIN RAIL GROUNDING | PANEL B
GR0233 | 903849C1 | RAIL GROUND, DIN RAIL GROUNDING | PANEL B
IEG0230 | 232941-300 | BUS BAR, PANEL B - INSTRUMENT EARTH GROUNDING | PANEL B
KA0221 | 1061979-2 | RELAY, PRIMARY GAS FUEL SHUTOFF VALVE | PANEL B
KA0222 | 1061979-2 | RELAY, SECONDARY GAS FUEL SHUTOFF VALVE | PANEL B
KA0224 | 1061979-2 | RELAY, EMERGENCY SHUTDOWN ACTIVE | PANEL B
KA0231 | 1061979-2 | RELAY, CONTROLLER ACTIVE | PANEL B
KA0232 | 1061979-2 | RELAY, CONTROLLER ACTIVE | PANEL B
KA0233 | 1061979-2 | RELAY, CONTROLLER ACTIVE | PANEL B
KA0234 | 1061979-2 | RELAY, CONTROLLER ACTIVE | PANEL B
KA0235 | 1061979-2 | RELAY, NO EMERGENCY SHUTDOWN SUMMARY | PANEL B
KA0236 | 1061979-2 | RELAY, NO EMERGENCY SHUTDOWN SUMMARY | PANEL B
KA0237 | 1061979-2 | RELAY, NO EMERGENCY SHUTDOWN SUMMARY | PANEL B
KA0238 | 1061979-2 | RELAY, NO EMERGENCY SHUTDOWN SUMMARY | PANEL B
KA0239 | 1061979-2 | RELAY, NO EMERGENCY SHUTDOWN SUMMARY | PANEL B
KA0240 | 1061979-2 | RELAY, NO EMERGENCY SHUTDOWN SUMMARY | PANEL B
KA0241 | 1061979-2 | RELAY, BACKUP SYSTEM RESET | PANEL B
KA0242 | 1061979-2 | RELAY, BACKUP SYSTEM RESET | PANEL B
KA0243 | 1061979-2 | RELAY, NO FIRE DETECTED | PANEL B
KA0244 | 1061979-2 | RELAY, NO FIRE DETECTED | PANEL B
KA0245 | 1061979-2 | RELAY, NO GAS DETECTED | PANEL B
KA0246 | 1061979-2 | RELAY, NO FIRE DETECTED | PANEL B
KA0247 | 1061979-2 | RELAY, NO FIRE DETECTED | PANEL B
KA0248 | 1061979-2 | RELAY, NO EMERGENCY SHUTDOWN SUMMARY | PANEL B
KA0249 | 1061979-2 | RELAY, NO GAS DETECTED | PANEL B
KA0250 | 1061979-2 | RELAY, NO EMERGENCY SHUTDOWN SUMMARY | PANEL B
KA1020 | 1061979-2 | RELAY, IGNITION START | PANEL B
RR0851 | 981090C1 | RESISTOR, 3.01K OHM | PANEL B
RR0852 | 981089C1 | RESISTOR, 1.0K OHM | PANEL B
UV0291 | 1088442-4 | POWER CONVERTER, DC/DC INPUT TO 24V DC OUTPUT | PANEL B
XT0060 | 1066730-7,1066730-8,1067996-4 | TERMINAL BLOCK, SPRING, 4 CONDUCTOR,30-12 AWG (0.05-3.31 MM2),NON-IS | PANEL B
XT0070 | 1066730-7,1066730-8,1067996-4 | TERMINAL BLOCK, SPRING, 4 CONDUCTOR,30-12 AWG (0.05-3.31 MM2),NON-IS | PANEL B
XT0085 | 1066730-7,1066730-8,1067996-4 | TERMINAL BLOCK, SPRING, 4 CONDUCTOR,30-12 AWG (0.05-3.31 MM2),NON-IS | PANEL B
XT0240 | 1066730-7,1066730-8,1067996-4 | TERMINAL BLOCK, SPRING, 4 CONDUCTOR,30-12 AWG (0.05-3.31 MM2),NON-IS | PANEL B
XT0291 | 1066730-7 | TERMINAL BLOCK, SPRING, 4 CONDUCTOR,30-12 AWG (0.05-3.31 MM2),NON-IS | PANEL B
AP0601 | 1089241-20 | MODULE, BLANK FILLER | PLC PANEL
AP0602 | 1089241-40 | 1756-EN2TRXT, ETHERNET | PLC PANEL
AP0603 | 1089241-40 | 1756-EN2TRXT, ETHERNET | PLC PANEL
AP0604 | 1089241-36 | 1756-EN2TXT, ETHERNET | PLC PANEL
AP0605 | 1089241-20 | MODULE, BLANK FILLER | PLC PANEL
AP0606 | 1089241-40 | 1756-EN2TRXT, ETHERNET | PLC PANEL
AR0600 | 1089241-29 | RACK CHASSIS, 1756-A7XT (7 SLOT) | PLC PANEL
AT0600 | 1089241-43 | 1756-L83EXTS, CONTROLLER^GUARDLOGIX | PLC PANEL
AT0680 | 1634974-100 | GATEWAY MODULE, TURBOTRONIC GATEWAY | PLC PANEL
FU0680 | 1043265-1,1043265-4 | FUSE, 5A | PLC PANEL
GR0680 | 903849C1 | RAIL GROUND, DIN RAIL GROUNDING | PLC PANEL
UV0600 | 1089241-28 | POWER SUPPLY, RSLOGIX CHASSIS | PLC PANEL
XT0680 | 1066730-7,1066730-8,1067996-4 | TERMINAL BLOCK, SPRING, 4 CONDUCTOR,30-12 AWG (0.05-3.31 MM2),NON-IS | PLC PANEL
FU0190 | 1043265-1,1043265-5 | FUSE, 10A | PWR DISTRIBUTION RAIL
FU0200 | 1043265-1,1043265-5 | FUSE, 10A | PWR DISTRIBUTION RAIL
FU0201 | 1043265-1,1043265-5 | FUSE, 10A | PWR DISTRIBUTION RAIL
FU0273 | 1043265-1,1043265-4 | FUSE, 5A | PWR DISTRIBUTION RAIL
QS0560 | 1126803 | CIRCUIT BREAKER, DOUBLE POLE - RAIL MOUNTABLE | PWR DISTRIBUTION RAIL
XT0345 | 1066730-7 | TERMINAL BLOCK, SPRING, 4 CONDUCTOR,30-12 AWG (0.05-3.31 MM2),NON-IS | PWR DISTRIBUTION RAIL
XT0561 | 1066730-53,1066730-7,1066730-8,1067996-4 | TERMINAL BLOCK, SPRING, 4 CONDUCTOR,30-12 AWG (0.05-3.31 MM2),NON-IS | PWR DISTRIBUTION RAIL
XT0562 | 1066730-53,1066730-7,1066730-8,1067996-4 | TERMINAL BLOCK, SPRING, 4 CONDUCTOR,30-12 AWG (0.05-3.31 MM2),NON-IS | PWR DISTRIBUTION RAIL
XT0563 | 1066730-7,1066730-8,1067996-4 | TERMINAL BLOCK, SPRING, 4 CONDUCTOR,30-12 AWG (0.05-3.31 MM2),NON-IS | PWR DISTRIBUTION RAIL
AF0201 | PARTOFTCPASSY | 5094-OB32XT, 32 DISCRETE OUTPUT | TCP
AF0202 | PARTOFTCPASSY | 5094-OB32XT, 32 DISCRETE OUTPUT | TCP
AU0200 | PART OF TCP ASSEMBLY | 5094-AENTRXT, FLEX 5000 I/O | TCP
GR0200 | PART OF TCP ASSEMBLY | RAIL LUG, DIN RAIL GROUNDING | TCP
HL0400 | PART OF TCP ASSEMBLY | LIGHT, READY, GREEN | TCP
HL0401 | PART OF TCP ASSEMBLY | LIGHT, STARTING, WHITE | TCP
HL0402 | PART OF TCP ASSEMBLY | LIGHT, READY TO LOAD, WHITE | TCP
HL0403 | PART OF TCP ASSEMBLY | LIGHT, ON LOAD, WHITE | TCP
HL0405 | PART OF TCP ASSEMBLY | LIGHT, LOCAL/AUXILIARY SELECT, WHITE | TCP
HL0406 | PART OF TCP ASSEMBLY | LIGHT, SPARE, WHITE | TCP
HL0407 | PART OF TCP ASSEMBLY | LIGHT, COOLDOWN, WHITE | TCP
HL0408 | PART OF TCP ASSEMBLY | LIGHT, STOPPING, WHITE | TCP
HL0409 | PART OF TCP ASSEMBLY | LIGHT, ALARM SUMMARY, AMBER | TCP
HL0410 | PART OF TCP ASSEMBLY | LIGHT, BACKUP ACTIVE, AMBER | TCP
HL0411 | PART OF TCP ASSEMBLY | LIGHT, SHUTDOWN SUMMARY, RED | TCP
SA0401 | PART OF TCP ASSEMBLY | SELECTOR SWITCH, BACKUP SYSTEM RESET | TCP
SB0400 | PART OF TCP ASSEMBLY | PUSHBUTTON SWITCH, EMERGENCY STOP | TCP
SB0401 | PART OF TCP ASSEMBLY | PUSHBUTTON SWITCH, HORN SILENCE | TCP
SB0402 | PART OF TCP ASSEMBLY | PUSHBUTTON SWITCH, ACKNOWLEDGE | TCP
SB0403 | PART OF TCP ASSEMBLY | PUSHBUTTON SWITCH, RESET | TCP
SB0404 | PART OF TCP ASSEMBLY | PUSHBUTTON SWITCH, LAMP TEST | TCP
SB0405 | PART OF TCP ASSEMBLY | PUSHBUTTON SWITCH, START | TCP
SB0406 | PART OF TCP ASSEMBLY | PUSHBUTTON SWITCH, NORMAL STOP | TCP
SB0407 | PART OF TCP ASSEMBLY | PUSHBUTTON SWITCH, SPEED/LOAD DECREASE | TCP
SB0408 | PART OF TCP ASSEMBLY | PUSHBUTTON SWITCH, SPEED/LOAD INCREASE | TCP
SH0401 | PART OF TCP ASSEMBLY | LIGHTED SWITCH, SPARE, WHITE | TCP
SH0404 | PART OF TCP ASSEMBLY | LIGHTED SWITCH, SPARE, WHITE | TCP
SH0405 | PART OF TCP ASSEMBLY | LIGHTED SWITCH, SPARE, WHITE | TCP
SH0408 | PART OF TCP ASSEMBLY | LIGHTED SWITCH, SPARE, WHITE | TCP
SH0409 | PART OF TCP ASSEMBLY | LIGHTED SWITCH, SPARE, WHITE | TCP
SH0410 | PART OF TCP ASSEMBLY | LIGHTED SWITCH, SPARE, WHITE | TCP
SH0411 | PART OF TCP ASSEMBLY | LIGHTED SWITCH, VOLTAGE DECREASE SELECT, WHITE | TCP
SH0412 | PART OF TCP ASSEMBLY | LIGHTED SWITCH, VOLTAGE INCREASE SELECT, WHITE | TCP
XT0200 | 1066730-1 | TERMINAL STRIP, 4 CONDUCTOR | TCP
XT0564 | PART OF TCP ASSEMBLY | TERMINAL STRIP, SYSTEM FUNCTION (USE) | TCP