## Blue Labels
(SHT 1) TURBINE BOX^DOOR^JB70 | (SHT 2) TURBINE BOX^LEFT RAIL^JB70 | (SHT 3) TURBINE BOX^RIGHT RAIL^JB70 | (SHT 4) TURBINE PANEL A | (SHT 5) TURBINE PANEL B | (SHT 6) HP COMPRESSOR^JB73 | (SHT 7) BOP PANEL^JB74
AT1100 | GR1101 | PC0470 | AR0600 | AF0410 | AF1207 | BA1212
SB0471 |  | BA1100 | AP0606 | XT0400 | AF1206 | FU1212
SB0473 |  | FU1101 | AP0605 | XT0237 | AF1205 | UJ0292
SB0474 |  | FU1100 | AP0604 | FU0110 | AF1204 | GR1212
SH0470 |  | FU0290 | AP0602 | FU0113 | AF1203 | FU0292
SH0472 |  | XT0113 | AP0601 | XT0110 | AF1202 | IEG0257
SA0473 |  | UJ0290 | AT0600 | XT0240 | AF1201 | FU0180
SA0474 |  | AT0680 | UV0600 | FU0070 | AU1200 | FU0181
HA0472 |  | FU0680 | AP0603 | FU0071 | GR0120 | FU0184
SH0471 |  | XT0680 | FU0010 | XT0070 | BA1110 | XT0180
SA0471 |  | GR1100 | FU0139 | AU0070 | FU0293 | AU0180
SB0472 |  | UA1200 | XT0138 | AF0071 | FU1110 | AF0181
|  |  | XT0139 | AF0072 | UJ0293 | AF0182
|  |  | KA2160 | AF0073 | FU0130 | AF0183
|  |  | KA2161 | AF0074 | FU0131 | AF0184
|  |  | FU0090 | AF0075 | KA0120 | AF0185
|  |  | FU0091 | AF0076 | KA0190 | XT0571
|  |  | FU0092 | GR0233 | KA0191 | XT0574
|  |  | FU0093 | XT0235 | KA0192 | GR0180
|  |  | XT0090 | KA1020 | KA0193 | XT0140
|  |  | AU0090 | KA0222 | KA4401 | XT0570
|  |  | AF0091 | XT0236 | XT0190 | KA0530
|  |  | AF0092 | KA0235 | XT0130 | KA0531
|  |  | AF0093 | KA0236 | XT0121 | KA0532
|  |  | AF0094 | KA0237 | XT0520 | KA0533
|  |  | AF0095 | KA0238 | FU0120 | KA0534
|  |  | KA0135 | KA0239 | FU0121 | KA0535
|  |  | KA3103 | KA0240 | FU0291 | KA0536
|  |  | GR0133 | KA0248 | UA4460 | KA0537
|  |  | KA0221 | KA0250 | UA4461 | KA0538
|  |  | FU0080 | KA0241 | UA4470 | KA0539
|  |  | FU0081 | KA0242 | UA4471 | KA0540
|  |  | FU0082 | KA0243 | UA4473 | KA0541
|  |  | XT0080 | KA0244 | KA0194 | KA0542
|  |  | XT0085 | KA0246 | GR0124 | KA0550
|  |  | AU0080 | KA0247 | IEG0130 | KA0551
|  |  | AF0081 | KA0245 | HAIEG0130 | KA0552
|  |  | AF0082 | KA0249 | AF0500 | KA0553
|  |  | AF0083 | KA0231 | AF0510 | KA0554
|  |  | AF0084 | KA0232 | XT0500 | KA0555
|  |  | AF0085 | KA0233 | FU0272 | KA0556
|  |  | AF0086 | KA0234 | UV0271 | KA0557
|  |  | AF0087 | KA0217 | UAI4460 | KA0558
|  |  | XT0137 | XT0136 | UAI4461 | KA0570
|  |  | XT3103 | KA0130 | UAI4470 | KA0571
|  |  | GR0134 | KA0131 | UAI4471 | KA0572
|  |  | XT0134 | KA0132 | UAI4473 | KA0573
|  |  | XT0135 | KA0141 | UAI2061 | KA0574
|  |  | FU0137 | KA0133 | GR0271 | KT0570
|  |  | FU0136 | KA0134 |  | KT0572
|  |  | XT0011 | KA0144 |  | KT0573
|  |  | FU0012 | KA0136 |  | KT0574
|  |  | FU0013 | KA0137 |  | XT0572
|  |  | FU0014 | KA0138 |  | XT0573
|  |  | FU0015 | KT0140 |  | XT0146
|  |  | FU0016 | KT0141 |  | GR0257
|  |  | XT0012 | KT0142 |  | FU0140
|  |  | XT0200N | KT0143 |  | FU0141
|  |  | XT0200V | KT0144 |  | FU0142
|  |  | GR0131 | KT0145 |  | FU0143
|  |  | FU0031 | KT0146 |  | FU0570
|  |  | FU0032 | GR0232 |  | AU0140
|  |  | XT0033 | FU0210 |  | AF0141
|  |  | GR0132 | FU0211 |  | AF0142
|  |  | VD7634 | FU0212 |  | AF0143
|  |  | F0200 | FU3150 |  | AF0144
|  |  | F0201 | XT0233 |  | AF0145
|  |  | PEG0130 | FU0060 |  | AF0146
|  |  |  | FU0061 |  | GR0140
FU0062
FU0063
XT0060
AF0068
AF0067
AF0066
AF0065
AF0064
AF0063
AF0062
AF0061
AU0060
GR0231
IEG0230

## White Labels
(SHT 7) BOP PANEL^JB74 | (SHT 6) HP COMPRESSOR^JB73 | (SHT 1) TURBINE BOX^DOOR^JB70 - (SHT 4) TURBINE PANEL A | (SHT 3) TURBINE BOX^RIGHT RAIL^JB70 - (SHT 5) TURBINE PANEL B | (SHT 4) TURBINE PANEL A | (SHT 4) TURBINE PANEL A - (SHT 5) TURBINE PANEL B | (SHT 5) TURBINE PANEL B - JB70 | (SHT 5) TURBINE PANEL B
AF0143G | AF1203G | PEG01302 | IEG023010 | AF0083G | IEG02301 | IEG02309 | AF0064G
AF0144G | AF1204G |  |  | AF0084G | IEG023011 |  | AF0065G
AU0140G | AF1205G |  |  | AF0085G | IEG02302 |  | AF0066G
AU0180G | AU1200G |  |  | AU0080G | IEG02303 |  | AF0071G
IEG02571 | GR0271 |  |  | AU0090G | IEG02306 |  | AF0072G
IEG02572 | HAIEG01308 |  |  | PEG01301 |  |  | AF0073G
IEG02573 | IEG01301 |  |  | PEG01303 |  |  | AF0074G
IEG02575 | IEG01303 |  |  | UV0600G |  |  | AU0060G
| IEG01304 | [5 empty] | AU0070G
| XT05001 | [5 empty] | IEG023012
IEG02304
IEG02305
IEG02308
XT04001

## Heat Shrink Labels
(SHT 7) BOP PANEL^JB74 | (SHT 6) HP COMPRESSOR^JB73 | (SHT 3) TURBINE BOX^RIGHT RAIL^JB70 - (SHT 5) TURBINE PANEL B
WC1430 | WC1252 | WC4524
WC1431 | WC1253
WC1254
WC1255
WC1256
WC1352
WC1353
WC1354
WC1355
WC1356

## BOP PANEL^JB74
BOP PANEL^JB74
Project # | J2170
Project Name | TRUNKLINE PATTERSON CSR
Revision | A
Controls DE | F.IBARRA
Phone:
Controls ME | S. MARTINEZ
Phone:
From | [5 empty] | To
Device ID | Cable (W) Conductor (SC) Jumper Clip (JC) | Wire No. | Wire ID | Gauge/Size | Page/Zone | Device ID | Location | Page/Zone
XT0140:1 | JC | FU0136 | CLIP | --- | 18.A5 | XT0140:2 | BOP PANEL^JB74 | 18.A5
XT0140:4 | JC | 0V | CLIP | --- | 18.A5 | XT0140:3 | BOP PANEL^JB74 | 18.A5
XT0140:5 | JC | 0V | CLIP | --- | 18.A5 | XT0140:4 | BOP PANEL^JB74 | 18.A5
XT0180:1 | JC | 0V | CLIP | --- | 18.D1 | XT0180:2 | BOP PANEL^JB74 | 18.D1
AF0141:00 | SC | KA053121 | WHT | 20 | 61.A7 | KA0531:21 | BOP PANEL^JB74 | 61.A6
AF0141:02 | SC | KA055214 | WHT | 20 | 61.B7 | KA0552:14 | BOP PANEL^JB74 | 61.C5
AF0141:04 | SC | KA053211 | WHT | 20 | 62.A7 | KA0532:11 | BOP PANEL^JB74 | 62.A6
AF0141:06 | SC | 014106 | WHT | 20 | 62.B7 | KA0553:14 | BOP PANEL^JB74 | 62.C5
AF0141:08 | SC | 014108 | WHT | 20 | 64.A7 | KA0555:14 | BOP PANEL^JB74 | 64.A6
AF0141:10 | SC | KA055614 | WHT | 20 | 59.D7 | KA0556:14 | BOP PANEL^JB74 | 59.D6
AF0141:12 | SC | 014112 | WHT | 20 | 64.C7 | KA0554:11 | BOP PANEL^JB74 | 64.C6
AF0141:16 | SC | SV76212 | WHT | 20 | 61.A7 | XT0572:4 | BOP PANEL^JB74 | 61.A5
AF0141:20 | SC | SV76412 | WHT | 20 | 62.A7 | XT0572:5 | BOP PANEL^JB74 | 62.A4
AF0141:32 | SC | KA055014 | WHT | 20 | 61.A7 | KA0550:14 | BOP PANEL^JB74 | 61.A6
AF0141:36 | SC | 014136 | WHT | 20 | 62.A7 | KA0551:14 | BOP PANEL^JB74 | 62.A6
AF0141:COM | SC | 0V | WHT | 14 | 18.B2 | XT0140:4 | BOP PANEL^JB74 | 18.A5
AF0141:V+ | SC | FU0141 | WHT | 16 | 18.B2 | FU0141:LD | BOP PANEL^JB74 | 18.C1
AF0142:COM | SC | AF0142N | WHT | 16 | 18.B3 | AF0143:COM | BOP PANEL^JB74 | 18.B3
AF0142:COM | SC | AU0140N | WHT | 16 | 18.B3 | AU0140:COM | BOP PANEL^JB74 | 18.B1
AF0142:V+ | SC | AF0142P | WHT | 16 | 18.B3 | AF0143:V+ | BOP PANEL^JB74 | 18.B3
AF0142:V+ | SC | AU0140P | WHT | 16 | 18.B3 | AU0140:V+ | BOP PANEL^JB74 | 18.B1
AF0143:COM | SC | AF0143N | WHT | 16 | 18.B3 | AF0144:COM | BOP PANEL^JB74 | 18.B4
AF0143:SH | SC | AF0143G | GRN | 14 | 18.B3 | AF0144:SH | BOP PANEL^JB74 | 18.B4
AF0143:SH | SC | AU0140G | GRN | 14 | 18.B3 | AU0140:GND | BOP PANEL^JB74 | 18.B1
AF0143:V+ | SC | AF0143P | WHT | 16 | 18.B3 | AF0144:V+ | BOP PANEL^JB74 | 18.B4
AF0144:COM | SC | AF0144N | WHT | 16 | 18.B4 | AF0145:COM | BOP PANEL^JB74 | 18.B5
AF0144:SH | SC | AF0144G | GRN | 14 | 18.B4 | AF0145:SH | BOP PANEL^JB74 | 18.B5
AF0144:V+ | SC | AF0144P | WHT | 16 | 18.B4 | AF0145:V+ | BOP PANEL^JB74 | 18.B5
AF0145:SH | SC | IEG02571 | GRN | 14 | 18.B5 | IEG0257:1 | BOP PANEL^JB74 | 18.C5
AF0146:04 | SC | 014604 | WHT | 20 | 60.C7 | KA0533:24 | BOP PANEL^JB74 | 60.C5
AF0146:06 | SC | 014606 | WHT | 20 | 60.C7 | KA0534:14 | BOP PANEL^JB74 | 60.C5
AF0146:12 | SC | 014612 | WHT | 16 | 63.A7 | XT0573:12 B2 | BOP PANEL^JB74 | 63.A5
AF0146:14 | SC | KA053311 | WHT | 20 | 63.A7 | KA0530:14 | BOP PANEL^JB74 | 63.A6
AF0146:20 | SC | SV76342 | WHT | 16 | 60.C7 | XT0146:2 | BOP PANEL^JB74 | 60.C5
AF0146:22 | SC | SV76352 | WHT | 16 | 60.C7 | XT0146:4 | BOP PANEL^JB74 | 60.C5
AF0146:COM | SC | 0V | WHT | 14 | 18.B5 | XT0140:4 | BOP PANEL^JB74 | 18.A5
AF0146:V+ | SC | FU0142 | WHT | 16 | 18.B5 | FU0142:LD | BOP PANEL^JB74 | 18.C1
AF0181:COM | SC | 0V | WHT | 14 | 18.D2 | XT0180:2 | BOP PANEL^JB74 | 18.D1
AF0181:V+ | SC | FU0181 | WHT | 16 | 18.D2 | FU0181:LD | BOP PANEL^JB74 | 18.D1
AF0182:10 | SC | ZSO75652 | WHT | 20 | 63.B7 | XT0572:8 | BOP PANEL^JB74 | 63.B5
AF0182:26 | SC | KT0574A2 | WHT | 20 | 63.B7 | KT0574:A2 | BOP PANEL^JB74 | 63.B6
AF0182:COM | SC | AF0182N | WHT | 16 | 18.D3 | AF0183:COM | BOP PANEL^JB74 | 18.C3
AF0182:COM | SC | AU0180N | WHT | 16 | 18.D3 | AU0180:COM | BOP PANEL^JB74 | 18.C1
AF0182:V+ | SC | AF0182P | WHT | 16 | 18.D3 | AF0183:V+ | BOP PANEL^JB74 | 18.C3
AF0182:V+ | SC | AU0180P | WHT | 16 | 18.D3 | AU0180:V+ | BOP PANEL^JB74 | 18.C1
AF0183:00 | SC | ZT76314 | WHT | 20 | 59.A7 | XT0572:6 | BOP PANEL^JB74 | 59.A5
AF0183:04 | SC | ZSC76212 | WHT | 20 | 61.B7 | XT0572:2 | BOP PANEL^JB74 | 61.B5
AF0183:05 | SC | ZSC76412 | WHT | 20 | 62.B7 | XT0572:3 | BOP PANEL^JB74 | 62.B5
AF0183:16 | SC | 018316 | WHT | 20 | 59.A7 | KT0570:A2 | BOP PANEL^JB74 | 59.A6
AF0183:20 | SC | KT0572A2 | WHT | 20 | 61.B7 | KT0572:A2 | BOP PANEL^JB74 | 61.B6
AF0183:21 | SC | KT0573A2 | WHT | 20 | 62.B7 | KT0573:A2 | BOP PANEL^JB74 | 62.B6
AF0183:COM | SC | AF0183N | WHT | 16 | 18.C3 | AF0185:COM | BOP PANEL^JB74 | 18.D5
AF0183:V+ | SC | AF0183P | WHT | 16 | 18.C3 | AF0185:V+ | BOP PANEL^JB74 | 18.D5
AF0184:00 | SC | KA0554A2 | WHT | 20 | 64.C7 | KA0554:A1 | BOP PANEL^JB74 | 64.C6
AF0184:01 | SC | KA0555A2 | WHT | 16 | 64.D7 | KA0555:A1 | BOP PANEL^JB74 | 64.D6
AF0184:02 | SC | KA0553A2 | WHT | 20 | 62.D7 | KA0553:A1 | BOP PANEL^JB74 | 62.D6
AF0184:03 | SC | KA0551A2 | WHT | 20 | 62.C7 | KA0551:A1 | BOP PANEL^JB74 | 62.C6
AF0184:04 | SC | KA0550A1 | WHT | 20 | 61.D7 | KA0550:A1 | BOP PANEL^JB74 | 61.D6
AF0184:05 | SC | KA0552A1 | WHT | 16 | 61.D7 | KA0552:A1 | BOP PANEL^JB74 | 61.D6
AF0184:06 | SC | 018406 | WHT | 20 | 59.D7 | KA0556:A1 | BOP PANEL^JB74 | 59.D6
AF0184:16 | SC | KA0554A1 | WHT | 20 | 64.C7 | KA0554:A2 | BOP PANEL^JB74 | 64.C6
AF0184:17 | SC | KA0555 | WHT | 16 | 64.D7 | KA0555:A2 | BOP PANEL^JB74 | 64.D6
AF0184:18 | SC | KA0553A1 | WHT | 20 | 62.D7 | KA0553:A2 | BOP PANEL^JB74 | 62.D6
AF0184:19 | SC | KA0551A1 | WHT | 20 | 62.C7 | KA0551:A2 | BOP PANEL^JB74 | 62.C6
AF0184:20 | SC | KA0550A2 | WHT | 16 | 61.D7 | KA0550:A2 | BOP PANEL^JB74 | 61.D6
AF0184:21 | SC | KA0552A2 | WHT | 16 | 61.D7 | KA0552:A2 | BOP PANEL^JB74 | 61.D6
AF0184:22 | SC | 018422 | WHT | 20 | 59.D7 | KA0556:A2 | BOP PANEL^JB74 | 59.D6
AF0184:COM | SC | 0V | WHT | 14 | 18.C4 | XT0180:1 | BOP PANEL^JB74 | 18.D1
AF0184:V+ | SC | FU0184 | WHT | 16 | 18.C4 | FU0184:LD | BOP PANEL^JB74 | 18.D1
AF0185:SH | SC | IEG02572 | GRN | 14 | 18.D5 | IEG0257:2 | BOP PANEL^JB74 | 18.D5
AF0185:SH | SC | AU0180G | GRN | 14 | 18.D5 | AU0180:GND | BOP PANEL^JB74 | 18.C1
AU0140:COM | SC | 0V | WHT | 14 | 18.B1 | XT0140:3 | BOP PANEL^JB74 | 18.A5
AU0140:V+ | SC | FU0140 | WHT | 16 | 18.B1 | FU0140:LD | BOP PANEL^JB74 | 18.B1
AU0180:COM | SC | 0V | WHT | 14 | 18.C1 | XT0180:1 | BOP PANEL^JB74 | 18.D1
AU0180:V+ | SC | FU0180 | WHT | 16 | 18.C1 | FU0180:LD | BOP PANEL^JB74 | 18.D1
BA1212:NEG | SC | UV0292N | WHT | 16 | 3.A2 | UJ0292:OUT1(-) | BOP PANEL^JB74 | 3.B4
BA1212:POS | SC | FU1212LD | WHT | 16 | 3.A2 | FU1212:LD | BOP PANEL^JB74 | 3.A3
FU0140:LI | SC | FU0570 | WHT | 14 | 18.B1 | FU0570:LD | BOP PANEL^JB74 | 18.A4
FU0140:LI | SC | FU0570 | WHT | 14 | 18.B1 | FU0141:LI | BOP PANEL^JB74 | 18.C1
FU0141:LI | SC | FU0570 | WHT | 14 | 18.C1 | FU0142:LI | BOP PANEL^JB74 | 18.C1
FU0142:LI | SC | FU0570 | WHT | 14 | 18.C1 | FU0143:LI | BOP PANEL^JB74 | 18.C1
FU0143:LD | SC | FU0143 | WHT | 14 | 18.C1 | XT0140:9 | BOP PANEL^JB74 | 18.C2
FU0143:LI | SC | FU0570 | WHT | 14 | 18.C1 | FU0180:LI | BOP PANEL^JB74 | 18.D1
FU0180:LI | SC | FU0570 | WHT | 14 | 18.D1 | FU0181:LI | BOP PANEL^JB74 | 18.D1
FU0181:LI | SC | FU0570 | WHT | 14 | 18.D1 | FU0184:LI | BOP PANEL^JB74 | 18.D1
FU0292:LD | SC | FU0136 | WHT | 14 | 3.B3 | XT0140:1 | BOP PANEL^JB74 | 18.A5
FU0292:LI | SC | FU0292 | WHT | 16 | 3.B3 | UJ0292:24V(+) | BOP PANEL^JB74 | 3.B4
FU0570:LI | SC | FU0136 | WHT | 12 | 18.A4 | XT0140:1 | BOP PANEL^JB74 | 18.A5
FU1212:LI | SC | UV0292P | WHT | 16 | 3.A3 | UJ0292:OUT1(+) | BOP PANEL^JB74 | 3.B4
GR0140: | SC | IEG02573 | GRN | 14 | 5.A4 | IEG0257:4 | BOP PANEL^JB74 | 5.A3
GR0180: | SC | IEG02575 | GRN | 14 | 5.A3 | IEG0257:3 | BOP PANEL^JB74 | 5.A3
GR0257: | SC | IEG02574 | GRN | 14 | 5.B3 | FRAME | BOP PANEL^JB74 | 5.B3
GR1212: | SC | IEG02576 | GRN | 14 | 5.B4 | FRAME | BOP PANEL^JB74 | 5.B3
KA0530:A1 | SC | ESTOP | WHT | 20 | 19.B3 | KA0534:A1 | BOP PANEL^JB74 | 19.B3
KA0530:A2 | SC | 0V | WHT | 20 | 19.B3 | KA0573:A2 | BOP PANEL^JB74 | 19.C3
KA0530:A2 | SC | 0V | WHT | 20 | 19.B3 | KA0534:A2 | BOP PANEL^JB74 | 19.B3
KA0531:24 | SC | KA053124 | WHT | 20 | 61.A6 | KA0540:A1 | BOP PANEL^JB74 | 61.A5
KA0531:A1 | SC | ESTOP | WHT | 20 | 19.B3 | KA0532:A1 | BOP PANEL^JB74 | 19.B3
KA0531:A1 | SC | ESTOP | WHT | 20 | 19.B3 | XT0140:7 | BOP PANEL^JB74 | 19.B2
KA0531:A2 | SC | 0V | WHT | 20 | 19.B3 | KA0532:A2 | BOP PANEL^JB74 | 19.B3
KA0531:A2 | SC | 0V | WHT | 20 | 19.B3 | KA0539:A2 | BOP PANEL^JB74 | 19.A3
KA0532:14 | SC | KA053214 | WHT | 20 | 62.A6 | KA0541:A1 | BOP PANEL^JB74 | 62.A5
KA0532:A1 | SC | ESTOP | WHT | 20 | 19.B3 | KA0533:A1 | BOP PANEL^JB74 | 19.B3
KA0532:A2 | SC | 0V | WHT | 20 | 19.B3 | KA0533:A2 | BOP PANEL^JB74 | 19.B3
KA0533:11 | SC | FU0143 | WHT | 14 | 19.C2 | XT0140:8 | BOP PANEL^JB74 | 19.C1
KA0533:12 | SC | KA053312 | WHT | 20 | 19.C2 | KT0572:15 | BOP PANEL^JB74 | 19.C3
KA0533:12 | SC | KA053312 | WHT | 20 | 19.C2 | KT0573:15 | BOP PANEL^JB74 | 19.C3
KA0533:21 | SC | SV76341 | WHT | 16 | 60.C5 | XT0146:1 | BOP PANEL^JB74 | 60.C5
KA0533:A1 | SC | ESTOP | WHT | 20 | 19.B3 | KA0534:A1 | BOP PANEL^JB74 | 19.B3
KA0533:A2 | SC | 0V | WHT | 20 | 19.B3 | KA0534:A2 | BOP PANEL^JB74 | 19.B3
KA0534:11 | SC | SV76351 | WHT | 16 | 60.C5 | XT0146:3 | BOP PANEL^JB74 | 60.C5
KA0535:11 | SC | KA053312 | WHT | 20 | 19.D3 | KA0574:11 | BOP PANEL^JB74 | 19.D3
KA0535:11 | SC | KA053312 | WHT | 20 | 19.D3 | KA0570:21 | BOP PANEL^JB74 | 19.D3
KA0535:12 | SC | KA053512 | WHT | 20 | 19.D3 | XT0573:11 T2 | BOP PANEL^JB74 | 59.D5
KA0535:21 | SC | 057311 | WHT | 20 | 59.D5 | XT0573:11 B2 | BOP PANEL^JB74 | 59.D5
KA0535:24 | SC | KA053524 | WHT | 20 | 59.D5 | KA0556:11 | BOP PANEL^JB74 | 59.D6
KA0535:A1 | SC | KA0231A1 | WHT | 20 | 19.A3 | KA0536:A1 | BOP PANEL^JB74 | 19.A3
KA0535:A1 | SC | KA0231A1 | WHT | 20 | 19.A3 | XT0140:6 | BOP PANEL^JB74 | 19.A2
KA0535:A2 | SC | 0V | WHT | 20 | 19.A3 | KA0536:A2 | BOP PANEL^JB74 | 19.A3
KA0535:A2 | SC | 0V | WHT | 20 | 19.A3 | XT0140:5 | BOP PANEL^JB74 | 18.A5
KA0536:11 | SC | XT05732B1 | WHT | 20 | 64.C5 | XT0573:2 B1 | BOP PANEL^JB74 | 64.C5
KA0536:12 | SC | KA053612 | WHT | 20 | 64.C5 | XT0573:1 T1 | BOP PANEL^JB74 | 64.C5
KA0536:21 | SC | KA053621 | WHT | 20 | 64.A5 | KA0555:11 | BOP PANEL^JB74 | 64.A6
KA0536:24 | SC | XT05736B2 | WHT | 20 | 64.A5 | XT0573:6 B2 | BOP PANEL^JB74 | 64.A5
KA0536:A1 | SC | KA0231A1 | WHT | 20 | 19.A3 | KA0537:A1 | BOP PANEL^JB74 | 19.A3
KA0536:A2 | SC | 0V | WHT | 20 | 19.A3 | KA0537:A2 | BOP PANEL^JB74 | 19.A3
KA0537:11 | SC | KA053511 | WHT | 20 | 64.C5 | KA0554:14 | BOP PANEL^JB74 | 64.C6
KA0537:14 | SC | KA053514 | WHT | 20 | 64.C5 | XT0573:1 B2 | BOP PANEL^JB74 | 64.C5
KA0537:21 | SC | KA057224 | WHT | 20 | 19.D5 | KA0570:14 | BOP PANEL^JB74 | 19.D4
KA0537:22 | SC | KA053522 | WHT | 20 | 19.D5 | XT0573:6 T1 | BOP PANEL^JB74 | 64.A5
KA0537:A1 | SC | KA0231A1 | WHT | 20 | 19.A3 | KA0538:A1 | BOP PANEL^JB74 | 19.A3
KA0537:A2 | SC | 0V | WHT | 20 | 19.A3 | KA0538:A2 | BOP PANEL^JB74 | 19.A3
KA0538:21 | SC | KA053821 | WHT | 20 | 59.B7 | KA0571:14 | BOP PANEL^JB74 | 59.B6
KA0538:22 | SC | FU0143 | WHT | 14 | 59.B7 | XT0140:9 | BOP PANEL^JB74 | 18.C2
KA0538:A1 | SC | KA0231A1 | WHT | 20 | 19.A3 | KA0539:A1 | BOP PANEL^JB74 | 19.A3
KA0538:A2 | SC | 0V | WHT | 20 | 19.A3 | KA0539:A2 | BOP PANEL^JB74 | 19.A3
KA0539:12 | SC | 014448 | WHT | 20 | 59.C6 | XT0571:6 | BOP PANEL^JB74 | 59.C6
KA0539:14 | SC | 014416 | WHT | 20 | 59.C6 | XT0571:5 | BOP PANEL^JB74 | 59.C6
KA0540:11 | SC | KA054011 | WHT | 20 | 61.A5 | KA0550:11 | BOP PANEL^JB74 | 61.A6
KA0540:21 | SC | ZSC76212 | WHT | 20 | 61.B5 | XT0572:2 | BOP PANEL^JB74 | 61.B5
KA0540:22 | SC | KA054012 | WHT | 20 | 61.B5 | KT0572:A1 | BOP PANEL^JB74 | 61.B6
KA0540:A2 | SC | SV76212 | WHT | 20 | 61.A5 | XT0572:4 | BOP PANEL^JB74 | 61.A5
KA0541:11 | SC | KA054111 | WHT | 20 | 62.A5 | KA0551:11 | BOP PANEL^JB74 | 62.A6
KA0541:21 | SC | ZSC76412 | WHT | 20 | 62.B5 | XT0572:3 | BOP PANEL^JB74 | 62.B5
KA0541:22 | SC | KA054112 | WHT | 20 | 62.B5 | KT0573:A1 | BOP PANEL^JB74 | 62.B6
KA0541:A2 | SC | SV76412 | WHT | 20 | 62.A5 | XT0572:5 | BOP PANEL^JB74 | 62.A4
KA0552:11 | SC | XT057311 | WHT | 20 | 61.C5 | XT0573:5 B2 | BOP PANEL^JB74 | 61.C5
KA0553:11 | SC | KA055311 | WHT | 20 | 62.C5 | XT0573:3 B2 | BOP PANEL^JB74 | 62.C5
KA0570:11 | SC | KA054214 | WHT | 20 | 19.D4 | KA0573:14 | BOP PANEL^JB74 | 19.D3
KA0570:21 | SC | KA053312 | WHT | 20 | 19.D3 | KA0572:21 | BOP PANEL^JB74 | 19.D3
KA0570:22 | SC | KA057012 | WHT | 20 | 19.D3 | XT0573:10 T2 | BOP PANEL^JB74 | 64.B5
KA0570:A1 | SC | KT057018 | WHT | 20 | 19.C3 | KT0570:18 | BOP PANEL^JB74 | 19.C3
KA0570:A2 | SC | 0V | WHT | 20 | 19.C3 | KA0574:A2 | BOP PANEL^JB74 | 19.C3
KA0570:A2 | SC | 0V | WHT | 20 | 19.C3 | KA0572:A2 | BOP PANEL^JB74 | 19.C3
KA0571:11 | SC | RR0872 | WHT | 20 | 59.B6 | XT0574:1 | BOP PANEL^JB74 | 59.B5
KA0571:A1 | SC | KT057218 | WHT | 20 | 19.C3 | KA0572:A1 | BOP PANEL^JB74 | 19.C3
KA0571:A2 | SC | 0V | WHT | 20 | 19.C3 | KA0572:A2 | BOP PANEL^JB74 | 19.C3
KA0572:11 | SC | KA053312 | WHT | 20 | 19.D3 | KA0574:11 | BOP PANEL^JB74 | 19.D3
KA0572:14 | SC | KA057218 | WHT | 20 | 19.D3 | KA0573:11 | BOP PANEL^JB74 | 19.D3
KA0572:21 | SC | KA053312 | WHT | 20 | 19.D3 | KA0573:21 | BOP PANEL^JB74 | 19.D3
KA0572:22 | SC | KA057212 | WHT | 20 | 19.D3 | XT0573:2 B2 | BOP PANEL^JB74 | 64.C5
KA0572:22 | SC | KA057212 | WHT | 20 | 19.D3 | XT0573:5 T2 | BOP PANEL^JB74 | 61.C5
KA0572:A1 | SC | KT057218 | WHT | 20 | 19.C3 | KT0572:18 | BOP PANEL^JB74 | 19.C3
KA0572:A2 | SC | 0V | WHT | 20 | 19.C3 | KA0573:A2 | BOP PANEL^JB74 | 19.C3
KA0573:21 | SC | KA053312 | WHT | 20 | 19.D3 | KT0574:15 | BOP PANEL^JB74 | 19.C3
KA0573:22 | SC | KA057312 | WHT | 20 | 19.D3 | XT0573:10 B2 | BOP PANEL^JB74 | 64.B5
KA0573:22 | SC | KA057312 | WHT | 20 | 19.D3 | XT0573:3 T2 | BOP PANEL^JB74 | 62.C5
KA0573:A1 | SC | KT057318 | WHT | 20 | 19.C3 | KT0573:18 | BOP PANEL^JB74 | 19.C3
KA0574:12 | SC | KA057412 | WHT | 20 | 19.D3 | XT0573:12 T2 | BOP PANEL^JB74 | 63.A5
KA0574:A1 | SC | KT057418 | WHT | 20 | 19.C3 | KT0574:18 | BOP PANEL^JB74 | 19.C3
KT0570:15 | SC | KA053312 | WHT | 20 | 19.C3 | KT0574:15 | BOP PANEL^JB74 | 19.C3
KT0570:15 | SC | KA053312 | WHT | 20 | 19.C3 | KT0572:15 | BOP PANEL^JB74 | 19.C3
KT0570:A1 | SC | ZT76314 | WHT | 20 | 59.A6 | XT0572:6 | BOP PANEL^JB74 | 59.A5
KT0574:A1 | SC | ZSO75652 | WHT | 20 | 63.B6 | XT0572:8 | BOP PANEL^JB74 | 63.B5
RR0857:-1.0K OHM | SC | RR0872 | LEAD | --- | 59.B5 | XT0574:3 | BOP PANEL^JB74 | 59.B5
RR0857:-1.0K OHM | SC | RR08571 | LEAD | --- | 59.B5 | XT0574:4 | BOP PANEL^JB74 | 59.B5
RR0858:-1.0K OHM | SC | RR0872 | LEAD | --- | 59.B5 | XT0574:1 | BOP PANEL^JB74 | 59.B5
RR0858:-1.0K OHM | SC | RR08571 | LEAD | --- | 59.B5 | XT0574:2 | BOP PANEL^JB74 | 59.B5
RR0859:-1.0K OHM | SC | RR0872 | LEAD | --- | 59.B5 | XT0574:1 | BOP PANEL^JB74 | 59.B5
RR0859:-1.0K OHM | SC | RR08571 | LEAD | --- | 59.B5 | XT0574:2 | BOP PANEL^JB74 | 59.B5
UJ0292:24V(-) | SC | 0V | WHT | 16 | 3.B4 | XT0140:5 | BOP PANEL^JB74 | 18.A5
XT0140:1 | SC | FU0136 | WHT | 14 | 18.A5 | XT0570:1 | BOP PANEL^JB74 | 18.A5
XT0140:3 | SC | 0V | WHT | 14 | 18.A5 | XT0570:2 | BOP PANEL^JB74 | 18.A5
XT0140:8 | SC | FU0143 | WHT | 14 | 19.C1 | XT0140:9 | BOP PANEL^JB74 | 18.C2
XT0180:1 | SC | 0V | WHT | 14 | 18.D1 | XT0140:5 | BOP PANEL^JB74 | 18.A5
XT0573:10 B1 | SC | XT0573B1 | WHT | 20 | 64.B5 | XT0573:2 T1 | BOP PANEL^JB74 | 64.C5
XT0573:7 B2 | SC | 014400 | WHT | 20 | 59.C6 | XT0571:4 | BOP PANEL^JB74 | 59.C6
XT0574:2 | SC | RR08571 | WHT | 20 | 59.B5 | XT0573:7 T1 | BOP PANEL^JB74 | 59.C6
XT0574:3 | SC | RR0872 | WHT | 20 | 59.B5 | XT0574:1 | BOP PANEL^JB74 | 59.B5
XT0574:4 | SC | RR08571 | WHT | 20 | 59.B5 | XT0574:2 | BOP PANEL^JB74 | 59.B5
AU0140:L1 | WC0011 | BA1212L2 | ENET | CABLE | 2.C3 | BA1212:L2 | BOP PANEL^JB74 | 2.C2
AU0140:L2 | WC0014 | AU0140L2 | ENET | CABLE | 2.C3 | AU0180:L1 | BOP PANEL^JB74 | 2.C4
AF0144:00 | WC1430 | 014400 | RED | 20 | 59.C7 | XT0571:4 | BOP PANEL^JB74 | 59.C6
AF0144:16 | WC1430 | 014416 | CLR | 20 | 59.C7 | XT0571:5 | BOP PANEL^JB74 | 59.C6
AF0144:48 | WC1430 | 014448 | BLK | 20 | 59.C7 | XT0571:6 | BOP PANEL^JB74 | 59.C6
IEG0257:5 | WC1430 | FCE7631S | SH | 20 | 59.C7 | XT0571:3 | BOP PANEL^JB74 | 59.C5
XT0571:1 | WC1431 | FCE76311 | RED | 20 | 59.C5 | XT0573:7 B1 | BOP PANEL^JB74 | 59.C6
KA0539:11 | WC1431 | FCE76312 | BLK | 20 | 59.C6 | XT0571:2 | BOP PANEL^JB74 | 59.C5
XT0571:3 | WC1431 | FCE7631S | SH | 20 | 59.C5 | FLOATING | BOP PANEL^JB74 | 59.C6
SolarTools ver. 24.0.84.24712 (Jul 31, 2025)
Report date: 4/30/2026 3:01 PM

## HP COMPRESSOR^JB73
HP COMPRESSOR^JB73
Project # | J2170
Project Name | TRUNKLINE PATTERSON CSR
Revision | A
Controls DE | F.IBARRA
Phone:
Controls ME | S. MARTINEZ
Phone:
From | [5 empty] | To
Device ID | Cable (W) Conductor (SC) Jumper Clip (JC) | Wire No. | Wire ID | Gauge/Size | Page/Zone | Device ID | Location | Page/Zone
XT0130:1 | JC | 0V | CLIP | --- | 17.A5 | XT0130:2 | HP COMPRESSOR^JB73 | 17.A5
XT0130:2 | JC | 0V | CLIP | --- | 17.A5 | XT0130:3 | HP COMPRESSOR^JB73 | 17.A5
XT0130:4 | JC | FU0136 | CLIP | --- | 17.A5 | XT0130:5 | HP COMPRESSOR^JB73 | 17.A5
AF0500:12 | SC | XT05001 | GRN | 16 | 17.B3 | XT0500:1 | HP COMPRESSOR^JB73 | 17.C2
AF0510:32 | SC | XT05001 | GRN | 16 | 17.B2 | XT0500:1 | HP COMPRESSOR^JB73 | 17.C2
AF0510:53 | SC | 0V | WHT | 16 | 17.B2 | XT0130:3 | HP COMPRESSOR^JB73 | 17.A5
AF0510:55 | SC | FU0131 | WHT | 16 | 17.B2 | FU0131:LD | HP COMPRESSOR^JB73 | 17.C1
AF1201:08 | SC | AF120108 | WHT | 20 | 55.A7 | KA0192:14 | HP COMPRESSOR^JB73 | 55.B6
AF1201:24 | SC | AF120124 | WHT | 20 | 55.A7 | KA0194:A2 | HP COMPRESSOR^JB73 | 55.B6
AF1201:COM | SC | 0V | WHT | 14 | 17.D2 | XT0130:2 | HP COMPRESSOR^JB73 | 17.A5
AF1201:J | SC | * |  |  | 17.D2 | AF1202:P | HP COMPRESSOR^JB73 | 17.D3
AF1201:V+ | SC | FU0121 | WHT | 14 | 17.D2 | FU0121:LD | HP COMPRESSOR^JB73 | 17.D1
AF1202:COM | SC | AF1202N | WHT | 20 | 17.D3 | AF1203:COM | HP COMPRESSOR^JB73 | 17.D3
AF1202:COM | SC | AU1200N | WHT | 20 | 17.D3 | AU1200:COM | HP COMPRESSOR^JB73 | 17.C1
AF1202:J | SC | * |  |  | 17.D3 | AF1203:P | HP COMPRESSOR^JB73 | 17.D3
AF1202:V+ | SC | AF1202P | WHT | 20 | 17.D3 | AF1203:V+ | HP COMPRESSOR^JB73 | 17.D3
AF1202:V+ | SC | AU1200P | WHT | 20 | 17.D3 | AU1200:V+ | HP COMPRESSOR^JB73 | 17.C1
AF1203:COM | SC | AF1203N | WHT | 20 | 17.D3 | AF1204:COM | HP COMPRESSOR^JB73 | 17.C4
AF1203:J | SC | * |  |  | 17.D3 | AF1204:P | HP COMPRESSOR^JB73 | 17.C4
AF1203:SH | SC | AF1203G | GRN | 14 | 17.D3 | AF1204:SH | HP COMPRESSOR^JB73 | 17.C4
AF1203:SH | SC | AU1200G | GRN | 14 | 17.D3 | AU1200:GND | HP COMPRESSOR^JB73 | 17.C1
AF1203:V+ | SC | AF1203P | WHT | 20 | 17.D3 | AF1204:V+ | HP COMPRESSOR^JB73 | 17.C4
AF1204:COM | SC | AF1204N | WHT | 20 | 17.C4 | AF1205:COM | HP COMPRESSOR^JB73 | 17.C4
AF1204:J | SC | * |  |  | 17.C4 | AF1205:P | HP COMPRESSOR^JB73 | 17.C4
AF1204:SH | SC | AF1204G | GRN | 14 | 17.C4 | AF1205:SH | HP COMPRESSOR^JB73 | 17.C4
AF1204:V+ | SC | AF1204P | WHT | 20 | 17.C4 | AF1205:V+ | HP COMPRESSOR^JB73 | 17.C4
AF1205:COM | SC | AF1205N | WHT | 20 | 17.C4 | AF1206:COM | HP COMPRESSOR^JB73 | 17.D5
AF1205:J | SC | * |  |  | 17.C4 | AF1206:P | HP COMPRESSOR^JB73 | 17.D5
AF1205:SH | SC | AF1205G | GRN | 14 | 17.C4 | AF1206:SH | HP COMPRESSOR^JB73 | 17.D5
AF1205:V+ | SC | AF1205P | WHT | 20 | 17.C4 | AF1206:V+ | HP COMPRESSOR^JB73 | 17.D5
AF1206:COM | SC | AF1206N | WHT | 20 | 17.D5 | AF1207:COM | HP COMPRESSOR^JB73 | 17.C6
AF1206:J | SC | * |  |  | 17.D5 | AF1207:P | HP COMPRESSOR^JB73 | 17.C6
AF1206:SH | SC | IEG01303 | GRN | 14 | 17.D5 | IEG0130:3 | HP COMPRESSOR^JB73 | 17.D6
AF1206:V+ | SC | AF1206P | WHT | 20 | 17.D5 | AF1207:V+ | HP COMPRESSOR^JB73 | 17.C6
AF1207:02 | SC | 120702 | WHT | 20 | 53.A7 | KA4401:14 | HP COMPRESSOR^JB73 | 53.A6
AF1207:18 | SC | 120718 | WHT | 20 | 53.A7 | KA4401:A2 | HP COMPRESSOR^JB73 | 53.A6
AF1207:34 | SC | PS44012 | WHT | 20 | 53.A7 | KA4401:11 | HP COMPRESSOR^JB73 | 53.A6
AU1200:COM | SC | 0V | WHT | 14 | 17.C1 | XT0130:1 | HP COMPRESSOR^JB73 | 17.A5
AU1200:V+ | SC | FU0120 | WHT | 14 | 17.C1 | FU0120:LD | HP COMPRESSOR^JB73 | 17.D1
BA1110:NEG | SC | UV0293N | WHT | 16 | 23.A2 | UJ0293:OUT1(-) | HP COMPRESSOR^JB73 | 23.B4
BA1110:POS | SC | FU1110LD | WHT | 16 | 23.A2 | FU1110:LD | HP COMPRESSOR^JB73 | 23.A3
FU0120:LI | SC | FU0130 | WHT | 14 | 17.D1 | FU0131:LI | HP COMPRESSOR^JB73 | 17.C1
FU0120:LI | SC | FU0130 | WHT | 14 | 17.D1 | FU0121:LI | HP COMPRESSOR^JB73 | 17.D1
FU0121:LI | SC | FU0130 | WHT | 14 | 17.D1 | FU0291:LI | HP COMPRESSOR^JB73 | 57.A5
FU0130:LD | SC | FU0130 | WHT | 14 | 17.A4 | FU0131:LI | HP COMPRESSOR^JB73 | 17.C1
FU0130:LI | SC | FU0136 | WHT | 14 | 17.A4 | XT0130:4 | HP COMPRESSOR^JB73 | 17.A5
FU0272:LD | SC | UV0271P | WHT | 14 | 52.D6 | UV0271:8+ | HP COMPRESSOR^JB73 | 52.D5
FU0272:LI | SC | FU0136 | WHT | 14 | 52.D6 | XT0130:5 | HP COMPRESSOR^JB73 | 17.A5
FU0291:LD | SC | FU0291 | WHT | 14 | 57.A5 | XT0190:3 | HP COMPRESSOR^JB73 | 57.A5
FU0293:LD | SC | FU0293 | WHT | 16 | 23.B3 | UJ0293:24V(+) | HP COMPRESSOR^JB73 | 23.B4
FU0293:LI | SC | FU0136 | WHT | 14 | 23.B3 | XT0130:5 | HP COMPRESSOR^JB73 | 17.A5
FU1110:LI | SC | UV0293P | WHT | 16 | 23.A3 | UJ0293:OUT1(+) | HP COMPRESSOR^JB73 | 23.B4
GR0120: | SC | IEG01301 | GRN | 14 | 5.B3 | IEG0130:5 | HP COMPRESSOR^JB73 | 5.B3
GR0124: | SC | IEG01307 | GRN | 14 | 5.B4 | FRAME | HP COMPRESSOR^JB73 | 5.B3
GR0271: | SC | GR0271 | GRN/YEL | 14 | 5.C3 | FG0271:1 | HP COMPRESSOR^JB73 | 5.C3
HAIEG0130:1 | SC | HAIEG01308 | GRN | 14 | 52.D5 | UV0271:IE | HP COMPRESSOR^JB73 | 52.D5
IEG0130:4 | SC | IEG01304 | GRN | 14 | 17.C3 | XT0500:2 | HP COMPRESSOR^JB73 | 17.C3
KA0120:A1 | SC | KA0231A1 | WHT | 20 | 17.B5 | XT0130:7 | HP COMPRESSOR^JB73 | 17.B5
KA0120:A2 | SC | 0V | WHT | 14 | 17.B5 | XT0130:8 | HP COMPRESSOR^JB73 | 17.B5
KA0190:11 | SC | SV54301 | WHT | 20 | 57.C5 | XT0190:4 | HP COMPRESSOR^JB73 | 57.C5
KA0190:11 | SC | SV54301 | WHT | 20 | 57.C5 | KA0191:11 | HP COMPRESSOR^JB73 | 57.C5
KA0190:A1 | SC | KA0231A1 | WHT | 20 | 17.B6 | KA0191:A1 | HP COMPRESSOR^JB73 | 17.B6
KA0190:A1 | SC | KA0231A1 | WHT | 20 | 17.B6 | XT0130:7 | HP COMPRESSOR^JB73 | 17.B5
KA0190:A2 | SC | 0V | WHT | 20 | 17.B6 | KA0191:A2 | HP COMPRESSOR^JB73 | 17.B6
KA0190:A2 | SC | 0V | WHT | 20 | 17.B6 | XT0130:8 | HP COMPRESSOR^JB73 | 17.B5
KA0191:12 | SC | 019012 | WHT | 20 | 57.C5 | XT0190:1 | HP COMPRESSOR^JB73 | 57.A6
KA0191:A1 | SC | KA0231A1 | WHT | 20 | 17.B6 | KA0192:A1 | HP COMPRESSOR^JB73 | 17.B6
KA0191:A2 | SC | 0V | WHT | 20 | 17.B6 | KA0192:A2 | HP COMPRESSOR^JB73 | 17.B6
KA0192:11 | SC | 019311 | WHT | 20 | 55.B6 | KA0194:A1 | HP COMPRESSOR^JB73 | 55.B6
KA0192:11 | SC | 019311 | WHT | 20 | 55.B6 | KA0193:11 | HP COMPRESSOR^JB73 | 55.A6
KA0192:A1 | SC | KA0231A1 | WHT | 20 | 17.B6 | KA0193:A1 | HP COMPRESSOR^JB73 | 17.C6
KA0192:A2 | SC | 0V | WHT | 20 | 17.B6 | KA0193:A2 | HP COMPRESSOR^JB73 | 17.C6
KA0193:12 | SC | 019312 | WHT | 20 | 55.A6 | KA4401:22 | HP COMPRESSOR^JB73 | 57.A5
KA4401:11 | SC | PS44012 | WHT | 20 | 53.A6 | XT0121:1 | HP COMPRESSOR^JB73 | 53.A5
KA4401:21 | SC | FU0291 | WHT | 16 | 57.A5 | XT0190:3 | HP COMPRESSOR^JB73 | 57.A5
KA4401:24 | SC | 019012 | WHT | 20 | 57.A5 | XT0190:1 | HP COMPRESSOR^JB73 | 57.A6
KA4401:A1 | SC | PS44013 | WHT | 20 | 53.A6 | XT0121:2 | HP COMPRESSOR^JB73 | 53.A5
UJ0293:24V(-) | SC | 0V | WHT | 14 | 23.B4 | XT0130:2 | HP COMPRESSOR^JB73 | 17.A5
UV0271:9- | SC | 0V | WHT | 14 | 52.D5 | XT0520:2 | HP COMPRESSOR^JB73 | 17.A5
XT0130:2 | SC | 0V | WHT | 20 | 17.A5 | XT0130:8 | HP COMPRESSOR^JB73 | 17.B5
XT0130:4 | SC | FU0136 | WHT | 14 | 17.A5 | XT0520:1 | HP COMPRESSOR^JB73 | 17.A5
XT0130:6 | SC | KA0231A1 | WHT | 14 | 17.A5 | XT0130:7 | HP COMPRESSOR^JB73 | 17.B5
XT0520:2 | SC | 0V | WHT | 14 | 17.A5 | XT0130:1 | HP COMPRESSOR^JB73 | 17.A5
XT0520:3 | SC | KA0231A1 | WHT | 20 | 17.B5 | XT0130:6 | HP COMPRESSOR^JB73 | 17.A5
AF0510:L2 | WC0051 | AF0510L2 | ENET | CABLE | 2.B4 | AU1200:L1 | HP COMPRESSOR^JB73 | 2.B6
UA4473:VT | WC1252 | UA44731 | RED | 20 | 52.A4 | UAI4473:5 | HP COMPRESSOR^JB73 | 52.A5
UA4473:OUTPUT | WC1252 | UA44732 | WHT | 20 | 52.A4 | UAI4473:6 | HP COMPRESSOR^JB73 | 52.A5
UA4473:COM | WC1252 | UA44733 | BLK | 20 | 52.A4 | UAI4473:4 | HP COMPRESSOR^JB73 | 52.A5
UAI4473:IE | WC1252 | UA4473S | SH | 20 | 52.A5 | FLOATING | HP COMPRESSOR^JB73 | 52.A4
UA4461:VT | WC1253 | UA44611 | RED | 20 | 52.B4 | UAI4461:5 | HP COMPRESSOR^JB73 | 52.B5
UA4461:OUTPUT | WC1253 | UA44612 | WHT | 20 | 52.B4 | UAI4461:6 | HP COMPRESSOR^JB73 | 52.B5
UA4461:COM | WC1253 | UA44613 | BLK | 20 | 52.B4 | UAI4461:4 | HP COMPRESSOR^JB73 | 52.B5
UAI4461:IE | WC1253 | UA4461S | SH | 20 | 52.B5 | FLOATING | HP COMPRESSOR^JB73 | 52.B4
UA4460:VT | WC1254 | UA44601 | RED | 20 | 52.B4 | UAI4460:5 | HP COMPRESSOR^JB73 | 52.B5
UA4460:OUTPUT | WC1254 | UA44602 | WHT | 20 | 52.B4 | UAI4460:6 | HP COMPRESSOR^JB73 | 52.B5
UA4460:COM | WC1254 | UA44603 | BLK | 20 | 52.B4 | UAI4460:4 | HP COMPRESSOR^JB73 | 52.B5
UAI4460:IE | WC1254 | UA4460S | SH | 20 | 52.B5 | FLOATING | HP COMPRESSOR^JB73 | 52.B4
UA4471:VT | WC1255 | UA44711 | RED | 20 | 52.C4 | UAI4471:5 | HP COMPRESSOR^JB73 | 52.C5
UA4471:OUTPUT | WC1255 | UA44712 | WHT | 20 | 52.C4 | UAI4471:6 | HP COMPRESSOR^JB73 | 52.C5
UA4471:COM | WC1255 | UA44713 | BLK | 20 | 52.C4 | UAI4471:4 | HP COMPRESSOR^JB73 | 52.C5
UAI4471:IE | WC1255 | UA4471S | SH | 20 | 52.C5 | FLOATING | HP COMPRESSOR^JB73 | 52.C4
UA4470:VT | WC1256 | UA44701 | RED | 20 | 52.C4 | UAI4470:5 | HP COMPRESSOR^JB73 | 52.C5
UA4470:OUTPUT | WC1256 | UA44702 | WHT | 20 | 52.C4 | UAI4470:6 | HP COMPRESSOR^JB73 | 52.C5
UA4470:COM | WC1256 | UA44703 | BLK | 20 | 52.C4 | UAI4470:4 | HP COMPRESSOR^JB73 | 52.C5
UAI4470:IE | WC1256 | UA4470S | SH | 20 | 52.C5 | FLOATING | HP COMPRESSOR^JB73 | 52.C4
AF0500:02 | WC1352 | UAI44737 | RED | 20 | 52.A6 | UAI4473:7 | HP COMPRESSOR^JB73 | 52.A5
AF0500:03 | WC1352 | UAI44738 | BLK | 20 | 52.A6 | UAI4473:8 | HP COMPRESSOR^JB73 | 52.A5
AF0500:07 | WC1352 | UAI4473S | SH | 20 | 52.A6 | FLOATING | HP COMPRESSOR^JB73 | 52.A6
AF0510:02 | WC1353 | UAI44617 | RED | 20 | 52.B6 | UAI4461:7 | HP COMPRESSOR^JB73 | 52.B5
AF0510:04 | WC1353 | UAI44618 | BLK | 20 | 52.B6 | UAI4461:8 | HP COMPRESSOR^JB73 | 52.B5
AF0510:19 | WC1353 | UAI4461S | SH | 20 | 52.B6 | FLOATING | HP COMPRESSOR^JB73 | 52.B6
AF0510:06 | WC1354 | UAI44607 | RED | 20 | 52.B6 | UAI4460:7 | HP COMPRESSOR^JB73 | 52.B5
AF0510:08 | WC1354 | UAI44608 | BLK | 20 | 52.B6 | UAI4460:8 | HP COMPRESSOR^JB73 | 52.B5
AF0510:23 | WC1354 | UAI4460S | SH | 20 | 52.B6 | FLOATING | HP COMPRESSOR^JB73 | 52.B6
AF0510:10 | WC1355 | UAI44717 | RED | 20 | 52.C6 | UAI4471:7 | HP COMPRESSOR^JB73 | 52.C5
AF0510:12 | WC1355 | UAI44718 | BLK | 20 | 52.C6 | UAI4471:8 | HP COMPRESSOR^JB73 | 52.C5
AF0510:27 | WC1355 | UAI4471S | SH | 20 | 52.C6 | FLOATING | HP COMPRESSOR^JB73 | 52.C6
AF0510:14 | WC1356 | UAI44707 | RED | 20 | 52.C6 | UAI4470:7 | HP COMPRESSOR^JB73 | 52.C5
AF0510:16 | WC1356 | UAI44708 | BLK | 20 | 52.C6 | UAI4470:8 | HP COMPRESSOR^JB73 | 52.C5
AF0510:31 | WC1356 | UAI4470S | SH | 20 | 52.C6 | FLOATING | HP COMPRESSOR^JB73 | 52.C6
AF0500:LBUS | WC8050 | AF0510RBUS | BUS | CABLE | 17.B3 | AF0510:RBUS | HP COMPRESSOR^JB73 | 17.B2
XT0121:1 | SC | PS44012 | WHT | 16 | 53.A5 | XT4875:2 | JB75 | 53.A2
XT0121:2 | SC | PS44013 | WHT | 16 | 53.A5 | XT4875:3 | JB75 | 53.A2
KA0190:14 | SC | 009508 | WHT | 20 | 57.C5 | AF0095:08 | TURBINE PANEL A | 57.C7
XT0130:6 | SC | KA0231A1 | WHT | 20 | 17.A5 | XT0139:4 | TURBINE PANEL A | 14.D6
XT0190:5 | SC | SV54302 | WHT | 16 | 57.D5 | AF0095:24 | TURBINE PANEL A | 57.C7
XT0130:3 | SC | 0V | WHT | 12 | 17.A5 | XT0110:2 | TURBINE PANEL B | 16.A5
XT0130:4 | SC | FU0136 | WHT | 14 | 17.A5 | XT0110:1 | TURBINE PANEL B | 16.A5
AF0510:L1 | WC011 | AF0410L2 | ENET | CABLE | 2.B4 | AF0410:L2 | TURBINE PANEL B | 2.A2
SolarTools ver. 24.0.84.24712 (Jul 31, 2025)
Report date: 4/30/2026 3:01 PM

## TURBINE BOX^DOOR^JB70
TURBINE BOX^DOOR^JB70
Project # | J2170
Project Name | TRUNKLINE PATTERSON CSR
Revision | A
Controls DE | F.IBARRA
Phone:
Controls ME | S. MARTINEZ
Phone:
From | [5 empty] | To
Device ID | Cable (W) Conductor (SC) Jumper Clip (JC) | Wire No. | Wire ID | Gauge/Size | Page/Zone | Device ID | Location | Page/Zone
AT1100:NEG | SC | 0V | WHT | 14 | 22.D3 | XT0113:2 | TURBINE BOX^RIGHT RAIL^JB70 | 22.D4
AT1100:POS | SC | FU1100 | WHT | 14 | 22.D3 | FU1100:LD | TURBINE BOX^RIGHT RAIL^JB70 | 22.D3
AT1100:L1 | WC0101 | BA1100DEVICE | ENET | CABLE | 22.D3 | BA1100:DEVICE | TURBINE BOX^RIGHT RAIL^JB70 | 22.D1
AT1100:GND | SC | PEG01302 | GRN/YEL | 14 | 22.D3 | PEG0130:2 | TURBINE PANEL A | 22.D6
SA0471:B1-13 | SC | SA0471B113 | WHT | 20 | 21.B1 | AF0087:40 | TURBINE PANEL A | 21.B7
SA0471:B1-14 | SC | SA0471B114 | WHT | 20 | 21.B1 | AF0087:08 | TURBINE PANEL A | 21.B7
SA0471:B2-13 | SC | SA0471B213 | WHT | 20 | 21.A1 | AF0087:39 | TURBINE PANEL A | 21.A7
SA0471:B2-14 | SC | SA0471B214 | WHT | 20 | 21.A1 | AF0087:07 | TURBINE PANEL A | 21.A7
SA0474:B1-13 | SC | SA0474B113 | WHT | 20 | 21.C1 | AF0087:45 | TURBINE PANEL A | 21.C7
SA0474:B1-14 | SC | SA0474B114 | WHT | 20 | 21.C1 | AF0087:13 | TURBINE PANEL A | 21.C7
SA0474:B2-13 | SC | SA0474B213 | WHT | 20 | 21.C1 | AF0087:44 | TURBINE PANEL A | 21.C7
SA0474:B2-14 | SC | SA0474B214 | WHT | 20 | 21.C1 | AF0087:12 | TURBINE PANEL A | 21.C7
SB0471:11 | SC | SB047111 | WHT | 20 | 20.D1 | AF0087:34 | TURBINE PANEL A | 20.D7
SB0471:12 | SC | SB047112 | WHT | 20 | 20.D1 | AF0087:02 | TURBINE PANEL A | 20.D7
SB0472:B1-11 | SC | ESTOPA | WHT | 20 | 21.B1 | XT0137:1 | TURBINE PANEL A | 21.B5
SB0472:B1-12 | SC | ESTOP | WHT | 20 | 21.B1 | XT0137:2 | TURBINE PANEL A | 21.B5
SB0472:B2-11 | SC | SB0472B211 | WHT | 20 | 21.B1 | AF0081:36 | TURBINE PANEL A | 21.B7
SB0472:B2-12 | SC | SB0472B212 | WHT | 20 | 21.B1 | AF0081:04 | TURBINE PANEL A | 21.B7
SB0473:13 | SC | SB047313 | WHT | 20 | 20.D1 | AF0087:35 | TURBINE PANEL A | 20.D7
SB0473:14 | SC | SB047314 | WHT | 20 | 20.D1 | AF0087:03 | TURBINE PANEL A | 20.D7
SB0474:13 | SC | SB047413 | WHT | 20 | 21.A1 | AF0087:36 | TURBINE PANEL A | 21.A7
SB0474:14 | SC | SB047414 | WHT | 20 | 21.A1 | AF0087:04 | TURBINE PANEL A | 21.A7
SH0470:11 | SC | SH047011 | WHT | 20 | 20.B1 | AF0087:33 | TURBINE PANEL A | 20.B7
SH0470:12 | SC | SH047012 | WHT | 20 | 20.B1 | AF0087:01 | TURBINE PANEL A | 20.B7
SH0470:13 | SC | SH047013 | WHT | 20 | 20.B1 | XT0137:5 | TURBINE PANEL A | 20.B5
SH0470:14 | SC | SH047014 | WHT | 20 | 20.B1 | XT0137:6 | TURBINE PANEL A | 20.B5
SH0470:X1 | SC | SH0470X1 | WHT | 20 | 20.B1 | AF0093:22 | TURBINE PANEL A | 20.B7
SH0470:X2 | SC | SH0470X2 | WHT | 20 | 20.B1 | AF0093:06 | TURBINE PANEL A | 20.B7
SH0471:11 | SC | SH047111 | WHT | 20 | 20.A1 | XT0137:3 | TURBINE PANEL A | 20.A5
SH0471:12 | SC | SH047112 | WHT | 20 | 20.A1 | XT0137:4 | TURBINE PANEL A | 20.A5
SH0471:13 | SC | SH047113 | WHT | 20 | 20.A1 | AF0087:32 | TURBINE PANEL A | 20.A7
SH0471:14 | SC | SH047114 | WHT | 20 | 20.A1 | AF0087:00 | TURBINE PANEL A | 20.A7
SH0471:X1 | SC | SH0471X1 | WHT | 20 | 20.A1 | AF0093:31 | TURBINE PANEL A | 20.A7
SH0471:X2 | SC | SH0471X2 | WHT | 20 | 20.A1 | AF0093:15 | TURBINE PANEL A | 20.A7
HA0472:BLK-1 | WC5072 | HA04721 | 1 | 18 | 20.C1 | AF0092:28 | TURBINE PANEL A | 20.C7
HA0472:BLK-2 | WC5072 | HA04722 | 2 | 18 | 20.C1 | AF0092:12 | TURBINE PANEL A | 20.C7
SH0472:11 | SC | SH047211 | WHT | 20 | 20.C1 | XT0236:4 | TURBINE PANEL B | 20.C5
SH0472:12 | SC | SH047212 | WHT | 20 | 20.C1 | XT0236:5 | TURBINE PANEL B | 20.C5
SH0472:13 | SC | FU0139 | WHT | 20 | 20.B1 | XT0236:1 | TURBINE PANEL B | 20.B5
SH0472:14 | SC | KA0241A1 | WHT | 20 | 20.B1 | XT0236:2 | TURBINE PANEL B | 20.B5
SH0472:X1 | SC | 0V | WHT | 20 | 20.C1 | XT0236:3 | TURBINE PANEL B | 20.C5
SH0472:X2 | SC | SH0472X2 | WHT | 20 | 20.C1 | XT0237:2 B1 | TURBINE PANEL B | 20.C5
SolarTools ver. 24.0.84.24712 (Jul 31, 2025)
Report date: 4/30/2026 3:01 PM

## TURBINE BOX^LEFT RAIL^JB70
TURBINE BOX^LEFT RAIL^JB70
Project # | J2170
Project Name | TRUNKLINE PATTERSON CSR
Revision | A
Controls DE | F.IBARRA
Phone:
Controls ME | S. MARTINEZ
Phone:
From | [5 empty] | To
Device ID | Cable (W) Conductor (SC) Jumper Clip (JC) | Wire No. | Wire ID | Gauge/Size | Page/Zone | Device ID | Location | Page/Zone
GR1101: | SC | GR1101 | GRN/YEL | 14 | 5.A6 | FRAME | TURBINE BOX^LEFT RAIL^JB70 | 5.A5
Report date: 4/30/2026 3:01 PM |  |  |  |  | SolarTools ver. 24.0.84.24712 (Jul 31, 2025)

## TURBINE BOX^RIGHT RAIL^JB70
TURBINE BOX^RIGHT RAIL^JB70
Project # | J2170
Project Name | TRUNKLINE PATTERSON CSR
Revision | A
Controls DE | F.IBARRA
Phone:
Controls ME | S. MARTINEZ
Phone:
From | [5 empty] | To
Device ID | Cable (W) Conductor (SC) Jumper Clip (JC) | Wire No. | Wire ID | Gauge/Size | Page/Zone | Device ID | Location | Page/Zone
AT0680:NEG | SC | 0V | WHT | 14 | 6.C3 | XT0680:2 | TURBINE BOX^RIGHT RAIL^JB70 | 6.D3
AT0680:POS | SC | FU0680 | WHT | 14 | 6.C3 | XT0680:1 | TURBINE BOX^RIGHT RAIL^JB70 | 6.D3
BA1100:NEG | SC | UV0290N | WHT | 16 | 22.D1 | UJ0290:OUT1(-) | TURBINE BOX^RIGHT RAIL^JB70 | 22.C5
BA1100:POS | SC | FU1101LD | WHT | 16 | 22.D1 | FU1101:LD | TURBINE BOX^RIGHT RAIL^JB70 | 22.C2
FU0290:LD | SC | FU0290 | WHT | 16 | 22.C4 | UJ0290:24V(+) | TURBINE BOX^RIGHT RAIL^JB70 | 22.C5
FU0290:LI | SC | FU0136 | WHT | 12 | 22.C4 | XT0113:1 | TURBINE BOX^RIGHT RAIL^JB70 | 22.D4
FU0680:LD | SC | FU0680 | WHT | 14 | 6.D2 | XT0680:1 | TURBINE BOX^RIGHT RAIL^JB70 | 6.D3
FU1100:LI | SC | FU0136 | WHT | 12 | 22.D3 | XT0113:1 | TURBINE BOX^RIGHT RAIL^JB70 | 22.D4
FU1101:LI | SC | UV0290P | WHT | 16 | 22.C2 | UJ0290:OUT1(+) | TURBINE BOX^RIGHT RAIL^JB70 | 22.C5
GR1100: | SC | IEG023014 | GRN | 14 | 5.A5 | FRAME | TURBINE BOX^RIGHT RAIL^JB70 | 5.A4
PC0470:INP_A | SC | 009312 | WHT | 20 | 22.B5 | PC0470:INP_B | TURBINE BOX^RIGHT RAIL^JB70 | 22.B5
UA1200:J1-8 | SC | UA1200J | WHT | 20 | 41.B6 | UA1200:J3-5 | TURBINE BOX^RIGHT RAIL^JB70 | 41.B6
UJ0290:24V(-) | SC | 0V | WHT | 12 | 22.C5 | XT0113:2 | TURBINE BOX^RIGHT RAIL^JB70 | 22.D4
FU1100:LD | SC | FU1100 | WHT | 14 | 22.D3 | AT1100:POS | TURBINE BOX^DOOR^JB70 | 22.D3
XT0113:2 | SC | 0V | WHT | 14 | 22.D4 | AT1100:NEG | TURBINE BOX^DOOR^JB70 | 22.D3
BA1100:DEVICE | WC0101 | BA1100DEVICE | ENET | CABLE | 22.D1 | AT1100:L1 | TURBINE BOX^DOOR^JB70 | 22.D3
PC0470:+PWR | SC | 009344 | WHT | 20 | 22.B5 | AF0093:44 | TURBINE PANEL A | 22.B7
PC0470:INP_A | SC | 009312 | WHT | 20 | 22.B5 | AF0093:12 | TURBINE PANEL A | 22.B7
PC0470:-PWR | SC | 009328 | WHT | 20 | 22.B5 | AF0093:28 | TURBINE PANEL A | 22.B7
UA1200:J2-7 | SC | UA1200J27 | WHT | 20 | 15.B3 | AF0081:19 | TURBINE PANEL A | 15.C7
XT0113:1 | SC | FU0136 | WHT | 12 | 22.D4 | XT0138:3 | TURBINE PANEL A | 12.A3
XT0113:2 | SC | 0V | WHT | 12 | 22.D4 | XT0134:3 | TURBINE PANEL A | 12.B3
BA1100:L2 | WC0010 | BA1100L2 | ENET | CABLE | 2.A1 | AP0602:L1 | TURBINE PANEL A | 2.A2
AT0680:LAN1 | WC0680 | AP0606L1 | ENET | CABLE | 6.A2 | AP0606:L1 | TURBINE PANEL A | 6.A1
FU0680:LI | SC | FU0210 | WHT | 16 | 6.D2 | XT0233:3 | TURBINE PANEL B | 12.C4
UA1200:J1-10 | SC | FU0212 | WHT | 20 | 15.B3 | XT0233:4 | TURBINE PANEL B | 15.D5
UA1200:J1-4 | SC | UA1200J14 | WHT | 20 | 15.B3 | AF0076:11 | TURBINE PANEL B | 15.C7
UA1200:J1-5 | SC | UA1200J15 | WHT | 20 | 15.B3 | XT0237:1 B1 | TURBINE PANEL B | 15.C5
UA1200:J1-9 | SC | 0V | WHT | 20 | 15.B3 | XT0235:4 | TURBINE PANEL B | 15.D5
UA1200:J2-1 | SC | UA1200J21 | WHT | 20 | 15.B3 | XT0060:3 | TURBINE PANEL B | 15.D5
UA1200:J2-2 | SC | FU0212 | WHT | 20 | 15.B3 | XT0233:4 | TURBINE PANEL B | 15.D5
UA1200:J2-6 | SC | UA1200J26 | WHT | 20 | 15.B3 | KA0130:A2 | TURBINE PANEL B | 15.C5
UA1200:J3-4 | SC | IEG023010 | GRN | 16 | 15.B3 | IEG0230:10 | TURBINE PANEL B | 15.D6
XT0680:2 | SC | 0V | WHT | 14 | 6.D3 | XT0235:3 | TURBINE PANEL B | 12.D4
UA1200:J1-3 | WC4524 | UA1200J13 | RED | 20 | 15.B3 | AF0065:12 | TURBINE PANEL B | 15.B7
UA1200:J1-1 | WC4524 | UA1200J11 | BLK | 20 | 15.B3 | AF0065:28 | TURBINE PANEL B | 15.B7
FLOATING | WC4524 | UA1200S | SH | 20 | 15.B3 | AF0065:60 | TURBINE PANEL B | 15.B7
SolarTools ver. 24.0.84.24712 (Jul 31, 2025)
Report date: 4/30/2026 3:01 PM

## TURBINE PANEL A
TURBINE PANEL A
Project # | J2170
Project Name | TRUNKLINE PATTERSON CSR
Revision | A
Controls DE | F.IBARRA
Phone:
Controls ME | S. MARTINEZ
Phone:
From | [5 empty] | To
Device ID | Cable (W) Conductor (SC) Jumper Clip (JC) | Wire No. | Wire ID | Gauge/Size | Page/Zone | Device ID | Location | Page/Zone
XT0011:1 | JC | 0V | CLIP | --- | 11.D6 | XT0011:2 | TURBINE PANEL A | 11.D6
XT0011:2 | JC | 0V | CLIP | --- | 11.D6 | XT0011:3 | TURBINE PANEL A | 11.D6
XT0011:3 | JC | 0V | CLIP | --- | 11.D6 | XT0011:4 | TURBINE PANEL A | 11.D6
XT0012:1 | JC | 0V | CLIP | --- | 11.C6 | XT0012:2 | TURBINE PANEL A | 11.C6
XT0012:3 | JC | 24V | CLIP | --- | 11.B6 | XT0012:4 | TURBINE PANEL A | 11.C6
XT0033:1 | JC | FU0011LI | CLIP | --- | 11.B2 | XT0033:2 | TURBINE PANEL A | 11.B2
XT0033:3 | JC | 521NEG | CLIP | --- | 11.B2 | XT0033:4 | TURBINE PANEL A | 11.B2
XT0080:1 | JC | 0V | CLIP | --- | 9.D1 | XT0080:2 | TURBINE PANEL A | 9.D1
XT0080:2 | JC | 0V | CLIP | --- | 9.D1 | XT0080:3 | TURBINE PANEL A | 9.D1
XT0090:1 | JC | 0V | CLIP | --- | 9.B1 | XT0090:2 | TURBINE PANEL A | 9.B1
XT0134:1 | JC | 0V | CLIP | --- | 12.B3 | XT0134:2 | TURBINE PANEL A | 12.B3
XT0134:2 | JC | 0V | CLIP | --- | 12.B3 | XT0134:3 | TURBINE PANEL A | 12.B3
XT0134:3 | JC | 0V | CLIP | --- | 12.B3 | XT0134:4 | TURBINE PANEL A | 12.B3
XT0135:1 | JC | 0V | CLIP | --- | 12.B4 | XT0135:2 | TURBINE PANEL A | 12.B4
XT0135:2 | JC | 0V | CLIP | --- | 12.B4 | XT0135:3 | TURBINE PANEL A | 12.B4
XT0138:1 | JC | FU0136 | CLIP | --- | 12.A3 | XT0138:2 | TURBINE PANEL A | 12.A3
XT0138:2 | JC | FU0136 | CLIP | --- | 12.A3 | XT0138:3 | TURBINE PANEL A | 12.A3
XT0138:3 | JC | FU0136 | CLIP | --- | 12.A3 | XT0138:4 | TURBINE PANEL A | 12.B3
XT0139:1 | JC | FU0137 | CLIP | --- | 12.A4 | XT0139:2 | TURBINE PANEL A | 12.A4
XT0139:2 | JC | FU0137 | CLIP | --- | 12.A4 | XT0139:3 | TURBINE PANEL A | 12.B4
XT0200N:1 | JC | 0V | CLIP | --- | 11.B4 | XT0200N:2 | TURBINE PANEL A | 11.B4
XT0200V:1 | JC | F0200 | CLIP | --- | 11.A5 | XT0200V:2 | TURBINE PANEL A | 11.B5
XT0200V:3 | JC | F0201 | CLIP | --- | 11.B4 | XT0200V:4 | TURBINE PANEL A | 11.C4
AF0081:COM | SC | AF0081F | WHT | 14 | 9.C2 | AF0082:COM | TURBINE PANEL A | 9.D3
AF0081:COM | SC | AU0080N | WHT | 20 | 9.C2 | AU0080:COM | TURBINE PANEL A | 9.C2
AF0081:V+ | SC | AF0081P | WHT | 14 | 9.C2 | AF0082:V+ | TURBINE PANEL A | 9.D3
AF0081:V+ | SC | AU0080P | WHT | 20 | 9.C2 | AU0080:V+ | TURBINE PANEL A | 9.C2
AF0082:COM | SC | AF0082N | WHT | 20 | 9.D3 | AF0083:COM | TURBINE PANEL A | 9.D3
AF0082:V+ | SC | AF0082P | WHT | 20 | 9.D3 | AF0083:V+ | TURBINE PANEL A | 9.D3
AF0083:00 | SC | 008302 | WHT | 20 | 11.B7 | XT0085:5 | TURBINE PANEL A | 11.B6
AF0083:01 | SC | 0V | WHT | 14 | 11.B7 | XT0085:6 | TURBINE PANEL A | 11.B5
AF0083:COM | SC | AF0083N | WHT | 20 | 9.D3 | AF0084:COM | TURBINE PANEL A | 9.D4
AF0083:SH | SC | AF0083G | GRN | 14 | 9.D3 | AF0084:SH | TURBINE PANEL A | 9.D4
AF0083:SH | SC | AU0080G | GRN | 14 | 9.D3 | AU0080:GND | TURBINE PANEL A | 9.C2
AF0083:V+ | SC | AF0083P | WHT | 20 | 9.D3 | AF0084:V+ | TURBINE PANEL A | 9.D4
AF0084:COM | SC | AF0084N | WHT | 20 | 9.D4 | AF0085:COM | TURBINE PANEL A | 9.D5
AF0084:SH | SC | AF0084G | GRN | 14 | 9.D4 | AF0085:SH | TURBINE PANEL A | 9.D5
AF0084:V+ | SC | AF0084P | WHT | 20 | 9.D4 | AF0085:V+ | TURBINE PANEL A | 9.D5
AF0085:COM | SC | AF0085N | WHT | 20 | 9.D5 | AF0086:COM | TURBINE PANEL A | 9.D5
AF0085:SH | SC | AF0085G | GRN | 14 | 9.D5 | AF0086:SH | TURBINE PANEL A | 9.D5
AF0085:V+ | SC | AF0085P | WHT | 20 | 9.D5 | AF0086:V+ | TURBINE PANEL A | 9.D5
AF0086:COM | SC | AF0086N | WHT | 20 | 9.D5 | AF0087:COM | TURBINE PANEL A | 9.D6
AF0086:V+ | SC | AF0086P | WHT | 20 | 9.D5 | AF0087:V+ | TURBINE PANEL A | 9.D6
AF0091:COM | SC | AF0091N | WHT | 20 | 9.B2 | AF0094:COM | TURBINE PANEL A | 9.B4
AF0091:COM | SC | AU0090N | WHT | 20 | 9.B2 | AU0090:COM | TURBINE PANEL A | 9.A2
AF0091:V+ | SC | AF0091P | WHT | 20 | 9.B2 | AF0094:V+ | TURBINE PANEL A | 9.B4
AF0091:V+ | SC | AU0090P | WHT | 20 | 9.B2 | AU0090:V+ | TURBINE PANEL A | 9.A2
AF0092:04 | SC | 009204 | WHT | 20 | 26.A6 | KA2160:A1 | TURBINE PANEL A | 26.A5
AF0092:07 | SC | 009207 | WHT | 20 | 26.A6 | KA2161:A1 | TURBINE PANEL A | 26.B5
AF0092:20 | SC | 009220 | WHT | 20 | 26.A6 | KA2160:A2 | TURBINE PANEL A | 26.A5
AF0092:23 | SC | 009223 | WHT | 20 | 26.A6 | KA2161:A2 | TURBINE PANEL A | 26.B5
AF0092:COM | SC | 0V | WHT | 14 | 9.B3 | XT0090:2 | TURBINE PANEL A | 9.B1
AF0092:V+ | SC | FU0091 | WHT | 14 | 9.B3 | FU0091:LD | TURBINE PANEL A | 9.B1
AF0093:COM | SC | 0V | WHT | 14 | 9.B3 | XT0090:2 | TURBINE PANEL A | 9.B1
AF0093:V+ | SC | FU0092 | WHT | 14 | 9.B3 | FU0092:LD | TURBINE PANEL A | 9.B1
AF0094:00 | SC | 009400 | WHT | 20 | 11.A7 | XT0085:2 | TURBINE PANEL A | 11.A6
AF0094:01 | SC | 0V | WHT | 14 | 11.A7 | XT0085:3 | TURBINE PANEL A | 11.B5
AF0094:SH | SC | AU0090G | GRN | 14 | 9.B4 | AU0090:GND | TURBINE PANEL A | 9.A2
AF0095:02 | SC | 009502 | WHT | 20 | 37.A7 | KA0221:14 | TURBINE PANEL A | 37.A6
AF0095:04 | SC | 009201 | WHT | 20 | 49.B7 | KA3103:A1 | TURBINE PANEL A | 49.B6
AF0095:20 | SC | 009217 | WHT | 20 | 49.B7 | KA3103:A2 | TURBINE PANEL A | 49.B6
AF0095:COM | SC | 0V | WHT | 14 | 9.B5 | XT0090:2 | TURBINE PANEL A | 9.B1
AF0095:V+ | SC | FU0093 | WHT | 14 | 9.B5 | FU0093:LD | TURBINE PANEL A | 9.B1
AR0600:IE1 | SC | UV0600G | GRN | 14 | 8.A1 | UV0600:GND | TURBINE PANEL A | 8.B2
AU0080:COM | SC | 0V | WHT | 14 | 9.C2 | XT0080:1 | TURBINE PANEL A | 9.D1
AU0080:V+ | SC | FU0080 | WHT | 14 | 9.C2 | FU0080:LD | TURBINE PANEL A | 9.D1
AU0090:COM | SC | 0V | WHT | 14 | 9.A2 | XT0090:1 | TURBINE PANEL A | 9.B1
AU0090:V+ | SC | FU0090 | WHT | 14 | 9.A2 | FU0090:LD | TURBINE PANEL A | 9.B1
F0200:GND | SC | PEG01301 | GRN/YEL | 14 | 11.A4 | PEG0130:1 | TURBINE PANEL A | 11.B3
F0200:LD - | SC | 0V | WHT | 10 | 11.A4 | XT0200N:1 | TURBINE PANEL A | 11.B4
F0200:LD + | SC | F0200 | WHT | 10 | 11.A4 | XT0200V:1 | TURBINE PANEL A | 11.A5
F0200:LI - | SC | 521NEG | WHT | 10 | 11.A4 | XT0033:3 | TURBINE PANEL A | 11.B2
F0200:LI + | SC | FU0032 | WHT | 10 | 11.A4 | FU0032:LD | TURBINE PANEL A | 11.A3
F0201:GND | SC | PEG01303 | GRN/YEL | 14 | 11.B3 | PEG0130:3 | TURBINE PANEL A | 11.B3
F0201:LD - | SC | 0V | WHT | 10 | 11.B3 | XT0012:2 | TURBINE PANEL A | 11.C6
F0201:LD + | SC | F0201 | WHT | 10 | 11.B3 | XT0200V:3 | TURBINE PANEL A | 11.B4
F0201:LI - | SC | 521NEG | WHT | 10 | 11.B3 | XT0033:4 | TURBINE PANEL A | 11.B2
F0201:LI + | SC | FU0031 | WHT | 10 | 11.B3 | FU0031:LD | TURBINE PANEL A | 11.B3
FU0010:LD | SC | FU0010 | WHT | 14 | 12.A5 | UV0600:(+) | TURBINE PANEL A | 8.B2
FU0010:LI | SC | FU0137 | WHT | 14 | 12.A5 | XT0139:1 | TURBINE PANEL A | 12.A4
FU0012:LI | SC | 24V | WHT | 12 | 11.C6 | FU0013:LI | TURBINE PANEL A | 11.C6
FU0012:LI | SC | 24V | WHT | 12 | 11.C6 | XT0012:3 | TURBINE PANEL A | 11.B6
FU0013:LI | SC | 24V | WHT | 12 | 11.C6 | FU0014:LI | TURBINE PANEL A | 11.C6
FU0014:LI | SC | 24V | WHT | 12 | 11.C6 | FU0015:LI | TURBINE PANEL A | 11.C6
FU0015:LI | SC | 24V | WHT | 12 | 11.C6 | FU0016:LI | TURBINE PANEL A | 11.C6
FU0031:LI | SC | FU0011LI | WHT | 10 | 11.B3 | XT0033:2 | TURBINE PANEL A | 11.B2
FU0032:LI | SC | FU0011LI | WHT | 10 | 11.A3 | XT0033:1 | TURBINE PANEL A | 11.B2
FU0080:LI | SC | FU0137 | WHT | 14 | 9.D1 | FU0081:LI | TURBINE PANEL A | 9.D1
FU0080:LI | SC | FU0137 | WHT | 14 | 9.D1 | XT0139:2 | TURBINE PANEL A | 12.A4
FU0081:LI | SC | FU0137 | WHT | 14 | 9.D1 | FU0082:LI | TURBINE PANEL A | 9.D1
FU0090:LI | SC | FU0137 | WHT | 14 | 9.B1 | XT0139:2 | TURBINE PANEL A | 12.A4
FU0090:LI | SC | FU0137 | WHT | 14 | 9.B1 | FU0091:LI | TURBINE PANEL A | 9.B1
FU0091:LI | SC | FU0137 | WHT | 14 | 9.B1 | FU0092:LI | TURBINE PANEL A | 9.B1
FU0092:LI | SC | FU0137 | WHT | 14 | 9.B1 | FU0093:LI | TURBINE PANEL A | 9.B1
FU0136:LD | SC | FU0136 | WHT | 10 | 12.A3 | XT0138:1 | TURBINE PANEL A | 12.A3
FU0136:LI | SC | 24V | WHT | 10 | 12.A3 | XT0012:4 | TURBINE PANEL A | 11.C6
FU0137:LD | SC | FU0137 | WHT | 12 | 12.A4 | XT0139:1 | TURBINE PANEL A | 12.A4
FU0137:LI | SC | FU0136 | WHT | 12 | 12.A4 | XT0138:1 | TURBINE PANEL A | 12.A3
FU0139:LI | SC | FU0137 | WHT | 14 | 12.A5 | XT0139:1 | TURBINE PANEL A | 12.A4
GR0131: | SC | GR0131 | GRN/YEL | 14 | 5.A3 | FRAME | TURBINE PANEL A | 5.A3
GR0132: | SC | GR0132 | GRN/YEL | 14 | 5.A3 | FRAME | TURBINE PANEL A | 5.A3
KA3103:11 | SC | KM3103EN | WHT | 16 | 49.A5 | XT3103:2 | TURBINE PANEL A | 49.A5
RR0851: -3.01K OHM | SC | 009400 | LEAD | --- | 11.A5 | XT0085:2 | TURBINE PANEL A | 11.A6
RR0851: -3.01K OHM | SC | F0200 | LEAD | --- | 11.A5 | XT0085:1 | TURBINE PANEL A | 11.A5
RR0852: -1.0K OHM | SC | 0V | LEAD | --- | 11.B5 | XT0085:3 | TURBINE PANEL A | 11.B5
RR0852: -1.0K OHM | SC | 009400 | LEAD | --- | 11.B5 | XT0085:2 | TURBINE PANEL A | 11.A6
RR0855: -3.01K OHM | SC | 008302 | LEAD | --- | 11.B5 | XT0085:5 | TURBINE PANEL A | 11.B6
RR0855: -3.01K OHM | SC | F0201 | LEAD | --- | 11.B5 | XT0085:4 | TURBINE PANEL A | 11.B5
RR0856: -1.0K OHM | SC | 0V | LEAD | --- | 11.B5 | XT0085:6 | TURBINE PANEL A | 11.B5
RR0856: -1.0K OHM | SC | 008302 | LEAD | --- | 11.B5 | XT0085:5 | TURBINE PANEL A | 11.B6
UV0600:(-) | SC | 0V | WHT | 14 | 8.B2 | XT0135:1 | TURBINE PANEL A | 12.B4
VD7634:1 | SC | F0200 | WHT | 10 | 11.B5 | XT0200V:2 | TURBINE PANEL A | 11.B5
VD7634:2 | SC | 24V | WHT | 10 | 11.B5 | XT0012:3 | TURBINE PANEL A | 11.B6
VD7634:3 | SC | F0201 | WHT | 10 | 11.B5 | XT0200V:4 | TURBINE PANEL A | 11.C4
VD7634:4 | SC | 24V | WHT | 10 | 11.B5 | XT0012:4 | TURBINE PANEL A | 11.C6
XT0012:2 | SC | 0V | WHT | 14 | 11.C6 | XT0011:1 | TURBINE PANEL A | 11.D6
XT0090:1 | SC | 0V | WHT | 14 | 9.B1 | XT0135:2 | TURBINE PANEL A | 12.B4
XT0134:1 | SC | 0V | WHT | 14 | 12.B3 | XT0012:1 | TURBINE PANEL A | 11.C6
XT0135:1 | SC | 0V | WHT | 14 | 12.B4 | XT0134:1 | TURBINE PANEL A | 12.B3
XT0135:2 | SC | 0V | WHT | 14 | 12.B4 | XT0080:1 | TURBINE PANEL A | 9.D1
XT0200N:1 | SC | 0V | BLU | 12 | 11.B4 | XT0085:3 | TURBINE PANEL A | 11.B5
XT0200N:2 | SC | 0V | WHT | 10 | 11.B4 | XT0012:1 | TURBINE PANEL A | 11.C6
XT0200N:2 | SC | 0V | WHT | 12 | 11.B4 | XT0085:6 | TURBINE PANEL A | 11.B5
XT0200V:1 | SC | F0200 | WHT | 14 | 11.A5 | XT0085:1 | TURBINE PANEL A | 11.A5
XT0200V:3 | SC | F0201 | BLU | 12 | 11.B4 | XT0085:4 | TURBINE PANEL A | 11.B5
XT3103:1 | SC | 0V | WHT | 14 | 49.A5 | XT0135:3 | TURBINE PANEL A | 12.B4
AP0602:L2 | WC0001 | AP0602L2 | ENET | CABLE | 2.A2 | AP0603:L1 | TURBINE PANEL A | 2.A3
AP0603:L2 | WC0003 | AP0603L2 | ENET | CABLE | 2.A3 | AU0090:L1 | TURBINE PANEL A | 2.A4
AU0080:L1 | WC0009 | AU0090L2 | ENET | CABLE | 2.A5 | AU0090:L2 | TURBINE PANEL A | 2.A4
AF0087:05 | SC | SA047312 | WHT | 20 | 21.D7 | SA0473:12 | JB70 | 21.D1
AF0087:06 | SC | SA047314 | WHT | 20 | 21.D7 | SA0473:14 | JB70 | 21.D1
AF0087:37 | SC | SA047311 | WHT | 20 | 21.D7 | SA0473:11 | JB70 | 21.D1
AF0087:38 | SC | SA047313 | WHT | 20 | 21.D7 | SA0473:13 | JB70 | 21.D1
AF0095:08 | SC | 009508 | WHT | 20 | 57.C7 | KA0190:14 | HP COMPRESSOR^JB73 | 57.C5
AF0095:24 | SC | SV54302 | WHT | 16 | 57.C7 | XT0190:5 | HP COMPRESSOR^JB73 | 57.D5
XT0139:4 | SC | KA0231A1 | WHT | 20 | 14.D6 | XT0130:6 | HP COMPRESSOR^JB73 | 17.A5
AF0081:04 | SC | SB0472B212 | WHT | 20 | 21.B7 | SB0472:B2-12 | TURBINE BOX^DOOR^JB70 | 21.B1
AF0081:36 | SC | SB0472B211 | WHT | 20 | 21.B7 | SB0472:B2-11 | TURBINE BOX^DOOR^JB70 | 21.B1
AF0087:00 | SC | SH047114 | WHT | 20 | 20.A7 | SH0471:14 | TURBINE BOX^DOOR^JB70 | 20.A1
AF0087:01 | SC | SH047012 | WHT | 20 | 20.B7 | SH0470:12 | TURBINE BOX^DOOR^JB70 | 20.B1
AF0087:02 | SC | SB047112 | WHT | 20 | 20.D7 | SB0471:12 | TURBINE BOX^DOOR^JB70 | 20.D1
AF0087:03 | SC | SB047314 | WHT | 20 | 20.D7 | SB0473:14 | TURBINE BOX^DOOR^JB70 | 20.D1
AF0087:04 | SC | SB047414 | WHT | 20 | 21.A7 | SB0474:14 | TURBINE BOX^DOOR^JB70 | 21.A1
AF0087:07 | SC | SA0471B214 | WHT | 20 | 21.A7 | SA0471:B2-14 | TURBINE BOX^DOOR^JB70 | 21.A1
AF0087:08 | SC | SA0471B114 | WHT | 20 | 21.B7 | SA0471:B1-14 | TURBINE BOX^DOOR^JB70 | 21.B1
AF0087:12 | SC | SA0474B214 | WHT | 20 | 21.C7 | SA0474:B2-14 | TURBINE BOX^DOOR^JB70 | 21.C1
AF0087:13 | SC | SA0474B114 | WHT | 20 | 21.C7 | SA0474:B1-14 | TURBINE BOX^DOOR^JB70 | 21.C1
AF0087:32 | SC | SH047113 | WHT | 20 | 20.A7 | SH0471:13 | TURBINE BOX^DOOR^JB70 | 20.A1
AF0087:33 | SC | SH047011 | WHT | 20 | 20.B7 | SH0470:11 | TURBINE BOX^DOOR^JB70 | 20.B1
AF0087:34 | SC | SB047111 | WHT | 20 | 20.D7 | SB0471:11 | TURBINE BOX^DOOR^JB70 | 20.D1
AF0087:35 | SC | SB047313 | WHT | 20 | 20.D7 | SB0473:13 | TURBINE BOX^DOOR^JB70 | 20.D1
AF0087:36 | SC | SB047413 | WHT | 20 | 21.A7 | SB0474:13 | TURBINE BOX^DOOR^JB70 | 21.A1
AF0087:39 | SC | SA0471B213 | WHT | 20 | 21.A7 | SA0471:B2-13 | TURBINE BOX^DOOR^JB70 | 21.A1
AF0087:40 | SC | SA0471B113 | WHT | 20 | 21.B7 | SA0471:B1-13 | TURBINE BOX^DOOR^JB70 | 21.B1
AF0087:44 | SC | SA0474B213 | WHT | 20 | 21.C7 | SA0474:B2-13 | TURBINE BOX^DOOR^JB70 | 21.C1
AF0087:45 | SC | SA0474B113 | WHT | 20 | 21.C7 | SA0474:B1-13 | TURBINE BOX^DOOR^JB70 | 21.C1
AF0093:06 | SC | SH0470X2 | WHT | 20 | 20.B7 | SH0470:X2 | TURBINE BOX^DOOR^JB70 | 20.B1
AF0093:15 | SC | SH0471X2 | WHT | 20 | 20.A7 | SH0471:X2 | TURBINE BOX^DOOR^JB70 | 20.A1
AF0093:22 | SC | SH0470X1 | WHT | 20 | 20.B7 | SH0470:X1 | TURBINE BOX^DOOR^JB70 | 20.B1
AF0093:31 | SC | SH0471X1 | WHT | 20 | 20.A7 | SH0471:X1 | TURBINE BOX^DOOR^JB70 | 20.A1
PEG0130:2 | SC | PEG01302 | GRN/YEL | 14 | 22.D6 | AT1100:GND | TURBINE BOX^DOOR^JB70 | 22.D3
XT0137:1 | SC | ESTOPA | WHT | 20 | 21.B5 | SB0472:B1-11 | TURBINE BOX^DOOR^JB70 | 21.B1
XT0137:2 | SC | ESTOP | WHT | 20 | 21.B5 | SB0472:B1-12 | TURBINE BOX^DOOR^JB70 | 21.B1
XT0137:3 | SC | SH047111 | WHT | 20 | 20.A5 | SH0471:11 | TURBINE BOX^DOOR^JB70 | 20.A1
XT0137:4 | SC | SH047112 | WHT | 20 | 20.A5 | SH0471:12 | TURBINE BOX^DOOR^JB70 | 20.A1
XT0137:5 | SC | SH047013 | WHT | 20 | 20.B5 | SH0470:13 | TURBINE BOX^DOOR^JB70 | 20.B1
XT0137:6 | SC | SH047014 | WHT | 20 | 20.B5 | SH0470:14 | TURBINE BOX^DOOR^JB70 | 20.B1
AF0092:28 | WC5072 | HA04721 | 1 | 18 | 20.C7 | HA0472:BLK-1 | TURBINE BOX^DOOR^JB70 | 20.C1
AF0092:12 | WC5072 | HA04722 | 2 | 18 | 20.C7 | HA0472:BLK-2 | TURBINE BOX^DOOR^JB70 | 20.C1
AF0081:19 | SC | UA1200J27 | WHT | 20 | 15.C7 | UA1200:J2-7 | TURBINE BOX^RIGHT RAIL^JB70 | 15.B3
AF0093:12 | SC | 009312 | WHT | 20 | 22.B7 | PC0470:INP_A | TURBINE BOX^RIGHT RAIL^JB70 | 22.B5
AF0093:28 | SC | 009328 | WHT | 20 | 22.B7 | PC0470:-PWR | TURBINE BOX^RIGHT RAIL^JB70 | 22.B5
AF0093:44 | SC | 009344 | WHT | 20 | 22.B7 | PC0470:+PWR | TURBINE BOX^RIGHT RAIL^JB70 | 22.B5
XT0134:3 | SC | 0V | WHT | 12 | 12.B3 | XT0113:2 | TURBINE BOX^RIGHT RAIL^JB70 | 22.D4
XT0138:3 | SC | FU0136 | WHT | 12 | 12.A3 | XT0113:1 | TURBINE BOX^RIGHT RAIL^JB70 | 22.D4
AP0602:L1 | WC0010 | BA1100L2 | ENET | CABLE | 2.A2 | BA1100:L2 | TURBINE BOX^RIGHT RAIL^JB70 | 2.A1
AP0606:L1 | WC0680 | AP0606L1 | ENET | CABLE | 6.A1 | AT0680:LAN1 | TURBINE BOX^RIGHT RAIL^JB70 | 6.A2
AF0081:00 | SC | UA1200J21 | WHT | 20 | 14.A7 | KA0241:11 | TURBINE PANEL B | 14.A5
AF0081:01 | SC | KA024314 | WHT | 20 | 14.B7 | KA0243:14 | TURBINE PANEL B | 14.B6
AF0081:02 | SC | KA024524 | WHT | 20 | 14.B7 | KA0245:24 | TURBINE PANEL B | 14.B6
AF0081:03 | SC | 008103 | WHT | 20 | 15.C7 | KA0130:14 | TURBINE PANEL B | 15.D6
AF0081:08 | SC | KA024214 | WHT | 20 | 14.C7 | KA0242:14 | TURBINE PANEL B | 14.C6
AF0081:09 | SC | KA023924 | WHT | 20 | 14.A7 | KA0239:24 | TURBINE PANEL B | 14.B6
AF0081:33 | SC | KA024311 | WHT | 20 | 14.B7 | KA0243:11 | TURBINE PANEL B | 14.B6
AF0081:34 | SC | KA024521 | WHT | 20 | 14.B7 | KA0245:21 | TURBINE PANEL B | 14.B6
AF0081:35 | SC | 008135 | WHT | 20 | 15.C7 | KA0130:A1 | TURBINE PANEL B | 15.C5
AF0081:41 | SC | KA023921 | WHT | 20 | 14.A7 | KA0239:21 | TURBINE PANEL B | 14.B6
AF0082:01 | SC | AF008201 | WHT | 20 | 45.B7 | KA0131:12 | TURBINE PANEL B | 13.D4
AF0086:SH | SC | IEG02302 | GRN | 14 | 9.D5 | IEG0230:2 | TURBINE PANEL B | 9.D6
AF0087:09 | SC | AF008201 | WHT | 20 | 13.C4 | KA0137:24 | TURBINE PANEL B | 13.D3
AF0087:11 | SC | KA013624 | WHT | 20 | 13.B4 | KA0136:24 | TURBINE PANEL B | 13.B3
AF0087:43 | SC | KA013621 | WHT | 20 | 13.B4 | KA0136:21 | TURBINE PANEL B | 13.B3
AF0091:07 | SC | KA014114 | WHT | 20 | 13.C2 | KA0141:14 | TURBINE PANEL B | 13.C2
AF0091:12 | SC | KA0134A1 | WHT | 20 | 47.C7 | KA0134:A1 | TURBINE PANEL B | 13.C6
AF0091:39 | SC | KA014111 | WHT | 20 | 13.C2 | KA0141:11 | TURBINE PANEL B | 13.C2
AF0092:02 | SC | KA0133A1 | WHT | 20 | 45.A7 | KA0133:A1 | TURBINE PANEL B | 13.C6
AF0092:06 | SC | KA013114 | WHT | 20 | 45.A7 | KA0131:14 | TURBINE PANEL B | 13.D4
AF0092:13 | SC | XT02372 | WHT | 20 | 20.C7 | XT0237:2 T2 | TURBINE PANEL B | 20.C5
AF0094:SH | SC | IEG023011 | GRN | 14 | 9.B4 | IEG0230:11 | TURBINE PANEL B | 9.B5
AF0095:18 | SC | SV21202 | WHT | 20 | 37.A7 | XT0060:4 | TURBINE PANEL B | 37.A5
AR0600:IE2 | SC | IEG02301 | GRN | 12 | 8.A1 | IEG0230:1 | TURBINE PANEL B | 8.B4
FU0016:LD | SC | FU0016 | WHT | 16 | 11.C6 | KA0237:14 | TURBINE PANEL B | 35.D6
FU0139:LD | SC | FU0139 | WHT | 14 | 12.A5 | XT0136:1 | TURBINE PANEL B | 13.A2
GR0133: | SC | IEG02303 | GRN | 14 | 5.A3 | IEG0230:3 | TURBINE PANEL B | 5.A3
GR0134: | SC | IEG02306 | GRN | 14 | 5.A3 | IEG0230:6 | TURBINE PANEL B | 5.A3
KA0135:11 | SC | SV31501 | WHT | 16 | 45.B5 | XT0136:9 | TURBINE PANEL B | 45.B5
KA0135:14 | SC | FU0139 | WHT | 20 | 45.B5 | KA0141:24 | TURBINE PANEL B | 13.B2
KA0135:14 | SC | FU0139 | WHT | 20 | 45.B5 | XT0136:2 | TURBINE PANEL B | 13.A2
KA0135:A1 | SC | KA0135A1 | WHT | 20 | 13.D6 | KA0144:A1 | TURBINE PANEL B | 13.C6
KA0135:A1 | SC | KA0135A1 | WHT | 20 | 13.D6 | KA0131:11 | TURBINE PANEL B | 13.D4
KA0135:A2 | SC | 0V | WHT | 20 | 13.D6 | KA0136:A2 | TURBINE PANEL B | 13.D6
KA0135:A2 | SC | 0V | WHT | 20 | 13.D6 | KA0144:A2 | TURBINE PANEL B | 13.C6
KA0221:11 | SC | 022111 | WHT | 20 | 37.A6 | KA0235:24 | TURBINE PANEL B | 37.A5
KA0221:A1 | SC | 007602 | WHT | 16 | 37.A6 | AF0076:02 | TURBINE PANEL B | 37.A7
KA0221:A2 | SC | 007618 | WHT | 20 | 37.A6 | AF0076:18 | TURBINE PANEL B | 37.A7
KA3103:14 | SC | FU3150 | WHT | 14 | 49.A5 | FU3150:LD | TURBINE PANEL B | 12.C4
XT0134:4 | SC | 0V | WHT | 12 | 12.B3 | XT0235:1 | TURBINE PANEL B | 12.D4
XT0134:4 | SC | 0V | WHT | 14 | 12.B3 | XT0110:2 | TURBINE PANEL B | 16.A5
XT0135:1 | SC | 0V | WHT | 14 | 12.B4 | XT0136:3 | TURBINE PANEL B | 13.A2
XT0135:1 | SC | 0V | WHT | 14 | 12.B4 | KA1020:24 | TURBINE PANEL B | 28.A5
XT0137:1 | SC | ESTOPA | WHT | 20 | 21.B5 | XT0240:3 | TURBINE PANEL B | 14.A3
XT0137:2 | SC | ESTOP | WHT | 20 | 21.B5 | XT0240:4 | TURBINE PANEL B | 14.A3
XT0138:4 | SC | FU0136 | WHT | 12 | 12.B3 | FU0210:LI | TURBINE PANEL B | 12.C4
XT0138:4 | SC | FU0136 | WHT | 12 | 12.B3 | XT0110:1 | TURBINE PANEL B | 16.A5
XT0139:3 | SC | FU0137 | WHT | 12 | 12.B4 | FU0211:LI | TURBINE PANEL B | 12.B4
XT0139:4 | SC | KA0231A1 | WHT | 20 | 14.D6 | KA0234:A1 | TURBINE PANEL B | 14.D6
AU0080:L2 | WC0008 | AU0080L2 | ENET | CABLE | 2.A5 | AU0070:L1 | TURBINE PANEL B | 2.A5
SolarTools ver. 24.0.84.24712 (Jul 31, 2025)
Report date: 4/30/2026 3:01 PM

## TURBINE PANEL B
TURBINE PANEL B
Project # | J2170
Project Name | TRUNKLINE PATTERSON CSR
Revision | A
Controls DE | F.IBARRA
Phone:
Controls ME | S. MARTINEZ
Phone:
From | [5 empty] | To
Device ID | Cable (W) Conductor (SC) Jumper Clip (JC) | Wire No. | Wire ID | Gauge/Size | Page/Zone | Device ID | Location | Page/Zone
XT0060:1 | JC | 0V | CLIP | --- | 10.C1 | XT0060:2 | TURBINE PANEL B | 10.C1
XT0070:1 | JC | 0V | CLIP | --- | 10.B1 | XT0070:2 | TURBINE PANEL B | 10.B1
XT0136:1 | JC | FU0139 | CLIP | --- | 13.A2 | XT0136:2 | TURBINE PANEL B | 13.A2
XT0233:1 | JC | FU0210 | CLIP | --- | 12.C4 | XT0233:2 | TURBINE PANEL B | 12.C4
XT0233:2 | JC | FU0210 | CLIP | --- | 12.C4 | XT0233:3 | TURBINE PANEL B | 12.C4
XT0235:1 | JC | 0V | CLIP | --- | 12.D4 | XT0235:2 | TURBINE PANEL B | 12.D4
XT0235:2 | JC | 0V | CLIP | --- | 12.D4 | XT0235:3 | TURBINE PANEL B | 12.D4
XT0240:11 | JC | FU0139 | CLIP | --- | 14.C4 | XT0240:12 | TURBINE PANEL B | 14.C4
XT0240:9 | JC | 0V | CLIP | --- | 14.D3 | XT0240:10 | TURBINE PANEL B | 14.D3
AF0061:06 | SC | 006106 | WHT | 20 | 27.A7 | KA0240:14 | TURBINE PANEL B | 27.A5
AF0061:COM | SC | 0V | WHT | 14 | 10.C2 | XT0060:2 | TURBINE PANEL B | 10.C1
AF0061:V+ | SC | FU0061 | WHT | 14 | 10.C2 | FU0061:LD | TURBINE PANEL B | 10.C1
AF0062:00 | SC | 006200 | WHT | 20 | 37.B7 | KA0222:14 | TURBINE PANEL B | 37.B6
AF0062:16 | SC | SV21242 | WHT | 20 | 37.B7 | XT0060:6 | TURBINE PANEL B | 37.C5
AF0062:COM | SC | 0V | WHT | 14 | 10.C3 | XT0060:2 | TURBINE PANEL B | 10.C1
AF0062:V+ | SC | FU0062 | WHT | 14 | 10.C3 | FU0062:LD | TURBINE PANEL B | 10.C1
AF0063:COM | SC | AF0063N | WHT | 20 | 10.C3 | AF0064:COM | TURBINE PANEL B | 10.B4
AF0063:COM | SC | AU0060N | WHT | 20 | 10.C3 | AU0060:COM | TURBINE PANEL B | 10.B2
AF0063:V+ | SC | AF0063P | WHT | 20 | 10.C3 | AF0064:V+ | TURBINE PANEL B | 10.B4
AF0063:V+ | SC | AU0060P | WHT | 20 | 10.C3 | AU0060:V+ | TURBINE PANEL B | 10.B2
AF0064:COM | SC | AF0064N | WHT | 20 | 10.B4 | AF0065:COM | TURBINE PANEL B | 10.B5
AF0064:SH | SC | AF0064G | GRN | 14 | 10.B4 | AF0065:SH | TURBINE PANEL B | 10.B5
AF0064:SH | SC | AU0060G | GRN | 14 | 10.B4 | AU0060:GND | TURBINE PANEL B | 10.B2
AF0064:V+ | SC | AF0064P | WHT | 20 | 10.B4 | AF0065:V+ | TURBINE PANEL B | 10.B5
AF0065:COM | SC | AF0065N | WHT | 20 | 10.B5 | AF0066:COM | TURBINE PANEL B | 10.C5
AF0065:SH | SC | AF0065G | GRN | 14 | 10.B5 | AF0066:SH | TURBINE PANEL B | 10.C5
AF0065:V+ | SC | AF0065P,WHT | WHT | 20 | 10.B5 | AF0066:V+ | TURBINE PANEL B | 10.C5
AF0066:COM | SC | AF0066N | WHT | 14 | 10.C5 | AF0068:COM | TURBINE PANEL B | 10.C6
AF0066:SH | SC | AF0066G | GRN | 14 | 10.C5 | AF0068:SH | TURBINE PANEL B | 10.C6
AF0066:V+ | SC | AF0066P | WHT | 14 | 10.C5 | AF0068:V+ | TURBINE PANEL B | 10.C6
AF0067:12 | SC | KA0134A1 | WHT | 20 | 47.D7 | KA0134:A1 | TURBINE PANEL B | 13.C6
AF0067:COM | SC | 0V | WHT | 14 | 10.C6 | XT0060:2 | TURBINE PANEL B | 10.C1
AF0067:V+ | SC | FU0063 | WHT | 14 | 10.C6 | FU0063:LD | TURBINE PANEL B | 10.C1
AF0068:SH | SC | IEG02304 | GRN | 14 | 10.C6 | IEG0230:4 | TURBINE PANEL B | 10.C7
AF0071:COM | SC | AF0071N | WHT | 20 | 10.B2 | AF0072:COM | TURBINE PANEL B | 10.A3
AF0071:COM | SC | AU0070N | WHT | 20 | 10.B2 | AU0070:COM | TURBINE PANEL B | 10.A2
AF0071:SH | SC | AF0071G | GRN | 14 | 10.B2 | AF0072:SH | TURBINE PANEL B | 10.A3
AF0071:SH | SC | AU0070G | GRN | 14 | 10.B2 | AU0070:GND | TURBINE PANEL B | 10.A2
AF0071:V+ | SC | AF0071P | WHT | 20 | 10.B2 | AF0072:V+ | TURBINE PANEL B | 10.A3
AF0071:V+ | SC | AU0070P | WHT | 20 | 10.B2 | AU0070:V+ | TURBINE PANEL B | 10.A2
AF0072:COM | SC | AF0072N | WHT | 20 | 10.A3 | AF0073:COM | TURBINE PANEL B | 10.B3
AF0072:SH | SC | AF0072G | GRN | 14 | 10.A3 | AF0073:SH | TURBINE PANEL B | 10.B3
AF0072:V+ | SC | AF0072P | WHT | 20 | 10.A3 | AF0073:V+ | TURBINE PANEL B | 10.B3
AF0073:COM | SC | AF0073N | WHT | 20 | 10.B3 | AF0074:COM | TURBINE PANEL B | 10.B4
AF0073:SH | SC | AF0073G | GRN | 14 | 10.B3 | AF0074:SH | TURBINE PANEL B | 10.B4
AF0073:V+ | SC | AF0073P | WHT | 20 | 10.B3 | AF0074:V+ | TURBINE PANEL B | 10.B4
AF0074:COM | SC | AF0074N | WHT | 20 | 10.B4 | AF0075:COM | TURBINE PANEL B | 10.A5
AF0074:SH | SC | AF0074G | GRN | 14 | 10.B4 | AF0075:SH | TURBINE PANEL B | 10.A5
AF0074:V+ | SC | AF0074P | WHT | 20 | 10.B4 | AF0075:V+ | TURBINE PANEL B | 10.A5
AF0075:SH | SC | IEG02305 | GRN | 14 | 10.A5 | IEG0230:5 | TURBINE PANEL B | 10.B5
AF0076:00 | SC | 007600 | WHT | 20 | 35.C7 | KA0217:A1 | TURBINE PANEL B | 35.C5
AF0076:04 | SC | 007604 | WHT | 16 | 37.B7 | KA0222:A1 | TURBINE PANEL B | 37.B6
AF0076:08 | SC | 007608 | WHT | 20 | 22.A7 | KA1020:A1 | TURBINE PANEL B | 22.A5
AF0076:10 | SC | KT014615 | WHT | 20 | 14.C7 | KT0146:15 | TURBINE PANEL B | 14.C6
AF0076:12 | SC | 007612 | WHT | 20 | 15.C7 | XT0237:1 B2 | TURBINE PANEL B | 15.C5
AF0076:13 | SC | KT0146B1 | WHT | 20 | 13.B2 | KT0146:B1 | TURBINE PANEL B | 13.B2
AF0076:16 | SC | 007616 | WHT | 20 | 35.C7 | KA0217:A2 | TURBINE PANEL B | 35.C5
AF0076:20 | SC | 007620 | WHT | 20 | 37.B7 | KA0222:A2 | TURBINE PANEL B | 37.B6
AF0076:24 | SC | 007624 | WHT | 20 | 22.A7 | KA1020:A2 | TURBINE PANEL B | 22.A5
AF0076:26 | SC | KA0231A2 | WHT | 20 | 14.C7 | KA0231:A2 | TURBINE PANEL B | 14.C6
AF0076:29 | SC | KT0146A2 | WHT | 20 | 13.B2 | KT0146:A2 | TURBINE PANEL B | 13.B2
AF0076:COM | SC | 0V | WHT | 14 | 10.A5 | XT0070:2 | TURBINE PANEL B | 10.B1
AF0076:V+ | SC | FU0071 | WHT | 14 | 10.A5 | FU0071:LD | TURBINE PANEL B | 10.B1
AF0410:01 | SC | 041001 | WHT | 20 | 42.B6 | AF0410:02 | TURBINE PANEL B | 42.B6
AF0410:05 | SC | 041005 | WHT | 20 | 42.B6 | AF0410:06 | TURBINE PANEL B | 42.B6
AF0410:32 | SC | XT04001 | GRN | 16 | 16.B5 | XT0400:1 | TURBINE PANEL B | 16.C5
AF0410:53 | SC | 0V | WHT | 16 | 16.B5 | XT0110:2 | TURBINE PANEL B | 16.A5
AF0410:55 | SC | FU0113 | WHT | 16 | 16.B5 | FU0113:LD | TURBINE PANEL B | 16.A4
AU0060:COM | SC | 0V | WHT | 14 | 10.B2 | XT0060:1 | TURBINE PANEL B | 10.C1
AU0060:V+ | SC | FU0060 | WHT | 14 | 10.B2 | FU0060:LD | TURBINE PANEL B | 10.C1
AU0070:COM | SC | 0V | WHT | 14 | 10.A2 | XT0070:1 | TURBINE PANEL B | 10.B1
AU0070:V+ | SC | FU0070 | WHT | 14 | 10.A2 | FU0070:LD | TURBINE PANEL B | 10.B1
FU0060:LI | SC | FU0210 | WHT | 14 | 10.C1 | XT0233:1 | TURBINE PANEL B | 12.C4
FU0060:LI | SC | FU0210 | WHT | 14 | 10.C1 | FU0061:LI | TURBINE PANEL B | 10.C1
FU0061:LI | SC | FU0210 | WHT | 14 | 10.C1 | FU0062:LI | TURBINE PANEL B | 10.C1
FU0062:LI | SC | FU0210 | WHT | 14 | 10.C1 | FU0063:LI | TURBINE PANEL B | 10.C1
FU0070:LI | SC | FU0210 | WHT | 14 | 10.B1 | XT0233:2 | TURBINE PANEL B | 12.C4
FU0070:LI | SC | FU0210 | WHT | 14 | 10.B1 | FU0071:LI | TURBINE PANEL B | 10.B1
FU0113:LI | SC | FU0136 | WHT | 14 | 16.A4 | XT0110:1 | TURBINE PANEL B | 16.A5
FU0210:LD | SC | FU0210 | WHT | 14 | 12.C4 | XT0233:1 | TURBINE PANEL B | 12.C4
FU0211:LD | SC | FU0211 | WHT | 14 | 12.B4 | KA1020:14 | TURBINE PANEL B | 28.A5
FU0212:LD | SC | FU0212 | WHT | 16 | 12.C5 | KA0248:21 | TURBINE PANEL B | 15.C6
FU0212:LD | SC | FU0212 | WHT | 16 | 12.C5 | XT0233:4 | TURBINE PANEL B | 15.D5
FU0212:LI | SC | FU0210 | WHT | 14 | 12.C5 | XT0233:1 | TURBINE PANEL B | 12.C4
FU3150:LI | SC | FU0210 | WHT | 16 | 12.C4 | XT0233:2 | TURBINE PANEL B | 12.C4
GR0231: | SC | IEG02308 | GRN | 14 | 5.A4 | IEG0230:8 | TURBINE PANEL B | 5.A4
GR0232: | SC | IEG023013 | GRN | 14 | 5.A4 | FRAME | TURBINE PANEL B | 5.A4
GR0233: | SC | IEG023012 | GRN | 14 | 5.A4 | IEG0230:12 | TURBINE PANEL B | 5.A4
KA0130:A1 | SC | 008135 | WHT | 20 | 15.C5 | KA0130:11 | TURBINE PANEL B | 15.D6
KA0131:12 | SC | AF008201 | WHT | 20 | 13.D4 | KA0137:24 | TURBINE PANEL B | 13.D3
KA0131:A1 | SC | KA0231A1 | WHT | 20 | 13.B6 | KA0132:A1 | TURBINE PANEL B | 13.B6
KA0131:A1 | SC | KA0231A1 | WHT | 20 | 13.B6 | XT0136:10 | TURBINE PANEL B | 13.B5
KA0131:A2 | SC | 0V | WHT | 20 | 13.B6 | KA0132:A2 | TURBINE PANEL B | 13.B6
KA0131:A2 | SC | 0V | WHT | 20 | 13.B6 | KT0145:A2 | TURBINE PANEL B | 13.B6
KA0132:11 | SC | FU0139 | WHT | 20 | 13.A3 | KA0133:11 | TURBINE PANEL B | 13.A3
KA0132:11 | SC | FU0139 | WHT | 20 | 13.A3 | KT0145:15 | TURBINE PANEL B | 13.D2
KA0132:12 | SC | KT0141A1 | WHT | 20 | 13.A3 | KT0142:A1 | TURBINE PANEL B | 13.A6
KA0132:12 | SC | KT0141A1 | WHT | 20 | 13.A3 | KA0133:12 | TURBINE PANEL B | 13.A3
KA0132:21 | SC | KA0138A1 | WHT | 20 | 13.D4 | KA0138:A1 | TURBINE PANEL B | 13.D6
KA0132:22 | SC | KA013222 | WHT | 20 | 13.D4 | KA0137:14 | TURBINE PANEL B | 13.D3
KA0132:22 | SC | KA013222 | WHT | 20 | 13.D4 | KT0141:18 | TURBINE PANEL B | 13.D2
KA0132:24 | SC | KA013224 | WHT | 20 | 13.D4 | KA0134:14 | TURBINE PANEL B | 13.D3
KA0132:A1 | SC | KA0231A1 | WHT | 20 | 13.B6 | KA0141:A1 | TURBINE PANEL B | 13.C6
KA0132:A2 | SC | 0V | WHT | 20 | 13.B6 | KA0141:A2 | TURBINE PANEL B | 13.C6
KA0133:11 | SC | FU0139 | WHT | 20 | 13.A3 | KA0134:11 | TURBINE PANEL B | 13.D3
KA0133:A2 | SC | 0V | WHT | 20 | 13.C6 | KA0134:A2 | TURBINE PANEL B | 13.C6
KA0133:A2 | SC | 0V | WHT | 20 | 13.C6 | KA0141:A2 | TURBINE PANEL B | 13.C6
KA0134:11 | SC | FU0139 | WHT | 20 | 13.D3 | KA0136:11 | TURBINE PANEL B | 13.B4
KA0134:A2 | SC | 0V | WHT | 20 | 13.C6 | KA0144:A2 | TURBINE PANEL B | 13.C6
KA0136:11 | SC | FU0139 | WHT | 20 | 13.B4 | KA0137:21 | TURBINE PANEL B | 13.D3
KA0136:14 | SC | KA013821 | WHT | 20 | 13.B4 | KA0138:21 | TURBINE PANEL B | 13.B5
KA0136:A1 | SC | PS32002 | WHT | 20 | 13.D6 | XT0136:5 | TURBINE PANEL B | 44.D5
KA0136:A2 | SC | 0V | WHT | 20 | 13.D6 | KA0137:A2 | TURBINE PANEL B | 13.D6
KA0137:11 | SC | FU0139 | WHT | 20 | 13.D3 | KA0137:21 | TURBINE PANEL B | 13.D3
KA0137:A1 | SC | KA0137A1 | WHT | 20 | 13.D6 | KT0142:18 | TURBINE PANEL B | 13.D2
KA0137:A2 | SC | 0V | WHT | 20 | 13.D6 | KA0138:A2 | TURBINE PANEL B | 13.D6
KA0138:11 | SC | KA3171EP | WHT | 20 | 47.C5 | XT0136:13 | TURBINE PANEL B | 47.C5
KA0138:14 | SC | FU0139 | WHT | 20 | 47.C5 | XT0136:11 | TURBINE PANEL B | 47.C6
KA0138:22 | SC | KT0144B1 | WHT | 20 | 13.B5 | KT0144:B1 | TURBINE PANEL B | 13.B6
KA0141:21 | SC | KT0146A1 | WHT | 20 | 13.B2 | KT0146:A1 | TURBINE PANEL B | 13.B2
KA0141:21 | SC | KT0146A1 | WHT | 20 | 13.B2 | KA0241:21 | TURBINE PANEL B | 13.B2
KA0141:24 | SC | FU0139 | WHT | 20 | 13.B2 | KA0241:24 | TURBINE PANEL B | 13.B2
KA0217:11 | SC | FCE213019 | WHT | 14 | 35.D5 | XT0236:8 | TURBINE PANEL B | 35.D5
KA0217:14 | SC | KA021714 | WHT | 16 | 35.D5 | KA0237:11 | TURBINE PANEL B | 35.D6
KA0222:11 | SC | 022211 | WHT | 20 | 37.B6 | KA0236:24 | TURBINE PANEL B | 37.B5
KA0231:11 | SC | KA0231A1 | WHT | 20 | 14.C6 | KA0231:A1 | TURBINE PANEL B | 14.C6
KA0231:11 | SC | KA0231A1 | WHT | 20 | 14.C6 | KA0242:11 | TURBINE PANEL B | 14.C6
KA0231:14 | SC | KA024214 | WHT | 20 | 14.C6 | KA0242:14 | TURBINE PANEL B | 14.C6
KA0231:14 | SC | KA024214 | WHT | 20 | 14.C6 | KT0146:18 | TURBINE PANEL B | 14.C6
KA0231:21 | SC | KA023121 | WHT | 20 | 14.A4 | KA0245:14 | TURBINE PANEL B | 14.A4
KA0231:A1 | SC | KA0231A1 | WHT | 20 | 14.C6 | KA0232:A1 | TURBINE PANEL B | 14.D6
KA0231:A2 | SC | KA0231A2 | WHT | 20 | 14.C6 | KA0232:A2 | TURBINE PANEL B | 14.D6
KA0232:A1 | SC | KA0231A1 | WHT | 20 | 14.D6 | KA0233:A1 | TURBINE PANEL B | 14.D6
KA0232:A2 | SC | KA0231A2 | WHT | 20 | 14.D6 | KA0233:A2 | TURBINE PANEL B | 14.D6
KA0233:A1 | SC | KA0231A1 | WHT | 20 | 14.D6 | KA0234:A1 | TURBINE PANEL B | 14.D6
KA0233:A2 | SC | KA0231A2 | WHT | 20 | 14.D6 | KA0234:A2 | TURBINE PANEL B | 14.D6
KA0235:11 | SC | UA1200J21 | WHT | 20 | 14.A5 | XT0060:3 | TURBINE PANEL B | 15.D5
KA0235:11 | SC | UA1200J21 | WHT | 20 | 14.A5 | KA0241:11 | TURBINE PANEL B | 14.A5
KA0235:14 | SC | KA024114 | WHT | 20 | 14.A5 | KA0241:14 | TURBINE PANEL B | 14.A5
KA0235:A1 | SC | ESTOP | WHT | 20 | 14.A2 | XT0240:4 | TURBINE PANEL B | 14.A3
KA0235:A1 | SC | ESTOP | WHT | 20 | 14.A2 | KA0236:A1 | TURBINE PANEL B | 14.B2
KA0236:11 | SC | FU0139 | WHT | 20 | 14.D4 | KA0244:11 | TURBINE PANEL B | 14.D4
KA0236:11 | SC | FU0139 | WHT | 20 | 14.D4 | XT0240:12 | TURBINE PANEL B | 14.C4
KA0236:12 | SC | KA023612 | WHT | 20 | 14.D4 | XT0240:13 | TURBINE PANEL B | 14.D4
KA0236:A1 | SC | ESTOP | WHT | 20 | 14.B2 | KA0237:A1 | TURBINE PANEL B | 14.B2
KA0236:A2 | SC | 0V | WHT | 20 | 14.B2 | KA0235:A2 | TURBINE PANEL B | 14.A2
KA0236:A2 | SC | 0V | WHT | 20 | 14.B2 | KA0237:A2 | TURBINE PANEL B | 14.B2
KA0237:A1 | SC | ESTOP | WHT | 20 | 14.B2 | KA0238:A1 | TURBINE PANEL B | 14.B2
KA0237:A2 | SC | 0V | WHT | 20 | 14.B2 | KA0238:A2 | TURBINE PANEL B | 14.B2
KA0238:A1 | SC | ESTOP | WHT | 20 | 14.B2 | KA0239:A1 | TURBINE PANEL B | 14.B2
KA0238:A2 | SC | 0V | WHT | 20 | 14.B2 | KA0239:A2 | TURBINE PANEL B | 14.B2
KA0239:A1 | SC | ESTOP | WHT | 20 | 14.B2 | KA0240:A1 | TURBINE PANEL B | 14.B2
KA0239:A2 | SC | 0V | WHT | 20 | 14.B2 | KA0240:A2 | TURBINE PANEL B | 14.B2
KA0240:A1 | SC | ESTOP | WHT | 20 | 14.B2 | KA0248:A1 | TURBINE PANEL B | 14.C2
KA0240:A2 | SC | 0V | WHT | 20 | 14.B2 | KA0248:A2 | TURBINE PANEL B | 14.C2
KA0241:14 | SC | KA024114 | WHT | 20 | 14.A5 | KA0231:24 | TURBINE PANEL B | 14.A4
KA0241:A1 | SC | KA0241A1 | WHT | 20 | 14.C2 | XT0240:6 | TURBINE PANEL B | 14.C3
KA0241:A1 | SC | KA0241A1 | WHT | 20 | 14.C2 | KA0242:A1 | TURBINE PANEL B | 14.C2
KA0241:A2 | SC | 0V | WHT | 20 | 14.C2 | KA0242:A2 | TURBINE PANEL B | 14.C2
KA0241:A2 | SC | 0V | WHT | 20 | 14.C2 | KA0250:A2 | TURBINE PANEL B | 14.C2
KA0242:11 | SC | KA0231A1 | WHT | 20 | 14.C6 | XT0136:10 | TURBINE PANEL B | 13.B5
KA0242:21 | SC | 024221 | WHT | 20 | 15.C6 | XT0237:1 T2 | TURBINE PANEL B | 15.C5
KA0242:24 | SC | KA024822 | WHT | 20 | 15.C6 | KA0248:22 | TURBINE PANEL B | 15.C6
KA0242:A2 | SC | 0V | WHT | 20 | 14.C2 | KA0243:A2 | TURBINE PANEL B | 14.C2
KA0243:21 | SC | ESTOPC | WHT | 20 | 14.A3 | XT0240:1 | TURBINE PANEL B | 14.A3
KA0243:24 | SC | KA024511 | WHT | 20 | 14.A3 | KA0245:11 | TURBINE PANEL B | 14.A4
KA0243:A1 | SC | KA0243A1 | WHT | 20 | 14.C2 | KA0244:A1 | TURBINE PANEL B | 14.D2
KA0243:A1 | SC | KA0243A1 | WHT | 20 | 14.C2 | XT0240:7 | TURBINE PANEL B | 14.C3
KA0243:A2 | SC | 0V | WHT | 20 | 14.C2 | KA0244:A2 | TURBINE PANEL B | 14.D2
KA0244:12 | SC | KA024412 | WHT | 20 | 14.D4 | KT0145:A1 | TURBINE PANEL B | 13.B6
KA0244:A1 | SC | KA0243A1 | WHT | 20 | 14.D2 | KA0246:A1 | TURBINE PANEL B | 14.D2
KA0244:A2 | SC | 0V | WHT | 20 | 14.D2 | KA0246:A2 | TURBINE PANEL B | 14.D2
KA0245:A1 | SC | KA0245A1 | WHT | 20 | 14.D2 | KA0249:A1 | TURBINE PANEL B | 14.D2
KA0245:A1 | SC | KA0245A1 | WHT | 20 | 14.D2 | XT0240:8 | TURBINE PANEL B | 14.D3
KA0245:A2 | SC | 0V | WHT | 20 | 14.D2 | KA0249:A2 | TURBINE PANEL B | 14.D2
KA0245:A2 | SC | 0V | WHT | 20 | 14.D2 | KA0247:A2 | TURBINE PANEL B | 14.D2
KA0246:A1 | SC | KA0243A1 | WHT | 20 | 14.D2 | KA0247:A1 | TURBINE PANEL B | 14.D2
KA0246:A2 | SC | 0V | WHT | 20 | 14.D2 | KA0247:A2 | TURBINE PANEL B | 14.D2
KA0248:A1 | SC | ESTOP | WHT | 20 | 14.C2 | KA0250:A1 | TURBINE PANEL B | 14.C2
KA0248:A2 | SC | 0V | WHT | 20 | 14.C2 | KA0250:A2 | TURBINE PANEL B | 14.C2
KA0249:A2 | SC | 0V | WHT | 20 | 14.D2 | XT0240:10 | TURBINE PANEL B | 14.D3
KT0140:15 | SC | FU0139 | WHT | 20 | 13.D1 | KT0142:15 | TURBINE PANEL B | 13.D2
KT0140:15 | SC | FU0139 | WHT | 20 | 13.A2 | XT0136:2 | TURBINE PANEL B | 13.A2
KT0140:16 | SC | KT014115 | WHT | 20 | 13.D1 | KT0141:15 | TURBINE PANEL B | 13.D2
KT0140:18 | SC | KT0143A1 | WHT | 20 | 13.A2 | KT0143:A1 | TURBINE PANEL B | 13.A6
KT0140:A1 | SC | KT0140A1 | WHT | 20 | 13.A6 | KT0143:16 | TURBINE PANEL B | 13.A5
KT0140:A2 | SC | 0V | WHT | 20 | 13.A6 | KT0141:A2 | TURBINE PANEL B | 13.A6
KT0140:A2 | SC | 0V | WHT | 20 | 13.A6 | XT0136:3 | TURBINE PANEL B | 13.A2
KT0141:18 | SC | KA013222 | WHT | 20 | 13.D2 | KT0144:18 | TURBINE PANEL B | 13.D2
KT0141:A1 | SC | KT0141A1 | WHT | 20 | 13.A6 | KT0143:15 | TURBINE PANEL B | 13.A5
KT0141:A1 | SC | KT0141A1 | WHT | 20 | 13.A6 | KT0142:A1 | TURBINE PANEL B | 13.A6
KT0141:A2 | SC | 0V | WHT | 20 | 13.A6 | KT0142:A2 | TURBINE PANEL B | 13.A6
KT0142:15 | SC | FU0139 | WHT | 20 | 13.D2 | KT0144:A1 | TURBINE PANEL B | 13.B6
KT0142:18 | SC | KA0137A1 | WHT | 20 | 13.D2 | KT0145:18 | TURBINE PANEL B | 13.D2
KT0142:A2 | SC | 0V | WHT | 20 | 13.A6 | KT0143:A2 | TURBINE PANEL B | 13.A6
KT0143:A2 | SC | 0V | WHT | 20 | 13.A6 | KT0144:A2 | TURBINE PANEL B | 13.B6
KT0144:15 | SC | FU0139 | WHT | 20 | 13.D2 | KT0145:15 | TURBINE PANEL B | 13.D2
KT0144:15 | SC | FU0139 | WHT | 20 | 13.D2 | KT0144:A1 | TURBINE PANEL B | 13.B6
KT0144:A2 | SC | 0V | WHT | 20 | 13.B6 | KT0145:A2 | TURBINE PANEL B | 13.B6
XT0070:1 | SC | 0V | WHT | 14 | 10.B1 | XT0235:1 | TURBINE PANEL B | 12.D4
XT0136:1 | SC | FU0139 | WHT | 20 | 13.A2 | XT0136:11 | TURBINE PANEL B | 47.C6
XT0136:1 | SC | FU0139 | WHT | 20 | 13.A2 | XT0240:12 | TURBINE PANEL B | 14.C4
XT0136:12 | SC | 0V | WHT | 20 | 47.C6 | XT0136:3 | TURBINE PANEL B | 13.A2
XT0136:3 | SC | 0V | WHT | 14 | 13.A2 | XT0240:10 | TURBINE PANEL B | 14.D3
XT0136:4 | SC | FU0139 | WHT | 20 | 44.D5 | XT0136:1 | TURBINE PANEL B | 13.A2
XT0235:1 | SC | 0V | WHT | 14 | 12.D4 | XT0060:1 | TURBINE PANEL B | 10.C1
XT0235:2 | SC | 0V | WHT | 14 | 12.D4 | XT0235:4 | TURBINE PANEL B | 15.D5
XT0240:2 | SC | JP0 | VIO | 20 | 14.A3 | XT0240:1 | TURBINE PANEL B | 14.A3
XT0240:3 | SC | JP1 | VIO | 20 | 14.A3 | XT0240:2 | TURBINE PANEL B | 14.A3
XT0240:11 | SC | FU0139 | WHT | 20 | 14.C4 | XT0236:1 | TURBINE PANEL B | 20.B5
XT0240:13 | SC | KA023612 | WHT | 20 | 14.D4 | XT0237:2 B2 | TURBINE PANEL B | 20.C5
XT0240:6 | SC | KA0241A1 | WHT | 20 | 14.C3 | XT0236:2 | TURBINE PANEL B | 20.B5
XT0240:9 | SC | 0V | WHT | 20 | 14.D3 | XT0236:3 | TURBINE PANEL B | 20.C5
AF0410:L1 | WC0006 | AU0060L2 | ENET | CABLE | 2.A2 | AU0060:L2 | TURBINE PANEL B | 2.A6
AU0060:L1 | WC0007 | AU0070L2 | ENET | CABLE | 2.A6 | AU0070:L2 | TURBINE PANEL B | 2.A5
IEG0230:9 | SC | IEG02309 | GRN | 14 | 16.C6 | XT0400:3 | JB70 | 16.C6
XT0110:1 | SC | FU0136 | WHT | 14 | 16.A5 | XT0130:4 | HP COMPRESSOR^JB73 | 17.A5
XT0110:2 | SC | 0V | WHT | 12 | 16.A5 | XT0130:3 | HP COMPRESSOR^JB73 | 17.A5
AF0410:L2 | WC011 | AF0410L2 | ENET | CABLE | 2.A2 | AF0510:L1 | HP COMPRESSOR^JB73 | 2.B4
XT0236:1 | SC | FU0139 | WHT | 20 | 20.B5 | SH0472:13 | TURBINE BOX^DOOR^JB70 | 20.B1
XT0236:2 | SC | KA0241A1 | WHT | 20 | 20.B5 | SH0472:14 | TURBINE BOX^DOOR^JB70 | 20.B1
XT0236:3 | SC | 0V | WHT | 20 | 20.C5 | SH0472:X1 | TURBINE BOX^DOOR^JB70 | 20.C1
XT0236:4 | SC | SH047211 | WHT | 20 | 20.C5 | SH0472:11 | TURBINE BOX^DOOR^JB70 | 20.C1
XT0236:5 | SC | SH047212 | WHT | 20 | 20.C5 | SH0472:12 | TURBINE BOX^DOOR^JB70 | 20.C1
XT0237:2 B1 | SC | SH0472X2 | WHT | 20 | 20.C5 | SH0472:X2 | TURBINE BOX^DOOR^JB70 | 20.C1
AF0076:11 | SC | UA1200J14 | WHT | 20 | 15.C7 | UA1200:J1-4 | TURBINE BOX^RIGHT RAIL^JB70 | 15.B3
IEG0230:10 | SC | IEG023010 | GRN | 16 | 15.D6 | UA1200:J3-4 | TURBINE BOX^RIGHT RAIL^JB70 | 15.B3
KA0130:A2 | SC | UA1200J26 | WHT | 20 | 15.C5 | UA1200:J2-6 | TURBINE BOX^RIGHT RAIL^JB70 | 15.B3
XT0060:3 | SC | UA1200J21 | WHT | 20 | 15.D5 | UA1200:J2-1 | TURBINE BOX^RIGHT RAIL^JB70 | 15.B3
XT0233:3 | SC | FU0210 | WHT | 16 | 12.C4 | FU0680:LI | TURBINE BOX^RIGHT RAIL^JB70 | 6.D2
XT0233:4 | SC | FU0212 | WHT | 20 | 15.D5 | UA1200:J1-10 | TURBINE BOX^RIGHT RAIL^JB70 | 15.B3
XT0233:4 | SC | FU0212 | WHT | 20 | 15.D5 | UA1200:J2-2 | TURBINE BOX^RIGHT RAIL^JB70 | 15.B3
XT0235:3 | SC | 0V | WHT | 14 | 12.D4 | XT0680:2 | TURBINE BOX^RIGHT RAIL^JB70 | 6.D3
XT0235:4 | SC | 0V | WHT | 20 | 15.D5 | UA1200:J1-9 | TURBINE BOX^RIGHT RAIL^JB70 | 15.B3
XT0237:1 B1 | SC | UA1200J15 | WHT | 20 | 15.C5 | UA1200:J1-5 | TURBINE BOX^RIGHT RAIL^JB70 | 15.B3
AF0065:12 | WC4524 | UA1200J13 | RED | 20 | 15.B7 | UA1200:J1-3 | TURBINE BOX^RIGHT RAIL^JB70 | 15.B3
AF0065:28 | WC4524 | UA1200J11 | BLK | 20 | 15.B7 | UA1200:J1-1 | TURBINE BOX^RIGHT RAIL^JB70 | 15.B3
AF0065:60 | WC4524 | UA1200S | SH | 20 | 15.B7 | FLOATING | TURBINE BOX^RIGHT RAIL^JB70 | 15.B3
AF0076:02 | SC | 007602 | WHT | 16 | 37.A7 | KA0221:A1 | TURBINE PANEL A | 37.A6
AF0076:18 | SC | 007618 | WHT | 20 | 37.A7 | KA0221:A2 | TURBINE PANEL A | 37.A6
FU0210:LI | SC | FU0136 | WHT | 12 | 12.C4 | XT0138:4 | TURBINE PANEL A | 12.B3
FU0211:LI | SC | FU0137 | WHT | 12 | 12.B4 | XT0139:3 | TURBINE PANEL A | 12.B4
FU3150:LD | SC | FU3150 | WHT | 14 | 12.C4 | KA3103:14 | TURBINE PANEL A | 49.A5
IEG0230:1 | SC | IEG02301 | GRN | 12 | 8.B4 | AR0600:IE2 | TURBINE PANEL A | 8.A1
IEG0230:11 | SC | IEG023011 | GRN | 14 | 9.B5 | AF0094:SH | TURBINE PANEL A | 9.B4
IEG0230:2 | SC | IEG02302 | GRN | 14 | 9.D6 | AF0086:SH | TURBINE PANEL A | 9.D5
IEG0230:3 | SC | IEG02303 | GRN | 14 | 5.A3 | GR0133: | TURBINE PANEL A | 5.A3
IEG0230:6 | SC | IEG02306 | GRN | 14 | 5.A3 | GR0134: | TURBINE PANEL A | 5.A3
KA0130:14 | SC | 008103 | WHT | 20 | 15.D6 | AF0081:03 | TURBINE PANEL A | 15.C7
KA0130:A1 | SC | 008135 | WHT | 20 | 15.C5 | AF0081:35 | TURBINE PANEL A | 15.C7
KA0131:11 | SC | KA0135A1 | WHT | 20 | 13.D4 | KA0135:A1 | TURBINE PANEL A | 13.D6
KA0131:12 | SC | AF008201 | WHT | 20 | 13.D4 | AF0082:01 | TURBINE PANEL A | 45.B7
KA0131:14 | SC | KA013114 | WHT | 20 | 13.D4 | AF0092:06 | TURBINE PANEL A | 45.A7
KA0133:A1 | SC | KA0133A1 | WHT | 20 | 13.C6 | AF0092:02 | TURBINE PANEL A | 45.A7
KA0134:A1 | SC | KA0134A1 | WHT | 20 | 13.C6 | AF0091:12 | TURBINE PANEL A | 47.C7
KA0136:21 | SC | KA013621 | WHT | 20 | 13.B3 | AF0087:43 | TURBINE PANEL A | 13.B4
KA0136:24 | SC | KA013624 | WHT | 20 | 13.B3 | AF0087:11 | TURBINE PANEL A | 13.B4
KA0136:A2 | SC | 0V | WHT | 20 | 13.D6 | KA0135:A2 | TURBINE PANEL A | 13.D6
KA0137:24 | SC | AF008201 | WHT | 20 | 13.D3 | AF0087:09 | TURBINE PANEL A | 13.C4
KA0141:11 | SC | KA014111 | WHT | 20 | 13.C2 | AF0091:39 | TURBINE PANEL A | 13.C2
KA0141:14 | SC | KA014114 | WHT | 20 | 13.C2 | AF0091:07 | TURBINE PANEL A | 13.C2
KA0141:24 | SC | FU0139 | WHT | 20 | 13.B2 | KA0135:14 | TURBINE PANEL A | 45.B5
KA0144:A1 | SC | KA0135A1 | WHT | 20 | 13.C6 | KA0135:A1 | TURBINE PANEL A | 13.D6
KA0144:A2 | SC | 0V | WHT | 20 | 13.C6 | KA0135:A2 | TURBINE PANEL A | 13.D6
KA0234:A1 | SC | KA0231A1 | WHT | 20 | 14.D6 | XT0139:4 | TURBINE PANEL A | 14.D6
KA0235:24 | SC | 022111 | WHT | 20 | 37.A5 | KA0221:11 | TURBINE PANEL A | 37.A6
KA0237:14 | SC | FU0016 | WHT | 16 | 35.D6 | FU0016:LD | TURBINE PANEL A | 11.C6
KA0239:21 | SC | KA023921 | WHT | 20 | 14.B6 | AF0081:41 | TURBINE PANEL A | 14.A7
KA0239:24 | SC | KA023924 | WHT | 20 | 14.B6 | AF0081:09 | TURBINE PANEL A | 14.A7
KA0241:11 | SC | UA1200J21 | WHT | 20 | 14.A5 | AF0081:00 | TURBINE PANEL A | 14.A7
KA0242:14 | SC | KA024214 | WHT | 20 | 14.C6 | AF0081:08 | TURBINE PANEL A | 14.C7
KA0243:11 | SC | KA024311 | WHT | 20 | 14.B6 | AF0081:33 | TURBINE PANEL A | 14.B7
KA0243:14 | SC | KA024314 | WHT | 20 | 14.B6 | AF0081:01 | TURBINE PANEL A | 14.B7
KA0245:21 | SC | KA024521 | WHT | 20 | 14.B6 | AF0081:34 | TURBINE PANEL A | 14.B7
KA0245:24 | SC | KA024524 | WHT | 20 | 14.B6 | AF0081:02 | TURBINE PANEL A | 14.B7
KA1020:24 | SC | 0V | WHT | 14 | 28.A5 | XT0135:1 | TURBINE PANEL A | 12.B4
XT0060:4 | SC | SV21202 | WHT | 20 | 37.A5 | AF0095:18 | TURBINE PANEL A | 37.A7
XT0110:1 | SC | FU0136 | WHT | 12 | 16.A5 | XT0138:4 | TURBINE PANEL A | 12.B3
XT0110:2 | SC | 0V | WHT | 14 | 16.A5 | XT0134:4 | TURBINE PANEL A | 12.B3
XT0136:1 | SC | FU0139 | WHT | 14 | 13.A2 | FU0139:LD | TURBINE PANEL A | 12.A5
XT0136:2 | SC | FU0139 | WHT | 20 | 13.A2 | KA0135:14 | TURBINE PANEL A | 45.B5
XT0136:3 | SC | 0V | WHT | 14 | 13.A2 | XT0135:1 | TURBINE PANEL A | 12.B4
XT0136:9 | SC | SV31501 | WHT | 16 | 45.B5 | KA0135:11 | TURBINE PANEL A | 45.B5
XT0235:1 | SC | 0V | WHT | 12 | 12.D4 | XT0134:4 | TURBINE PANEL A | 12.B3
XT0237:2 T2 | SC | XT02372 | WHT | 20 | 20.C5 | AF0092:13 | TURBINE PANEL A | 20.C7
XT0240:3 | SC | ESTOPA | WHT | 20 | 14.A3 | XT0137:1 | TURBINE PANEL A | 21.B5
XT0240:4 | SC | ESTOP | WHT | 20 | 14.A3 | XT0137:2 | TURBINE PANEL A | 21.B5
AU0070:L1 | WC0008 | AU0080L2 | ENET | CABLE | 2.A5 | AU0080:L2 | TURBINE PANEL A | 2.A5
SolarTools ver. 24.0.84.24712 (Jul 31, 2025)
Report date: 4/30/2026 3:01 PM

## Panel Errors
Panel Errors
Project # | J2170
Project Name | TRUNKLINE PATTERSON CSR
Revision | A
Controls DE | F.IBARRA
Phone:
Controls ME | S. MARTINEZ
Phone:
From | [6 empty] | To
Device ID | Location | Cable (W) Conductor (SC) Jumper Clip (JC) | Wire ID | Wire No. | Gauge/Size | Page/Zone | Device ID | Location | Page/Zone
Report date: 4/30/2026 3:01 PM |  |  |  | SolarTools ver. 24.0.84.24712 (Jul 31, 2025)

## Cable Part Numbers
Cable Part Numbers |  |  | SolarTools ver. 24.0.84.24712 (Jul 31, 2025)
Project # | J2170
Report date: 4/30/2026 3:01 PM
Project Name | TRUNKLINE PATTERSON CSR
Revision | A
Controls DE | F.IBARRA
Phone:
Controls ME | S. MARTINEZ
Phone:
Device ID |  | Part Number |  | Description
WC0001 |  | 1302073-36 |  | CABLE, ETHERNET - 36 INCHES
WC0003 |  | 1302073-36 |  | CABLE, ETHERNET - 36 INCHES
WC0006 |  | 1302073-36 |  | CABLE, ETHERNET - 36 INCHES
WC0007 |  | 1302073-36 |  | CABLE, ETHERNET - 36 INCHES
WC0008 |  | 1302073-36 |  | CABLE, ETHERNET - 36 INCHES
WC0009 |  | 1302073-36 |  | CABLE, ETHERNET - 36 INCHES
WC0010 |  | 1302073-36 |  | CABLE, ETHERNET - 36 INCHES
WC0011 |  | 1302073-36 |  | CABLE, ETHERNET - 36 INCHES
WC0014 |  | 1302073-36 |  | CABLE, ETHERNET - 36 INCHES
WC0051 |  | 1302073-36 |  | CABLE, ETHERNET - 36 INCHES
WC0101 |  | 1302073-36 |  | CABLE, COMMUNICATION CABLE - 36 INCHES
WC0680 |  | 1302073-36 |  | CABLE
WC1252 |  | 1022941-13 |  | TPE, 1 TRIAD TWISTED SHIELDED
WC1253 |  | 1022941-13 |  | TPE, 1 TRIAD TWISTED SHIELDED
WC1254 |  | 1022941-13 |  | TPE, 1 TRIAD TWISTED SHIELDED
WC1255 |  | 1022941-13 |  | TPE, 1 TRIAD TWISTED SHIELDED
WC1256 |  | 1022941-13 |  | TPE, 1 TRIAD TWISTED SHIELDED
WC1352 |  | 1022941-12 |  | TPE, 1 PAIR TWISTED SHIELDED
WC1353 |  | 1022941-12 |  | TPE, 1 PAIR TWISTED SHIELDED
WC1354 |  | 1022941-12 |  | TPE, 1 PAIR TWISTED SHIELDED
WC1355 |  | 1022941-12 |  | TPE, 1 PAIR TWISTED SHIELDED
WC1356 |  | 1022941-12 |  | TPE, 1 PAIR TWISTED SHIELDED
WC1430 |  | 1022941-13,1075034-5 |  | PVC, 1 TRIAD TWISTED SHIELDED
WC1431 |  | 1022941-12 |  | TPE, 1 PAIR TWISTED SHIELDED
WC4524 |  | 1022941-12 |  | TPE, 1 PAIR TWISTED SHIELDED
WC5072 |  | PART OF 1103208-1 |  | CABLE, 2 CONDUCTOR UNSHIELDED PART OF HORN
WC8050 |  | 1322418-90 |  | CABLE, SUPPLIED BY OTHERS

## Part Number List
Part Number List |  | SolarTools ver. 24.0.84.24712 (Jul 31, 2025)
Project # | J2170
Report date: 4/30/2026 3:01 PM
Project Name | TRUNKLINE PATTERSON CSR
Revision | A
Controls DE | F.IBARRA
Phone:
Controls ME | S. MARTINEZ
Phone:
Device ID | Part Number | Description | Location
AF0141 | 2684693-17,2684693-25 | 5094-OB8XT, 8 DISCRETE OUTPUT | BOP PANEL^JB74
AF0142 | 2684693-17,2684693-23 | 5094-IB16XT, 16 DISCRETE INPUT | BOP PANEL^JB74
AF0143 | 2684693-18,2684693-56 | 5094-IF8IHXT, 8 ANALOG INPUT, ISOLATED | BOP PANEL^JB74
AF0144 | 2684693-18,2684693-27 | 5094-OF8IHXT, 8 ANALOG OUTPUT, ISOLATED | BOP PANEL^JB74
AF0145 | 2684693-19,2684693-33 | 5094-IY8XT, 8 ANALOG INPUT,TC/RTD/I&V | BOP PANEL^JB74
AF0146 | 2684693-17,2684693-25 | 5094-OB8XT, 8 DISCRETE OUTPUT | BOP PANEL^JB74
AF0181 | 2684693-17,2684693-25 | 5094-OB8XT, 8 DISCRETE OUTPUT | BOP PANEL^JB74
AF0182 | 2684693-17,2684693-23 | 5094-IB16XT, 16 DISCRETE INPUT | BOP PANEL^JB74
AF0183 | 2684693-18,2684693-28 | 5094-IB16SXT, 16 DISCRETE INPUT, S | BOP PANEL^JB74
AF0184 | 2684693-18,2684693-55 | 5094-OB16SXT, 16 DISCRETE OUTPUT, S | BOP PANEL^JB74
AF0185 | 2684693-18,2684693-56 | 5094-IF8IHXT, 8 ANALOG INPUT, ISOLATED | BOP PANEL^JB74
AU0140 | 2684693-22 | 5094-AENTRXT, DEVICE LEVEL RING | BOP PANEL^JB74
AU0180 | 2684693-22 | 5094-AENTRXT, DEVICE LEVEL RING | BOP PANEL^JB74
BA1212 | 1337728-12 | SWITCH, ETAP, DLR INTERFACE | BOP PANEL^JB74
FU0140 | 1043265-1,1043265-5 | FUSE, 10A | BOP PANEL^JB74
FU0141 | 1043265-1,1043265-5 | FUSE, 10A | BOP PANEL^JB74
FU0142 | 1043265-1,1043265-5 | FUSE, 10A | BOP PANEL^JB74
FU0143 | 1043265-1,1043265-5 | FUSE, 10A | BOP PANEL^JB74
FU0180 | 1043265-1,1043265-5 | FUSE, 10A | BOP PANEL^JB74
FU0181 | 1043265-1,1043265-5 | FUSE, 10A | BOP PANEL^JB74
FU0184 | 1043265-1,1043265-5 | FUSE, 10A | BOP PANEL^JB74
FU0292 | 1043265-4 | FUSE, 5A | BOP PANEL^JB74
FU0570 | 1043265-1,1043265-7 | FUSE, 20A | BOP PANEL^JB74
FU1212 | 1043265-1,1043265-3 | FUSE, 2A | BOP PANEL^JB74
GR0140 | 903842C1 | RAIL LUG, DINRAIL GROUNDING | BOP PANEL^JB74
GR0180 | 903842C1 | RAIL LUG, DINRAIL GROUNDING | BOP PANEL^JB74
GR0257 | 903842C1 | RAIL LUG, DINRAIL GROUNDING | BOP PANEL^JB74
GR1212 | 903842C1 | RAIL LUG, DINRAIL GROUNDING | BOP PANEL^JB74
IEG0257 | 232941-200 | BUS BAR, BOP - INSTRUMENT EARTH GROUNDING | BOP PANEL^JB74
KA0530 | 1061979-1 | RELAY, NO EMERGENCY SHUTDOWN SUMMARY | BOP PANEL^JB74
KA0531 | 1061979-1 | RELAY, NO EMERGENCY SHUTDOWN SUMMARY | BOP PANEL^JB74
KA0532 | 1061979-1 | RELAY, NO EMERGENCY SHUTDOWN SUMMARY | BOP PANEL^JB74
KA0533 | 1061979-1 | RELAY, NO EMERGENCY SHUTDOWN SUMMARY | BOP PANEL^JB74
KA0534 | 1061979-1 | RELAY, NO EMERGENCY SHUTDOWN SUMMARY | BOP PANEL^JB74
KA0535 | 1061979-1 | RELAY, CONTROLLER ACTIVE | BOP PANEL^JB74
KA0536 | 1061979-1 | RELAY, CONTROLLER ACTIVE | BOP PANEL^JB74
KA0537 | 1061979-1 | RELAY, CONTROLLER ACTIVE | BOP PANEL^JB74
KA0538 | 1061979-1 | RELAY, CONTROLLER ACTIVE | BOP PANEL^JB74
KA0539 | 1061979-1 | RELAY, CONTROLLER ACTIVE | BOP PANEL^JB74
KA0540 | 1061979-1 | RELAY, OPEN SUCTION VALVE | BOP PANEL^JB74
KA0541 | 1061979-1 | RELAY, OPEN DISCHARGE VALVE | BOP PANEL^JB74
KA0550 | 1061979-1 | RELAY, OPEN SUCTION VALVE (SAFETY) | BOP PANEL^JB74
KA0551 | 1061979-1 | RELAY, OPEN DISCHARGE VALVE (SAFETY) | BOP PANEL^JB74
KA0552 | 1061979-1 | RELAY, CLOSE SUCTION VALVE (SAFETY) | BOP PANEL^JB74
KA0553 | 1061979-1 | RELAY, CLOSE DISCHARGE VALVE (SAFETY) | BOP PANEL^JB74
KA0554 | 1061979-1 | RELAY, CLOSE VENT VALVE (SAFETY) | BOP PANEL^JB74
KA0555 | 1061979-1 | RELAY, OPEN VENT VALVE (SAFETY) | BOP PANEL^JB74
KA0556 | 1061979-1 | RELAY, ENABLE ANTI-SURGE VALVE^(SAFETY) | BOP PANEL^JB74
KA0570 | 1061979-1 | RELAY, ANTI-SURGE VALVE CLOSED | BOP PANEL^JB74
KA0571 | 1061979-1 | RELAY, SUCTION VALVE CLOSED | BOP PANEL^JB74
KA0572 | 1061979-1 | RELAY, SUCTION VALVE CLOSED | BOP PANEL^JB74
KA0573 | 1061979-1 | RELAY, DISCHARGE VALVE CLOSED | BOP PANEL^JB74
KA0574 | 1061979-1 | RELAY, HOT GAS BYPASS VALVE OPEN | BOP PANEL^JB74
KT0570 | 2651077-1 | TIMER RELAY, ANTI-SURGE VALVE CLOSED | BOP PANEL^JB74
KT0572 | 2651077-1 | TIMER RELAY, SUCTION VALVE CLOSED | BOP PANEL^JB74
KT0573 | 2651077-1 | TIMER RELAY, DISCHARGE VALVE CLOSED | BOP PANEL^JB74
KT0574 | 2651077-1 | TIMER RELAY, HOT GAS BYPASS VALVE OPEN | BOP PANEL^JB74
RR0857 | 981089C1 | RESISTOR, 1.0K OHM | BOP PANEL^JB74
RR0858 | 981089C1 | RESISTOR, 1.0K OHM | BOP PANEL^JB74
RR0859 | 981089C1 | RESISTOR, 1.0K OHM | BOP PANEL^JB74
UJ0292 | 1088442-4 | POWER CONVERTER, DC/DC INPUT TO 24V DC OUTPUT | BOP PANEL^JB74
XT0140 | 1066730-7,1066730-8,1067996-4 | TERMINAL BLOCK, SPRING, 4 CONDUCTOR,30-12 AWG (0.05-3.31 MM2),NON-IS | BOP PANEL^JB74
XT0146 | 1066730-7 | TERMINAL BLOCK, SPRING, 4 CONDUCTOR,30-12 AWG (0.05-3.31 MM2),NON-IS | BOP PANEL^JB74
XT0180 | 1066730-7,1066730-8,1067996-4 | TERMINAL BLOCK, SPRING, 4 CONDUCTOR,30-12 AWG (0.05-3.31 MM2),NON-IS | BOP PANEL^JB74
XT0570 | 1066730-16,1066730-17,1067996-4 | TERMINAL STRIP, 2 CONDUCTOR | BOP PANEL^JB74
XT0571 | 1066730-7 | TERMINAL BLOCK, SPRING, 4 CONDUCTOR,30-12 AWG (0.05-3.31 MM2),NON-IS | BOP PANEL^JB74
XT0572 | 1066730-7,1066730-8,1067996-4 | TERMINAL BLOCK, SPRING, 4 CONDUCTOR,30-12 AWG (0.05-3.31 MM2),NON-IS | BOP PANEL^JB74
XT0573 | 1066730-10,1066730-9,1067996-4 | DIODE TERMINAL STRIP, 4 CONDUCTOR | BOP PANEL^JB74
XT0574 | 1066730-7 | TERMINAL BLOCK, SPRING, 4 CONDUCTOR,30-12 AWG (0.05-3.31 MM2),NON-IS | BOP PANEL^JB74
CCAT9190C | CUSTOMER DEFINED | CUSTOMER POWER, COMPUTER POWER^120-220V AC^UPS POWER PREFFERED | CUST AC PWR
CCAT9190D | CUSTOMER DEFINED | CUSTOMER POWER, MONITOR POWER^120-220V AC^UPS POWER PREFFERED | CUST AC PWR
AF0500 | 1322418-31,1322418-40,1322418-72,1322418-73 | 1444-TSCX02-02RB, 2-CH TACHOMETER INPUT^DYNAMIX 1444 VIBRATION | HP COMPRESSOR^JB73
AF0510 | 1322418-11,1322418-20,1322418-70,1322418-71 | 1444-DYN04-01RA, 4-CH VIBRATION INPUT^DYNAMIX 1444 VIBRATION | HP COMPRESSOR^JB73
AF1201 | 2684693-17,2684693-25 | 5094-OB8XT, 8 DISCRETE OUTPUT | HP COMPRESSOR^JB73
AF1202 | 2684693-17,2684693-23 | 5094-IB16XT, 16 DISCRETE INPUT | HP COMPRESSOR^JB73
AF1203 | 2684693-18,2684693-56 | 5094-IF8IHXT, 8 ANALOG INPUT, ISOLATED | HP COMPRESSOR^JB73
AF1204 | 2684693-18,2684693-30 | 5094-IF4IHSXT, 4 ANALOG INPUT, S | HP COMPRESSOR^JB73
AF1205 | 2684693-18,2684693-30 | 5094-IF4IHSXT, 4 ANALOG INPUT, S | HP COMPRESSOR^JB73
AF1206 | 2684693-21,2684693-36 | 5094-IRT8SXT, 8 RTD/TC ANALOG INPUT, S | HP COMPRESSOR^JB73
AF1207 | 2684693-18,2684693-28 | 5094-IB16SXT, 16 DISCRETE INPUT, S | HP COMPRESSOR^JB73
AU1200 | 2684693-50 | 5094-AEN2TR, FLEX 5000 I/O | HP COMPRESSOR^JB73
BA1110 | 1337728-12 | SWITCH, ETAP, DLR INTERFACE | HP COMPRESSOR^JB73
FU0120 | 1043265-1,1043265-5 | FUSE, 10A | HP COMPRESSOR^JB73
FU0121 | 1043265-1,1043265-5 | FUSE, 10A | HP COMPRESSOR^JB73
FU0130 | 1043265-1,1043265-7 | FUSE, 20A | HP COMPRESSOR^JB73
FU0131 | 1043265-1,1043265-4 | FUSE, 5A | HP COMPRESSOR^JB73
FU0272 | 1043265-1,1043265-4 | FUSE, 5A | HP COMPRESSOR^JB73
FU0291 | 1043265-1,1043265-4 | FUSE, 5A | HP COMPRESSOR^JB73
FU0293 | 1043265-4 | FUSE, 5A | HP COMPRESSOR^JB73
FU1110 | 1043265-1,1043265-3 | FUSE, 2A | HP COMPRESSOR^JB73
GR0120 | 903849C1 | RAIL GROUND, DIN RAIL GROUNDING | HP COMPRESSOR^JB73
GR0124 | 903849C1 | RAIL GROUND, DIN RAIL GROUNDING | HP COMPRESSOR^JB73
GR0271 | 903849C1 | RAIL GROUND, DIN RAIL GROUNDING | HP COMPRESSOR^JB73
HAIEG0130 | 232941-200 | BUS BAR, COMPRESSOR VIBRATION - I.S. INSTRUMENT EARTH GROUNDING | HP COMPRESSOR^JB73
IEG0130 | 232941-110 | BUS BAR, HP CPSR - INSTRUMENT EARTH GROUNDING | HP COMPRESSOR^JB73
KA0120 | 1061979-1 | RELAY, CONTROLLER ACTIVE | HP COMPRESSOR^JB73
KA0190 | 1061979-1 | RELAY, CONTROLLER ACTIVE | HP COMPRESSOR^JB73
KA0191 | 1061979-1 | RELAY, CONTROLLER ACTIVE | HP COMPRESSOR^JB73
KA0192 | 1061979-1 | RELAY, CONTROLLER ACTIVE | HP COMPRESSOR^JB73
KA0193 | 1061979-1 | RELAY, CONTROLLER ACTIVE | HP COMPRESSOR^JB73
KA0194 | 1061979-1 | RELAY, SEAL OIL PUMP ON | HP COMPRESSOR^JB73
KA4401 | 1061979-1 | RELAY, CASE DEPRESSURIZED | HP COMPRESSOR^JB73
UA4460 | 1058171-71,DRIVEN COMMON | PROXIMITOR, HP COMPRESSOR SUCTION END^(X-AXIS) | HP COMPRESSOR^JB73
UA4461 | 1058171-71,DRIVEN COMMON | PROXIMITOR, HP COMPRESSOR SUCTION END^(Y-AXIS) | HP COMPRESSOR^JB73
UA4470 | 1058171-71,DRIVEN COMMON | PROXIMITOR, HP COMPRESSOR DISCHARGE END^(X-AXIS) | HP COMPRESSOR^JB73
UA4471 | 1058171-71,DRIVEN COMMON | PROXIMITOR, HP COMPRESSOR DISCHARGE END^(Y-AXIS) | HP COMPRESSOR^JB73
UA4473 | 1058171-71,DRIVEN COMMON | PROXIMITOR, HP COMPRESSOR DISCHARGE END^(KEYPHASOR) | HP COMPRESSOR^JB73
UAI4460 | 1053038-18 | ISOLATOR, VOLTAGE REPEATER | HP COMPRESSOR^JB73
UAI4461 | 1053038-18 | ISOLATOR, VOLTAGE REPEATER | HP COMPRESSOR^JB73
UAI4470 | 1053038-18 | ISOLATOR, VOLTAGE REPEATER | HP COMPRESSOR^JB73
UAI4471 | 1053038-18 | ISOLATOR, VOLTAGE REPEATER | HP COMPRESSOR^JB73
UAI4473 | 1053038-18 | ISOLATOR, VOLTAGE REPEATER | HP COMPRESSOR^JB73
UJ0293 | 1088442-4 | POWER CONVERTER, DC/DC INPUT TO 24V DC OUTPUT | HP COMPRESSOR^JB73
UV0271 | 1053038-19 | POWER FEED MODULE, INTRINSIC SAFETY | HP COMPRESSOR^JB73
XT0121 | 1066730-7,1066730-8,1067996-4 | TERMINAL BLOCK, SPRING, 4 CONDUCTOR,30-12 AWG (0.05-3.31 MM2),NON-IS | HP COMPRESSOR^JB73
XT0130 | 1066730-7,1066730-8,1067996-4 | TERMINAL BLOCK, SPRING, 4 CONDUCTOR,30-12 AWG (0.05-3.31 MM2),NON-IS | HP COMPRESSOR^JB73
XT0190 | 1066730-7,1066730-8,1067996-4 | TERMINAL BLOCK, SPRING, 4 CONDUCTOR,30-12 AWG (0.05-3.31 MM2),NON-IS | HP COMPRESSOR^JB73
XT0500 | 1066730-1,1066730-2,1067996-4 | TERMINAL STRIP, 4 CONDUCTOR | HP COMPRESSOR^JB73
XT0520 | 1066730-7,1066730-8,1067996-4 | TERMINAL BLOCK, SPRING, 4 CONDUCTOR,30-12 AWG (0.05-3.31 MM2),NON-IS | HP COMPRESSOR^JB73
SA0473 | 2380746-5 | SELECTOR SWITCH, OFF/LOC/AUX | JB70
XT0400 | 1066730-1,1066730-2,1067996-4 | TERMINAL STRIP, 4 CONDUCTOR | JB70
XT4875 | DRIVEN COMMON | TERMINAL STRIP, HP COMPRESSOR CASE PRESSURE | JB75
BUOSM | REFERENCE |  | PANEL
SB7510 | CUSTOMER DEFINED | PUSHBUTTON SWITCH, START (CUSTOMER) | PANEL
AT1100 | 1577354-4503 | WORKSTATION, VERSA VIEW 1200H | TURBINE BOX^DOOR^JB70
HA0472 | 1103208-101 | HORN, CONTROL SYSTEM ALARM | TURBINE BOX^DOOR^JB70
SA0471 | 2380746-2 | SELECTOR SWITCH, PROCESS SETPOINT | TURBINE BOX^DOOR^JB70
SA0474 | 1035040-804,2380746-2 | SELECTOR SWITCH, SURGE VALVE | TURBINE BOX^DOOR^JB70
SB0471 | 1035040-119,2380746-1 | PUSHBUTTON SWITCH, HORN SILENCE | TURBINE BOX^DOOR^JB70
SB0472 | 1035040-32,2380746-4 | PUSHBUTTON SWITCH, EMERGENCY STOP | TURBINE BOX^DOOR^JB70
SB0473 | 1035040-120,2380746-1 | PUSHBUTTON SWITCH, ACKNOWLEDGE | TURBINE BOX^DOOR^JB70
SB0474 | 1035040-121,2380746-1 | PUSHBUTTON SWITCH, RESET | TURBINE BOX^DOOR^JB70
SH0470 | 1035040-108,2380746-3 | LIGHTED SWITCH, STOP/STOPPING, RED | TURBINE BOX^DOOR^JB70
SH0471 | 1035040-103,2380746-3 | LIGHTED SWITCH, START/STARTING, GREEN | TURBINE BOX^DOOR^JB70
SH0472 | 1035040-106,2380746-3 | LIGHTED SWITCH, BACKUP SYSTEM ACTIVE/RESET, AMBER | TURBINE BOX^DOOR^JB70
GR1101 | 903849C1 | RAIL GROUND, DIN RAIL GROUNDING | TURBINE BOX^LEFT RAIL^JB70
AT0680 | 1634974-100 | GATEWAY MODULE, TURBOTRONIC GATEWAY | TURBINE BOX^RIGHT RAIL^JB70
BA1100 | 1337728-10 | SWITCH, ETAP, DLR INTERFACE | TURBINE BOX^RIGHT RAIL^JB70
FU0290 | 1043265-4 | FUSE, 5A | TURBINE BOX^RIGHT RAIL^JB70
FU0680 | 1043265-4 | FUSE, 5A | TURBINE BOX^RIGHT RAIL^JB70
FU1100 | 1043265-1,1043265-5 | FUSE, 10A | TURBINE BOX^RIGHT RAIL^JB70
FU1101 | 1043265-1,1043265-3 | FUSE, 2A | TURBINE BOX^RIGHT RAIL^JB70
GR1100 | 903849C1 | RAIL GROUND, DIN RAIL GROUNDING | TURBINE BOX^RIGHT RAIL^JB70
PC0470 | 2271605-1 | TIMER/COUNTER, ENGINE HOUR / START COUNTER | TURBINE BOX^RIGHT RAIL^JB70
UA1200 | 1053834-4 | SIGNAL CONVERTER, BACKUP OVERSPEED | TURBINE BOX^RIGHT RAIL^JB70
UJ0290 | 1088442-4 | POWER CONVERTER, DC/DC INPUT TO 24V DC OUTPUT | TURBINE BOX^RIGHT RAIL^JB70
XT0113 | 1066730-20,1066730-7 | TERMINAL BLOCK, SPRING, 4 CONDUCTOR,30-12 AWG (0.05-3.31 MM2),NON-IS | TURBINE BOX^RIGHT RAIL^JB70
XT0680 | 1066730-7,1066730-8,1067996-4 | TERMINAL BLOCK, SPRING, 4 CONDUCTOR,30-12 AWG (0.05-3.31 MM2),NON-IS | TURBINE BOX^RIGHT RAIL^JB70
AF0081 | 2684693-18,2684693-28 | 5094-IB16SXT, 16 DISCRETE INPUT, S | TURBINE PANEL A
AF0082 | 2684693-17,2684693-23 | 5094-IB16XT, 16 DISCRETE INPUT | TURBINE PANEL A
AF0083 | 2684693-19,2684693-33 | 5094-IY8XT, 8 ANALOG INPUT,TC/RTD/I&V | TURBINE PANEL A
AF0084 | 2684693-19,2684693-33 | 5094-IY8XT, 8 ANALOG INPUT,TC/RTD/I&V | TURBINE PANEL A
AF0085 | 2684693-18,2684693-56 | 5094-IF8IHXT, 8 ANALOG INPUT, ISOLATED | TURBINE PANEL A
AF0086 | 2684693-18,2684693-56 | 5094-IF8IHXT, 8 ANALOG INPUT, ISOLATED | TURBINE PANEL A
AF0087 | 2684693-17,2684693-23 | 5094-IB16XT, 16 DISCRETE INPUT | TURBINE PANEL A
AF0091 | 2684693-17,2684693-23 | 5094-IB16XT, 16 DISCRETE INPUT | TURBINE PANEL A
AF0092 | 2684693-17,2684693-24 | 5094-OB16XT, 16 DISCRETE OUTPUT | TURBINE PANEL A
AF0093 | 2684693-17,2684693-24 | 5094-OB16XT, 16 DISCRETE OUTPUT | TURBINE PANEL A
AF0094 | 2684693-19,2684693-33 | 5094-IY8XT, 8 ANALOG INPUT,TC/RTD/I&V | TURBINE PANEL A
AF0095 | 2684693-17,2684693-25 | 5094-OB8XT, 8 DISCRETE OUTPUT | TURBINE PANEL A
AP0601 | 1089241-36 | 1756-EN2TXT, ETHERNET | TURBINE PANEL A
AP0602 | 1089241-40 | 1756-EN2TRXT, ETHERNET | TURBINE PANEL A
AP0603 | 1089241-40 | 1756-EN2TRXT, ETHERNET | TURBINE PANEL A
AP0604 | 1089241-20 | MODULE, BLANK FILLER | TURBINE PANEL A
AP0605 | 1089241-20 | MODULE, BLANK FILLER | TURBINE PANEL A
AP0606 | 1089241-36 | 1756-EN2TXT, ETHERNET | TURBINE PANEL A
AR0600 | 1089241-29 | RACK CHASSIS, 1756-A7XT (7 SLOT) | TURBINE PANEL A
AT0600 | 1089241-43 | 1756-L83EXTS, CONTROLLER^GUARDLOGIX | TURBINE PANEL A
AU0080 | 2684693-22 | 5094-AENTRXT, FLEX 5000 I/O | TURBINE PANEL A
AU0090 | 2684693-22 | 5094-AENTRXT, FLEX 5000 I/O | TURBINE PANEL A
F0200 | 1022716-1 | EMI/SURGE FILTER, 24VDC | TURBINE PANEL A
F0201 | 1022716-1 | EMI/SURGE FILTER, 24VDC | TURBINE PANEL A
FU0010 | 1043265-1,1043265-5 | FUSE, 10A | TURBINE PANEL A
FU0012 | 1043265-1,1043265-5 | FUSE, 10A | TURBINE PANEL A
FU0013 | 1043265-1,1043265-5 | FUSE, 10A | TURBINE PANEL A
FU0014 | 1043265-1,1043265-5 | FUSE, 10A | TURBINE PANEL A
FU0015 | 1043265-5 | FUSE, 10A | TURBINE PANEL A
FU0016 | 1043265-5 | FUSE, 10A | TURBINE PANEL A
FU0031 | 1043265-1,1043265-9 | FUSE, 30A | TURBINE PANEL A
FU0032 | 1043265-1,1043265-9 | FUSE, 30A | TURBINE PANEL A
FU0080 | 1043265-1,1043265-5 | FUSE, 10A | TURBINE PANEL A
FU0081 | 1043265-1,1043265-5 | FUSE, 10A | TURBINE PANEL A
FU0082 | 1043265-1,1043265-5 | FUSE, 10A | TURBINE PANEL A
FU0090 | 1043265-1,1043265-5 | FUSE, 10A | TURBINE PANEL A
FU0091 | 1043265-1,1043265-5 | FUSE, 10A | TURBINE PANEL A
FU0092 | 1043265-1,1043265-5 | FUSE, 10A | TURBINE PANEL A
FU0093 | 1043265-1,1043265-5 | FUSE, 10A | TURBINE PANEL A
FU0136 | 1043265-1,1043265-9 | FUSE, 30A | TURBINE PANEL A
FU0137 | 1043265-1,1043265-7 | FUSE, 20A | TURBINE PANEL A
FU0139 | 1043265-1,1043265-4 | FUSE, 5A | TURBINE PANEL A
GR0131 | 903849C1 | RAIL GROUND, DIN RAIL GROUNDING | TURBINE PANEL A
GR0132 | 903849C1 | RAIL GROUND, DIN RAIL GROUNDING | TURBINE PANEL A
GR0133 | 903849C1 | RAIL GROUND, DIN RAIL GROUNDING | TURBINE PANEL A
GR0134 | 903849C1 | RAIL GROUND, DIN RAIL GROUNDING | TURBINE PANEL A
KA0135 | 1061979-1 | RELAY, AC PRE/POST PUMP | TURBINE PANEL A
KA0221 | 1061979-1 | RELAY, PRIMARY GAS FUEL^SHUTOFF VALVE | TURBINE PANEL A
KA2160 | 1061979-1 | RELAY, SPARE | TURBINE PANEL A
KA2161 | 1061979-1 | RELAY, SPARE | TURBINE PANEL A
KA3103 | 1061979-1 | RELAY, LUBE OIL TANK HEATER | TURBINE PANEL A
PEG0130 | 232941-300 | BUS BAR, PANEL A - POWER EARTH GROUNDING | TURBINE PANEL A
RR0851 | 981090C1 | RESISTOR, 3.01K OHM | TURBINE PANEL A
RR0852 | 981089C1 | RESISTOR, 1.0K OHM | TURBINE PANEL A
RR0855 | 981090C1 | RESISTOR, 3.01K OHM | TURBINE PANEL A
RR0856 | 981089C1 | RESISTOR, 1.0K OHM | TURBINE PANEL A
UV0600 | 1089241-28 | POWER SUPPLY, RSLOGIX CHASSIS | TURBINE PANEL A
VD7634 | 1015693,2504354-1 | DUAL DIODE | TURBINE PANEL A
XT0011 | 1066730-16,1066730-17,1066730-18 | TERMINAL STRIP, 2 CONDUCTOR | TURBINE PANEL A
XT0012 | 1066730-16,1066730-17,1066730-18 | TERMINAL STRIP, 2 CONDUCTOR | TURBINE PANEL A
XT0033 | 1066730-16,1066730-17,1066730-18 | TERMINAL STRIP, 2 CONDUCTOR | TURBINE PANEL A
XT0080 | 1066730-7,1066730-8,1067996-4 | TERMINAL BLOCK, SPRING, 4 CONDUCTOR,30-12 AWG (0.05-3.31 MM2),NON-IS | TURBINE PANEL A
XT0085 | 1066730-7 | TERMINAL BLOCK, SPRING, 4 CONDUCTOR,30-12 AWG (0.05-3.31 MM2),NON-IS | TURBINE PANEL A
XT0090 | 1066730-7,1066730-8,1067996-4 | TERMINAL BLOCK, SPRING, 4 CONDUCTOR,30-12 AWG (0.05-3.31 MM2),NON-IS | TURBINE PANEL A
XT0134 | 1066730-16,1066730-17,1066730-18 | TERMINAL STRIP, 2 CONDUCTOR | TURBINE PANEL A
XT0135 | 1066730-7,1066730-8,1067996-4 | TERMINAL BLOCK, SPRING, 4 CONDUCTOR,30-12 AWG (0.05-3.31 MM2),NON-IS | TURBINE PANEL A
XT0137 | 1066730-7,1066730-8,1067996-4 | TERMINAL BLOCK, SPRING, 4 CONDUCTOR,30-12 AWG (0.05-3.31 MM2),NON-IS | TURBINE PANEL A
XT0138 | 1066730-16,1066730-17,1066730-18 | TERMINAL STRIP, 2 CONDUCTOR | TURBINE PANEL A
XT0139 | 1066730-7,1066730-8,1067996-4 | TERMINAL BLOCK, SPRING, 4 CONDUCTOR,30-12 AWG (0.05-3.31 MM2),NON-IS | TURBINE PANEL A
XT0200N | 1066730-16 | TERMINAL STRIP, 2 CONDUCTOR | TURBINE PANEL A
XT0200V | 1066730-16 | TERMINAL STRIP, 2 CONDUCTOR | TURBINE PANEL A
XT3103 | 1066730-7 | TERMINAL BLOCK, SPRING, 4 CONDUCTOR,30-12 AWG (0.05-3.31 MM2),NON-IS | TURBINE PANEL A
AF0061 | 2684693-17,2684693-25 | 5094-OB8XT, 8 DISCRETE OUTPUT | TURBINE PANEL B
AF0062 | 2684693-17,2684693-25 | 5094-OB8XT, 8 DISCRETE OUTPUT | TURBINE PANEL B
AF0063 | 2684693-17,2684693-23 | 5094-IB16XT, 16 DISCRETE INPUT | TURBINE PANEL B
AF0064 | 2684693-18,2684693-30 | 5094-IF4IHSXT, 4 ANALOG INPUT, S | TURBINE PANEL B
AF0065 | 2684693-18,2684693-30 | 5094-IF4IHSXT, 4 ANALOG INPUT, S | TURBINE PANEL B
AF0066 | 2684693-18,2684693-27 | 5094-OF8IHXT, 8 ANALOG OUTPUT, ISOLATED | TURBINE PANEL B
AF0067 | 2684693-17,2684693-25 | 5094-OB8XT, 8 DISCRETE OUTPUT | TURBINE PANEL B
AF0068 | 2684693-21,2684693-36 | 5094-IRT8SXT, 8 RTD/TC ANALOG INPUT, S | TURBINE PANEL B
AF0071 | 2684693-18,2684693-32 | 5094-IJ2ISXT, 2 FAST COUNTER INPUT, S | TURBINE PANEL B
AF0072 | 2684693-18,2684693-30 | 5094-IF4IHSXT, 4 ANALOG INPUT, S | TURBINE PANEL B
AF0073 | 2684693-21,2684693-36 | 5094-IRT8SXT, 8 RTD/TC ANALOG INPUT, S | TURBINE PANEL B
AF0074 | 2684693-18,2684693-56 | 5094-IF8IHXT, 8 ANALOG INPUT, ISOLATED | TURBINE PANEL B
AF0075 | 2684693-18,2684693-30 | 5094-IF4IHSXT, 4 ANALOG INPUT, S | TURBINE PANEL B
AF0076 | 2684693-18,2684693-55 | 5094-OB16SXT, 16 DISCRETE OUTPUT, S | TURBINE PANEL B
AF0410 | 1322418-11,1322418-20,1322418-70,1322418-71 | 1444-DYN04-01RA, 4-CH VIBRATION INPUT^DYNAMIX 1444 VIBRATION | TURBINE PANEL B
AU0060 | 2684693-22 | 5094-AENTRXT, FLEX 5000 I/O | TURBINE PANEL B
AU0070 | 2684693-22 | 5094-AENTRXT, FLEX 5000 I/O | TURBINE PANEL B
FU0060 | 1043265-1,1043265-5 | FUSE, 10A | TURBINE PANEL B
FU0061 | 1043265-1,1043265-5 | FUSE, 10A | TURBINE PANEL B
FU0062 | 1043265-1,1043265-5 | FUSE, 10A | TURBINE PANEL B
FU0063 | 1043265-1,1043265-5 | FUSE, 10A | TURBINE PANEL B
FU0070 | 1043265-1,1043265-5 | FUSE, 10A | TURBINE PANEL B
FU0071 | 1043265-1,1043265-5 | FUSE, 10A | TURBINE PANEL B
FU0113 | 1043265-1,1043265-4 | FUSE, 5A | TURBINE PANEL B
FU0210 | 1043265-1,1043265-7 | FUSE, 20A | TURBINE PANEL B
FU0211 | 1043265-1,1043265-4 | FUSE, 5A | TURBINE PANEL B
FU0212 | 1043265-1,1043265-3 | FUSE, 2A | TURBINE PANEL B
FU3150 | 1043265-1,1043265-4 | FUSE, 5A | TURBINE PANEL B
GR0231 | 903842C1 | RAIL LUG, DINRAIL GROUNDING | TURBINE PANEL B
GR0232 | 903842C1 | RAIL LUG, DINRAIL GROUNDING | TURBINE PANEL B
GR0233 | 903842C1 | RAIL LUG, DINRAIL GROUNDING | TURBINE PANEL B
IEG0230 | 232941-300 | BUS BAR, PANEL B - INSTRUMENT EARTH GROUNDING | TURBINE PANEL B
KA0130 | 1061979-1 | RELAY, LOWSPEED/OPEN PROBE SETPOINT | TURBINE PANEL B
KA0131 | 1061979-1 | RELAY, CONTROLLER ACTIVE | TURBINE PANEL B
KA0132 | 1061979-1 | RELAY, CONTROLLER ACTIVE | TURBINE PANEL B
KA0133 | 1061979-1 | RELAY, POST LUBE NOT REQUIRED | TURBINE PANEL B
KA0134 | 1061979-1 | RELAY, BACKUP COMMAND OFF | TURBINE PANEL B
KA0136 | 1061979-1 | RELAY, LUBE OIL HEADER^PRESSURE HIGH | TURBINE PANEL B
KA0137 | 1061979-1 | RELAY, LUBE PUMP INHIBIT | TURBINE PANEL B
KA0138 | 1061979-1 | RELAY, BACKUP LUBE OIL PUMP OFF | TURBINE PANEL B
KA0141 | 1061979-1 | RELAY, CONTROLLER ACTIVE | TURBINE PANEL B
KA0144 | 1061979-1 | RELAY, AC PRE-POST PUMP | TURBINE PANEL B
KA0217 | 1061979-1 | RELAY, MAIN GAS FUEL ACTUATOR ENABLE | TURBINE PANEL B
KA0222 | 1061979-1 | RELAY, SECONDARY GAS FUEL^ SHUTOFF VALVE | TURBINE PANEL B
KA0231 | 1061979-1 | RELAY, CONTROLLER ACTIVE | TURBINE PANEL B
KA0232 | 1061979-1 | RELAY, CONTROLLER ACTIVE | TURBINE PANEL B
KA0233 | 1061979-1 | RELAY, CONTROLLER ACTIVE | TURBINE PANEL B
KA0234 | 1061979-1 | RELAY, CONTROLLER ACTIVE | TURBINE PANEL B
KA0235 | 1061979-1 | RELAY, NO EMERGENCY ^SHUTDOWN SUMMARY | TURBINE PANEL B
KA0236 | 1061979-1 | RELAY, NO EMERGENCY ^SHUTDOWN SUMMARY | TURBINE PANEL B
KA0237 | 1061979-1 | RELAY, NO EMERGENCY^SHUTDOWN SUMMARY | TURBINE PANEL B
KA0238 | 1061979-1 | RELAY, NO EMERGENCY SHUTDOWN SUMMARY | TURBINE PANEL B
KA0239 | 1061979-1 | RELAY, NO EMERGENCY SHUTDOWN SUMMARY | TURBINE PANEL B
KA0240 | 1061979-1 | RELAY, NO EMERGENCY SHUTDOWN SUMMARY | TURBINE PANEL B
KA0241 | 1061979-1 | RELAY, BACKUP SYSTEM RESET | TURBINE PANEL B
KA0242 | 1061979-1 | RELAY, BACKUP SYSTEM RESET | TURBINE PANEL B
KA0243 | 1061979-1 | RELAY, NO FIRE DETECTED | TURBINE PANEL B
KA0244 | 1061979-1 | RELAY, NO FIRE DETECTED | TURBINE PANEL B
KA0245 | 1061979-1 | RELAY, NO GAS DETECTED | TURBINE PANEL B
KA0246 | 1061979-1 | RELAY, NO FIRE DETECTED | TURBINE PANEL B
KA0247 | 1061979-1 | RELAY, NO FIRE DETECTED | TURBINE PANEL B
KA0248 | 1061979-1 | RELAY, NO EMERGENCY SHUTDOWN SUMMARY | TURBINE PANEL B
KA0249 | 1061979-1 | RELAY, NO GAS DETECTED | TURBINE PANEL B
KA0250 | 1061979-1 | RELAY, NO EMERGENCY SHUTDOWN SUMMARY | TURBINE PANEL B
KA1020 | 1061979-1 | RELAY, IGNITION START | TURBINE PANEL B
KT0140 | 2651077-1 | TIMER RELAY, BACKUP PUMP POST LUBE OFF CYCLE | TURBINE PANEL B
KT0141 | 2651077-1 | TIMER RELAY, BACKUP POST LUBE CONTINUOUS | TURBINE PANEL B
KT0142 | 2651077-1 | TIMER RELAY, TOTAL POST LUBE | TURBINE PANEL B
KT0143 | 2651077-1 | TIMER RELAY, BACKUP PUMP POST LUBE ON CYCLE | TURBINE PANEL B
KT0144 | 2651077-1 | TIMER RELAY, HEADER PRESSURE HIGH BACKUP PUMP OFF | TURBINE PANEL B
KT0145 | 2651077-1 | TIMER RELAY, FIRE DETECTED ROLLDOWN LUBE | TURBINE PANEL B
KT0146 | 2651077-3 | TIMER RELAY, WATCHDOG | TURBINE PANEL B
XT0060 | 1066730-7,1066730-8,1067996-4 | TERMINAL BLOCK, SPRING, 4 CONDUCTOR,30-12 AWG (0.05-3.31 MM2),NON-IS | TURBINE PANEL B
XT0070 | 1066730-7,1066730-8,1067996-4 | TERMINAL BLOCK, SPRING, 4 CONDUCTOR,30-12 AWG (0.05-3.31 MM2),NON-IS | TURBINE PANEL B
XT0110 | 1066730-7,1066730-8,1067996-4 | TERMINAL BLOCK, SPRING, 4 CONDUCTOR,30-12 AWG (0.05-3.31 MM2),NON-IS | TURBINE PANEL B
XT0136 | 1066730-7,1066730-8,1067996-4 | TERMINAL BLOCK, SPRING, 4 CONDUCTOR,30-12 AWG (0.05-3.31 MM2),NON-IS | TURBINE PANEL B
XT0233 | 1066730-7,1066730-8,1067996-4 | TERMINAL BLOCK, SPRING, 4 CONDUCTOR,30-12 AWG (0.05-3.31 MM2),NON-IS | TURBINE PANEL B
XT0235 | 1066730-7,1066730-8,1067996-4 | TERMINAL BLOCK, SPRING, 4 CONDUCTOR,30-12 AWG (0.05-3.31 MM2),NON-IS | TURBINE PANEL B
XT0236 | 1066730-7,1066730-8,1067996-4 | TERMINAL BLOCK, SPRING, 4 CONDUCTOR,30-12 AWG (0.05-3.31 MM2),NON-IS | TURBINE PANEL B
XT0237 | 1066730-10,1066730-9,1067996-4 | DIODE TERMINAL STRIP, 4 CONDUCTOR | TURBINE PANEL B
XT0240 | 1066730-7,1066730-8,1067996-4 | TERMINAL BLOCK, SPRING, 4 CONDUCTOR,30-12 AWG (0.05-3.31 MM2),NON-IS | TURBINE PANEL B
XT0400 | 1066730-1,1066730-2,1067996-4 | TERMINAL STRIP, 4 CONDUCTOR | TURBINE PANEL B