## Blue Labels
(SHT 1) DOOR JB70 | (SHT 10) DRIVER JB100 | (SHT 11) FIRE BOX JB10 | (SHT 12) FIRE PANEL JB10 | (SHT 13) JB4 | (SHT 2) JB70 LEFT RAIL | (SHT 3) JB70 RIGHT RAIL | (SHT 4) JB70 PANEL | (SHT 6) INSIDE DOOR JB72 | (SHT 7) JB72 | (SHT 8) JB72 | (SHT 9) JB72 GEN PANEL
AT1100 | WC0060 | XT0170 | FU0170 | UA1210 | BA1100 | GR1100 | PC0471 | AU0120 | FU0010 | GR0141 | AT0680
SB0471 | AF0066 | XT0171 | KA0172 | UA1211 | FU1100 | UA1200 | XT0233 | AF0121 | FU0113 |  | XT0400
SB0473 | AF0065 | XT0174 | KA0174 | UA1220 | FU1101 |  | XT0235 | AF0122 | FU0120 |  | AF0450
SB0474 | AF0064 | GR0170 | KA0176 | UA1221 | FU0080 |  | XT0236 | AF0123 | FU0121 |  | AF0420
SA0471 | AF0063 | HL0171 | KA0178 | UA1230 | FU0090 |  | XT0237 | GR0120 | FU0180 |  | AF0410
SA0472 | AF0062 | HL0172 | KA0875 | UA1231 | FU0091 |  | XT0134 | AF0184 | FU0181 |  | AF0400
SA0473 | AF0061 | HL0173 | KA6510 | UA1262 | FU0092 |  | XT0138 | AF0183 | FU0182 |  | XT0014
SH0471 | AU0060 | SA0170 | KA6511 | UA1263 | FU0093 |  | XT0139 | AF0182 | FU0330 |  | UJ0131
SH0470 | XT1101 | SB0170 | XT0172 | GR1110 | FU0094 |  | XT0050 | AF0181 | FU0332 |  | FU0011
SH0472 | XT1102 | AT0175 | GR0172 |  | FU0210 |  | AF0056 | AU0180 | FU0333 |  | FU0012
HA0472 | GR0100 | AT0176 | AT0170 |  | FU0212 |  | AF0055 | GR0180 | FU0334 |  | FU0013
SB0472 | IEG0110 | AT0178 | UV0170 |  | FU0050 |  | AF0054 |  | FU0335 |  | FU0014
| WC8302 | GR0171 |  |  | FU0051 |  | AF0053 |  | FU0680 |  | FU0015
| FU0060 |  |  |  | FU0052 |  | AF0052 |  | GR0140 |  | FU0017
| FU0061 |  |  |  | FU0053 |  | AF0051 |  | PEG0140 |  | XT0011
| FU0062 |  |  |  | FU0054 |  | AU0050 |  | IEG0130 |  | GR0142
| FU0063 |  |  |  | FU0291 |  | GR0231 |  |  |  | AT0600
| FU0064 |  |  |  | FU0136 |  | PC0470 |  |  |  | UV0600
| FU0100 |  |  |  | FU0137 |  | XT0240 |  |  |  | AP0601
| FU0211 |  |  |  | FU0139 |  | XT0135 |  |  |  | AP0602
| FU0070 |  |  |  | FU2108 |  | XT0080 |  |  |  | AP0603
| FU0071 |  |  |  | FU2220 |  | XT0081 |  |  |  | AP0604
| FU0072 |  |  |  | FU2240 |  | KA0130 |  |  |  | AP0605
| XT0070 |  |  |  | GR1101 |  | KA0131 |  |  |  | AP0606
| XT0060 |  |  |  | PEG0130 |  | KA0132 |  |  |  | AR0600
| KA1020 | [5 empty] | KA0133 |  |  |  | XT0120
| KA0260 | [5 empty] | KA0134 |  |  |  | XT0180
| KA0261 | [5 empty] | KA0136 |  |  |  | KA0121
| KA0262 | [5 empty] | KA0137 |  |  |  | KA0122
| KA0270 | [5 empty] | KA0138 |  |  |  | KA0123
| KA0271 | [5 empty] | KA0141 |  |  |  | KA0124
| KA0221 | [5 empty] | KA0144 |  |  |  | KA0125
| KA0222 | [5 empty] | KA0182 |  |  |  | KA0126
| KA0223 | [5 empty] | KA0231 |  |  |  | KA0128
| KA0224 | [5 empty] | KA0232 |  |  |  | KA0180
| AF0078 | [5 empty] | KA0233 |  |  |  | KA0185
| XT1110 | [5 empty] | KA0234 |  |  |  | KA0310
| GR0101 | [5 empty] | KA0235 |  |  |  | KA0330
| AF0067 | [5 empty] | KA0236 |  |  |  | KA0331
| AF0068 | [5 empty] | KA0237 |  |  |  | KA0332
| WC | [5 empty] | KA0238 |  |  |  | KA0333
| AU0070 | [5 empty] | KA0239 |  |  |  | KA0335
| AF0071 | [5 empty] | KA0240 |  |  |  | KA0336
| AF0072 | [5 empty] | KA0241 |  |  |  | KACC7520
| AF0073 | [5 empty] | KA0242 |  |  |  | KACC7521
| AF0074 | [5 empty] | KA0243 |  |  |  | KACC7523
| AF0075 | [5 empty] | KA0244 |  |  |  | KACC7524
| AF0076 | [5 empty] | KA0245 |  |  |  | UA1520
| AF0077 | [5 empty] | KA0246 |  |  |  | XT1521
| GR0102 | [5 empty] | KA0247 |  |  |  | XTFGH
| WC0070 | [5 empty] | KA0248 |  |  |  | GR0143
[7 empty] | KA0249 |  |  |  | KA0313
[7 empty] | KA0250 |  |  |  | XT0680
[7 empty] | KA2160 |  |  |  | XT0085
[7 empty] | KA2161 |  |  |  | XT0130
[7 empty] | KA0505 |  |  |  | XT0331
[7 empty] | KT0140 |  |  |  | XT0332
[7 empty] | KT0141 |  |  |  | XT0333
[7 empty] | KT0142 |  |  |  | XT0335
[7 empty] | KT0143 |  |  |  | XT0336
[7 empty] | KT0144 |  |  |  | XT0337
[7 empty] | KT0145 |  |  |  | XT0338
[7 empty] | KT0146 |  |  |  | XT0313
[7 empty] | XT9008 |  |  |  | FU0313
[7 empty] | XT9009 |  |  |  | FU0314
[7 empty] | XT0173 |  |  |  | XT0360
[7 empty] | GR0131 |  |  |  | XT0370
[7 empty] | AU0090 |  |  |  | GR0144
[7 empty] | AF0091 |  |  |  | KA4632
[7 empty] | AF0092 |  |  |  | KA4633
[7 empty] | AF0093 |  |  |  | KA4634
[7 empty] | AF0094 |  |  |  | KA4635
[7 empty] | AF0095 |  |  |  | KA4642
[7 empty] | AF0096 |  |  |  | KA4643
[7 empty] | XT0136 |  |  |  | XT0350
[7 empty] | XT0137 |  |  |  | XT0351
[7 empty] | XT0291 |  |  |  | XT0352
[7 empty] | UV0291 |  |  |  | XT0940
[7 empty] | KA0135 |  |  |  | KA4100
[7 empty] | KA3103 |  |  |  | XT1940
[7 empty] | KA6211 |  |  |  | XT9000AC
[7 empty] | GR0133 |  |  |  | GR0145
[7 empty] | IEG0230 |  |  |  | AT0140
AU0080
AF0081
AF0082
AF0083
AF0084
AF0085
AF0086
AF0087
XT0147
GR0232

## White Labels
(SHT 1) DOOR JB70 - (SHT 2) JB70 LEFT RAIL | (SHT 10) DRIVER JB100 | (SHT 6) INSIDE DOOR JB72 | (SHT 6) INSIDE DOOR JB72 - (SHT 7) JB72 | (SHT 2) JB70 LEFT RAIL - (SHT 4) JB70 PANEL | (SHT 4) JB70 PANEL | (SHT 4) JB70 PANEL - (SHT 3) JB70 RIGHT RAIL | (SHT 7) JB72 - (SHT 9) JB72 GEN PANEL | (SHT 9) JB72 GEN PANEL
PEG01302 | AF0064G | AU0120G | IEG01302 | 0V | AF0054G | GR1100 | AT0140LS(S) | UV0600G
| AF0065G | AU0180G | IEG01303 |  | AF0055G | IEG02302 | EXCS | VBUSN
| AF0066G |  | IEG01305 |  | AF0056G |  | IEG01301 | WC8101
| AF0068G |  | IEG01308 |  | AF0083G |  | IEG01304 | WC8102
| AF0071G |  |  |  | AF0084G |  | PEG01405 | WC8201
| AF0072G |  |  |  | AF0085G |  | PMGS | WC8301
| AF0073G |  |  |  | AF0086G |  |  | XT04001
| AF0074G |  |  |  | AF0094G |  |  | XT04002
| AF0075G |  |  |  | AU0050G
| AU0060G |  |  |  | AU0080G
| AU0070G |  |  |  | AU0090G
| IEG01101 |  |  |  | IEG023011
| IEG01104 |  |  |  | IEG02308
| IEG01105 |  |  |  | IEG02309

## Heat Shrink Labels
(SHT 10) DRIVER JB100 | (SHT 11) FIRE BOX JB10 | (SHT 11) FIRE BOX JB10 - (SHT 12) FIRE PANEL JB10 | (SHT 12) FIRE PANEL JB10 | (SHT 4) JB70 PANEL | (SHT 4) JB70 PANEL - (SHT 3) JB70 RIGHT RAIL | (SHT 9) JB72 GEN PANEL
WC4193 | WC8066 | WC5500 | WC5018 | WC4601 | WC4524 | WC4749
| WC8067 | WC8069 |  | WC4661 |  | WC8009

## DOOR JB70
DOOR JB70
Project # | J2470
Project Name | UTAH STATE UNIVERSITY COGEN CSR
Revision | A
Controls DE | H.VOUNG
Phone: | 0
Controls ME | R.DURAN
Phone:
From | [5 empty] | To
Device ID | Cable (W) Conductor (SC) Jumper Clip (JC) | Wire No. | Wire ID | Gauge/Size | Page/Zone | Device ID | Location | Page/Zone
AT1100:GND | SC | PEG01302 | GRN/YEL | 14 | 32.D3 | PEG0130:2 | JB70 LEFT RAIL | 32.D6
AT1100:POS | SC | FU1100 | WHT | 14 | 32.D3 | FU1100:LD | JB70 LEFT RAIL | 32.D3
AT1100:L1 | WC0101 | BA1100DEVICE | ENET | CABLE | 32.D3 | BA1100:DEVICE | JB70 LEFT RAIL | 32.D1
AT1100:NEG | SC | 0V | WHT | 14 | 32.D3 | XT0134:3 | JB70 PANEL | 14.B3
SA0471:B1-13 | SC | SA0471B113 | WHT | 20 | 31.B1 | AF0087:40 | JB70 PANEL | 31.B7
SA0471:B1-14 | SC | SA0471B114 | WHT | 20 | 31.B1 | AF0087:08 | JB70 PANEL | 31.B7
SA0471:B2-13 | SC | SA0471B213 | WHT | 20 | 31.A1 | AF0087:39 | JB70 PANEL | 31.A7
SA0471:B2-14 | SC | SA0471B214 | WHT | 20 | 31.A1 | AF0087:07 | JB70 PANEL | 31.A7
SA0472:B1-13 | SC | SA0472B113 | WHT | 20 | 31.C1 | AF0091:47 | JB70 PANEL | 31.C7
SA0472:B1-14 | SC | SA0472B114 | WHT | 20 | 31.C1 | AF0091:15 | JB70 PANEL | 31.C7
SA0472:B2-13 | SC | SA0472B213 | WHT | 20 | 31.C1 | AF0091:46 | JB70 PANEL | 31.C7
SA0472:B2-14 | SC | SA0472B214 | WHT | 20 | 31.C1 | AF0091:14 | JB70 PANEL | 31.C7
SA0473:11 | SC | SA047311 | WHT | 20 | 31.D1 | AF0087:37 | JB70 PANEL | 31.D7
SA0473:12 | SC | SA047312 | WHT | 20 | 31.D1 | AF0087:05 | JB70 PANEL | 31.D7
SA0473:13 | SC | SA047313 | WHT | 20 | 31.D1 | AF0087:38 | JB70 PANEL | 31.D7
SA0473:14 | SC | SA047314 | WHT | 20 | 31.D1 | AF0087:06 | JB70 PANEL | 31.D7
SB0471:11 | SC | SB047111 | WHT | 20 | 30.D1 | AF0087:34 | JB70 PANEL | 30.D7
SB0471:12 | SC | SB047112 | WHT | 20 | 30.D1 | AF0087:02 | JB70 PANEL | 30.D7
SB0472:B1-11 | SC | ESTOPA | WHT | 20 | 31.B1 | XT0137:1 | JB70 PANEL | 31.B5
SB0472:B1-12 | SC | ESTOP | WHT | 20 | 31.B1 | XT0137:2 | JB70 PANEL | 31.B5
SB0472:B2-11 | SC | SB047221 | WHT | 20 | 31.B1 | AF0081:36 | JB70 PANEL | 31.B7
SB0472:B2-12 | SC | SB047222 | WHT | 20 | 31.B1 | AF0081:04 | JB70 PANEL | 31.B7
SB0473:13 | SC | SB047313 | WHT | 20 | 30.D1 | AF0087:35 | JB70 PANEL | 30.D7
SB0473:14 | SC | SB047314 | WHT | 20 | 30.D1 | AF0087:03 | JB70 PANEL | 30.D7
SB0474:13 | SC | SB047413 | WHT | 20 | 31.A1 | AF0087:36 | JB70 PANEL | 31.A7
SB0474:14 | SC | SB047414 | WHT | 20 | 31.A1 | AF0087:04 | JB70 PANEL | 31.A7
SH0470:11 | SC | SH047011 | WHT | 20 | 30.B1 | AF0087:33 | JB70 PANEL | 30.B7
SH0470:12 | SC | SH047012 | WHT | 20 | 30.B1 | AF0087:01 | JB70 PANEL | 30.B7
SH0470:13 | SC | SH047013 | WHT | 20 | 30.B1 | XT0137:5 | JB70 PANEL | 30.B5
SH0470:14 | SC | SH047014 | WHT | 20 | 30.B1 | XT0137:6 | JB70 PANEL | 30.B5
SH0470:X1 | SC | SH0470X1 | WHT | 20 | 30.B1 | AF0093:22 | JB70 PANEL | 30.B7
SH0470:X2 | SC | SH0470X2 | WHT | 20 | 30.B1 | AF0093:06 | JB70 PANEL | 30.B7
SH0471:11 | SC | SH047111 | WHT | 20 | 30.A1 | XT0137:3 | JB70 PANEL | 30.A5
SH0471:12 | SC | SH047112 | WHT | 20 | 30.A1 | XT0137:4 | JB70 PANEL | 30.A5
SH0471:13 | SC | SH047113 | WHT | 20 | 30.A1 | AF0087:32 | JB70 PANEL | 30.A7
SH0471:14 | SC | SH047114 | WHT | 20 | 30.A1 | AF0087:00 | JB70 PANEL | 30.A7
SH0471:X1 | SC | SH0471X1 | WHT | 20 | 30.A1 | AF0093:31 | JB70 PANEL | 30.A7
SH0471:X2 | SC | SH0471X2 | WHT | 20 | 30.A1 | AF0093:15 | JB70 PANEL | 30.A7
SH0472:11 | SC | SH047211 | WHT | 20 | 30.C1 | XT0236:4 | JB70 PANEL | 30.C5
SH0472:12 | SC | SH047212 | WHT | 20 | 30.C1 | XT0236:5 | JB70 PANEL | 30.C5
SH0472:13 | SC | FU0139 | WHT | 16 | 30.B1 | XT0236:1 | JB70 PANEL | 30.B5
SH0472:14 | SC | KA0241A1 | WHT | 20 | 30.B1 | XT0236:2 | JB70 PANEL | 30.B5
SH0472:X1 | SC | 0V | WHT | 20 | 30.C1 | XT0236:3 | JB70 PANEL | 30.C5
SH0472:X2 | SC | SH0472X2 | WHT | 20 | 30.C1 | XT0237:2 B1 | JB70 PANEL | 30.C5
HA0472:BLK-1 | WC5072 | 0V | 1 | 18 | 29.D1 | XT0147:2 | JB70 PANEL | 29.D5
HA0472:BLK-2 | WC5072 | HA0472 | 2 | 18 | 29.D1 | XT0147:1 | JB70 PANEL | 29.D5
SolarTools ver. 24.0.84.24712 (Jul 31, 2025)
Report date: 5/1/2026 1:41 PM

## DRIVER JB100
DRIVER JB100
Project # | J2470
Project Name | UTAH STATE UNIVERSITY COGEN CSR
Revision | A
Controls DE | H.VOUNG
Phone: | 0
Controls ME | R.DURAN
Phone:
From | [5 empty] | To
Device ID | Cable (W) Conductor (SC) Jumper Clip (JC) | Wire No. | Wire ID | Gauge/Size | Page/Zone | Device ID | Location | Page/Zone
XT0060:1 | JC | 0V | CLIP | --- | 10.C1 | XT0060:2 | DRIVER JB100 | 10.C1
XT0070:1 | JC | 0V | CLIP | --- | 10.A1 | XT0070:2 | DRIVER JB100 | 10.B1
XT1101:1 | JC | FU0100 | CLIP | --- | 15.A4 | XT1101:2 | DRIVER JB100 | 15.A4
XT1102:1 | JC | 0V | CLIP | --- | 15.B4 | XT1102:2 | DRIVER JB100 | 15.B4
AF0061:COM | SC | 0V | WHT | 14 | 10.C2 | XT0060:2 | DRIVER JB100 | 10.C1
AF0061:P | SC | * |  |  | 10.C2 | AU0060:J | DRIVER JB100 | 10.B1
AF0061:V+ | SC | FU0061 | WHT | 14 | 10.C2 | FU0061:LD | DRIVER JB100 | 10.C1
AF0062:00 | SC | 006200 | WHT | 20 | 52.B7 | KA0222:14 | DRIVER JB100 | 52.B6
AF0062:10 | SC | 006210 | WHT | 20 | 38.A7 | KA0270:24 | DRIVER JB100 | 38.A6
AF0062:16 | SC | SV21242 | WHT | 20 | 52.B7 | XT0060:6 | DRIVER JB100 | 52.C5
AF0062:40 | SC | 006240 | WHT | 20 | 38.A7 | KA0270:12 | DRIVER JB100 | 38.A6
AF0062:COM | SC | 0V | WHT | 14 | 10.C3 | XT0060:2 | DRIVER JB100 | 10.C1
AF0062:V+ | SC | FU0062 | WHT | 14 | 10.C3 | FU0062:LD | DRIVER JB100 | 10.C1
AF0063:COM | SC | AF0063N | WHT | 20 | 10.C3 | AF0064:COM | DRIVER JB100 | 10.B4
AF0063:COM | SC | AU0060N | WHT | 20 | 10.C3 | AU0060:COM | DRIVER JB100 | 10.B1
AF0063:V+ | SC | AF0063P | WHT | 20 | 10.C3 | AF0064:V+ | DRIVER JB100 | 10.B4
AF0063:V+ | SC | AU0060P | WHT | 20 | 10.C3 | AU0060:V+ | DRIVER JB100 | 10.B1
AF0064:COM | SC | AF0064N | WHT | 20 | 10.B4 | AF0065:COM | DRIVER JB100 | 10.B4
AF0064:SH | SC | AF0064G | GRN | 14 | 10.B4 | AF0065:SH | DRIVER JB100 | 10.B4
AF0064:SH | SC | AU0060G | GRN | 14 | 10.B4 | AU0060:GND | DRIVER JB100 | 10.B1
AF0064:V+ | SC | AF0064P | WHT | 20 | 10.B4 | AF0065:V+ | DRIVER JB100 | 10.B4
AF0065:COM | SC | AF0065N | WHT | 20 | 10.B4 | AF0066:COM | DRIVER JB100 | 10.C5
AF0065:SH | SC | AF0065G | GRN | 14 | 10.B4 | AF0066:SH | DRIVER JB100 | 10.C5
AF0065:V+ | SC | AF0065P | WHT | 20 | 10.B4 | AF0066:V+ | DRIVER JB100 | 10.C5
AF0066:COM | SC | AF0066N | WHT | 20 | 10.C5 | AF0068:COM | DRIVER JB100 | 10.D6
AF0066:SH | SC | AF0066G | GRN | 14 | 10.C5 | AF0068:SH | DRIVER JB100 | 10.D6
AF0066:V+ | SC | AF0066P | WHT | 16 | 10.C5 | AF0068:V+ | DRIVER JB100 | 10.D6
AF0067:06 | SC | KA022311 | WHT | 20 | 60.B7 | KA0223:11 | DRIVER JB100 | 60.B6
AF0067:COM | SC | 0V | WHT | 14 | 10.D6 | XT0060:2 | DRIVER JB100 | 10.C1
AF0067:V+ | SC | FU0063 | WHT | 14 | 10.D6 | FU0063:LD | DRIVER JB100 | 10.C1
AF0068:SH | SC | AF0068G | GRN | 14 | 10.D6 | IEG0110:3 | DRIVER JB100 | 10.D7
AF0071:COM | SC | AF0071N | WHT | 20 | 10.A2 | AF0072:COM | DRIVER JB100 | 10.A3
AF0071:COM | SC | AU0070N | WHT | 20 | 10.A2 | AU0070:COM | DRIVER JB100 | 10.A1
AF0071:P | SC | * |  |  | 10.A2 | AU0070:J | DRIVER JB100 | 10.A1
AF0071:SH | SC | AF0071G | GRN | 14 | 10.A2 | AF0072:SH | DRIVER JB100 | 10.A3
AF0071:SH | SC | AU0070G | GRN | 14 | 10.A2 | AU0070:GND | DRIVER JB100 | 10.A1
AF0071:V+ | SC | AF0071P | WHT | 20 | 10.A2 | AF0072:V+ | DRIVER JB100 | 10.A3
AF0071:V+ | SC | AU0070P | WHT | 20 | 10.A2 | AU0070:V+ | DRIVER JB100 | 10.A1
AF0072:COM | SC | AF0072N | WHT | 20 | 10.A3 | AF0073:COM | DRIVER JB100 | 10.A3
AF0072:SH | SC | AF0072G | GRN | 14 | 10.A3 | AF0073:SH | DRIVER JB100 | 10.A3
AF0072:V+ | SC | AF0072P | WHT | 20 | 10.A3 | AF0073:V+ | DRIVER JB100 | 10.A3
AF0073:COM | SC | AF0073N | WHT | 20 | 10.A3 | AF0074:COM | DRIVER JB100 | 10.A4
AF0073:SH | SC | AF0073G | GRN | 14 | 10.A3 | AF0074:SH | DRIVER JB100 | 10.A4
AF0073:V+ | SC | AF0073P | WHT | 20 | 10.A3 | AF0074:V+ | DRIVER JB100 | 10.A4
AF0074:COM | SC | AF0074N | WHT | 20 | 10.A4 | AF0075:COM | DRIVER JB100 | 10.A4
AF0074:SH | SC | AF0074G | GRN | 14 | 10.A4 | AF0075:SH | DRIVER JB100 | 10.A4
AF0074:V+ | SC | AF0074P | WHT | 20 | 10.A4 | AF0075:V+ | DRIVER JB100 | 10.A4
AF0075:COM | SC | AF0075N | WHT | 20 | 10.A4 | AF0077:COM | DRIVER JB100 | 10.A6
AF0075:SH | SC | AF0075G | GRN | 14 | 10.A4 | IEG0110:2 | DRIVER JB100 | 10.B6
AF0075:V+ | SC | AF0075P | WHT | 20 | 10.A4 | AF0077:V+ | DRIVER JB100 | 10.A6
AF0076:00 | SC | 007600 | WHT | 20 | 48.B7 | KA0260:14 | DRIVER JB100 | 48.B5
AF0076:01 | SC | KA026224 | WHT | 20 | 50.B7 | KA0262:24 | DRIVER JB100 | 50.B5
AF0076:02 | SC | 007602 | WHT | 16 | 52.A7 | KA0221:A1 | DRIVER JB100 | 52.A6
AF0076:03 | SC | 007603 | WHT | 20 | 37.A7 | KA1020:A2 | DRIVER JB100 | 37.A5
AF0076:04 | SC | 007604 | WHT | 16 | 52.B7 | KA0222:A1 | DRIVER JB100 | 52.B6
AF0076:05 | SC | KA0223A1 | WHT | 20 | 60.B7 | KA0223:A1 | DRIVER JB100 | 60.B6
AF0076:06 | SC | KA0224A1 | WHT | 20 | 61.B7 | KA0224:A1 | DRIVER JB100 | 61.B6
AF0076:18 | SC | 007618 | WHT | 20 | 52.A7 | KA0221:A2 | DRIVER JB100 | 52.A6
AF0076:19 | SC | 007619 | WHT | 20 | 37.A7 | KA1020:A1 | DRIVER JB100 | 37.A5
AF0076:20 | SC | 007620 | WHT | 20 | 52.B7 | KA0222:A2 | DRIVER JB100 | 52.B6
AF0076:21 | SC | KA0223A2 | WHT | 20 | 60.B7 | KA0223:A2 | DRIVER JB100 | 60.B6
AF0076:22 | SC | KA0224A2 | WHT | 20 | 61.B7 | KA0224:A2 | DRIVER JB100 | 61.B6
AF0076:COM | SC | 0V | WHT | 14 | 10.A5 | XT0070:2 | DRIVER JB100 | 10.B1
AF0076:V+ | SC | FU0071 | WHT | 14 | 10.A5 | FU0071:LD | DRIVER JB100 | 10.B1
AF0078:COM | SC | 0V | WHT | 14 | 10.A7 | XT0070:2 | DRIVER JB100 | 10.B1
AF0078:V+ | SC | FU0072 | WHT | 14 | 10.A7 | FU0072:LD | DRIVER JB100 | 10.B1
AU0060:COM | SC | 0V | WHT | 14 | 10.B1 | XT0060:1 | DRIVER JB100 | 10.C1
AU0060:V+ | SC | FU0060 | WHT | 14 | 10.B1 | FU0060:LD | DRIVER JB100 | 10.C1
AU0070:COM | SC | 0V | WHT | 16 | 10.A1 | XT0070:1 | DRIVER JB100 | 10.A1
AU0070:V+ | SC | FU0070 | WHT | 14 | 10.A1 | FU0070:LD | DRIVER JB100 | 10.A1
FU0060:LI | SC | FU0100 | WHT | 14 | 10.C1 | FU0061:LI | DRIVER JB100 | 10.C1
FU0060:LI | SC | FU0100 | WHT | 14 | 10.C1 | XT1101:1 | DRIVER JB100 | 15.A4
FU0061:LI | SC | FU0100 | WHT | 14 | 10.C1 | FU0062:LI | DRIVER JB100 | 10.C1
FU0062:LI | SC | FU0100 | WHT | 14 | 10.C1 | FU0063:LI | DRIVER JB100 | 10.C1
FU0063:LI | SC | FU0100 | WHT | 14 | 10.C1 | FU0064:LI | DRIVER JB100 | 10.D1
FU0070:LI | SC | FU0100 | WHT | 14 | 10.A1 | XT1101:1 | DRIVER JB100 | 15.A4
FU0070:LI | SC | FU0100 | WHT | 14 | 10.A1 | FU0071:LI | DRIVER JB100 | 10.B1
FU0071:LI | SC | FU0100 | WHT | 14 | 10.B1 | FU0072:LI | DRIVER JB100 | 10.B1
FU0100:LD | SC | FU0100 | WHT | 12 | 15.A4 | XT1101:1 | DRIVER JB100 | 15.A4
FU0211:LD | SC | FU0211 | WHT | 14 | 15.A5 | KA1020:14 | DRIVER JB100 | 37.A5
FU0211:LI | SC | FU0100 | WHT | 14 | 15.A5 | XT1101:2 | DRIVER JB100 | 15.A4
GR0100: | SC | IEG01101 | GRN | 14 | 4.B3 | IEG0110:1 | DRIVER JB100 | 4.B3
GR0101: | SC | IEG01104 | GRN | 14 | 4.C3 | IEG0110:4 | DRIVER JB100 | 4.C3
GR0102: | SC | IEG01105 | GRN | 14 | 4.C3 | IEG0110:5 | DRIVER JB100 | 4.C3
KA0221:11 | SC | 022111 | WHT | 20 | 52.A6 | KA0260:24 | DRIVER JB100 | 52.A5
KA0223:14 | SC | KA022314 | WHT | 20 | 60.B6 | KA0261:14 | DRIVER JB100 | 60.B5
KA0224:11 | SC | KA022411 | WHT | 20 | 61.B5 | KA0261:24 | DRIVER JB100 | 61.B5
KA0260:A1 | SC | ESTOP | WHT | 16 | 15.B4 | XT1110:1 | DRIVER JB100 | 15.B3
KA0260:A1 | SC | ESTOP | WHT | 20 | 15.B4 | KA0261:A1 | DRIVER JB100 | 15.C4
KA0260:A2 | SC | 0V | WHT | 20 | 15.B4 | XT1102:2 | DRIVER JB100 | 15.B4
KA0260:A2 | SC | 0V | WHT | 20 | 15.B4 | KA0261:A2 | DRIVER JB100 | 15.C4
KA0261:A1 | SC | ESTOP | WHT | 20 | 15.C4 | KA0262:A1 | DRIVER JB100 | 15.C4
KA0261:A2 | SC | 0V | WHT | 20 | 15.C4 | KA0262:A2 | DRIVER JB100 | 15.C4
KA0270:A1 | SC | KA0234A1 | WHT | 20 | 15.C4 | KA0271:A1 | DRIVER JB100 | 15.C4
KA0270:A1 | SC | KA0234A1 | WHT | 20 | 15.C4 | XT1110:2 | DRIVER JB100 | 15.C3
KA0270:A2 | SC | 0V | WHT | 20 | 15.C4 | KA0271:A2 | DRIVER JB100 | 15.C4
KA0270:A2 | SC | 0V | WHT | 20 | 15.C4 | XT1102:2 | DRIVER JB100 | 15.B4
KA1020:24 | SC | 0V | WHT | 14 | 37.A5 | XT1102:1 | DRIVER JB100 | 15.B4
XT0060:1 | SC | 0V | WHT | 14 | 10.C1 | XT1102:2 | DRIVER JB100 | 15.B4
XT1102:1 | SC | 0V | WHT | 14 | 15.B4 | XT0070:1 | DRIVER JB100 | 10.A1
AU0060:L1 | WC0007 | AU0070L2 | ENET | CABLE | 2.B2 | AU0070:L2 | DRIVER JB100 | 2.B1
AF0066:J | WC0060 | AF0066J | CABLE | CABLE | 10.C5 | AF0067:P | DRIVER JB100 | 10.D6
AF0077:J | WC0070 | AF0077J | CABLE | CABLE | 10.A6 | AF0078:P | DRIVER JB100 | 10.A7
AF0066:10 | WC4193 | 006610 | RED | 20 | 39.A7 | KA0271:14 | DRIVER JB100 | 39.A5
AF0066:26 | WC4193 | 006626 | BLK | 20 | 39.A7 | KA0271:24 | DRIVER JB100 | 39.A5
AF0066:58 | WC4193 | FCE1440S | SH | 20 | 39.A7 | XT0070:3 | DRIVER JB100 | 39.A5
AF0062:08 | SC | 006208 | WHT | 20 | 38.A7 | XT0237:3 B2 | JB70 PANEL | 38.A5
AF0076:10 | SC | KT014615 | WHT | 20 | 17.C7 | KT0146:15 | JB70 PANEL | 17.C6
AF0076:13 | SC | KT0146B1 | WHT | 20 | 16.B2 | KT0146:B1 | JB70 PANEL | 16.B2
AF0076:26 | SC | KA0231A2 | WHT | 20 | 17.C7 | KA0231:A2 | JB70 PANEL | 17.C6
AF0076:29 | SC | KT0146A2 | WHT | 20 | 16.B2 | KT0146:A2 | JB70 PANEL | 16.B2
FU0100:LI | SC | FU0136 | WHT | 12 | 15.A4 | XT0138:3 | JB70 PANEL | 14.A3
KA0221:14 | SC | 009502 | WHT | 16 | 52.A6 | AF0095:02 | JB70 PANEL | 52.A7
KA0222:11 | SC | 022211 | WHT | 20 | 52.B6 | KA0236:24 | JB70 PANEL | 52.B5
KA0224:14 | SC | KA022414 | WHT | 16 | 61.B5 | AF0052:04 | JB70 PANEL | 61.B7
KA0270:11 | SC | KA023311 | WHT | 20 | 38.A6 | XT0237:3 T2 | JB70 PANEL | 38.A5
XT0060:3 | SC | UA1200J21 | WHT | 20 | 18.D5 | KA0235:11 | JB70 PANEL | 17.A5
XT0060:4 | SC | SV21202 | WHT | 16 | 52.A5 | AF0095:18 | JB70 PANEL | 52.A7
XT0060:7 | SC | SV22222 | WHT | 16 | 61.B5 | AF0052:20 | JB70 PANEL | 61.B7
XT1102:1 | SC | 0V | WHT | 12 | 15.B4 | XT0134:3 | JB70 PANEL | 14.B3
XT1110:2 | SC | KA0234A1 | WHT | 16 | 15.C3 | XT0240:14 | JB70 PANEL | 17.D6
AU0060:L2 | WC0006 | AU0060L2 | ENET | CABLE | 2.B2 | AU0090:L1 | JB70 PANEL | 2.C1
XT0060:3 | SC | UA1200J21 | WHT | 20 | 18.D5 | UA1200:J2-1 | JB70 RIGHT RAIL | 18.B3
XT1110:1 | SC | ESTOP | WHT | 16 | 15.B3 | XT0336:1 | JB72 GEN PANEL | 20.C4
AU0070:L1 | WC0045 | AF0450L2 | ENET | CABLE | 2.B1 | AF0450:L2 | JB72 GEN PANEL | 2.A3
SolarTools ver. 24.0.84.24712 (Jul 31, 2025)
Report date: 5/1/2026 1:41 PM

## FIRE BOX JB10
FIRE BOX JB10
JB10
Project # | J2470
Project Name | UTAH STATE UNIVERSITY COGEN CSR
Revision | A
Controls DE | H.VOUNG
Phone: | 0
Controls ME | R.DURAN
Phone:
From | [5 empty] | To
Device ID | Cable (W) Conductor (SC) Jumper Clip (JC) | Wire No. | Wire ID | Gauge/Size | Page/Zone | Device ID | Location | Page/Zone
XT0170:1 | JC | FU0170 | CLIP | --- | 12.A2 | XT0170:2 | FIRE BOX JB10 | 12.A2
XT0170:3 | JC | 0V | CLIP | --- | 12.A2 | XT0170:4 | FIRE BOX JB10 | 12.A2
AT0175:14 | SC | AT017514 | LEAD | --- | 96.D6 | RR0175S5: -10K OHM | FIRE BOX JB10 | 96.D6
AT0175:15 | SC | AT017515 | LEAD | --- | 96.D6 | RR0175S5: -10K OHM | FIRE BOX JB10 | 96.D6
AT0175:17 | SC | VD0175A | WHT | 20 | 29.B6 | XT0174:4 | FIRE BOX JB10 | 29.B3
AT0175:18 | SC | HL0171X1 | WHT | 20 | 29.B6 | XT0174:5 | FIRE BOX JB10 | 29.B3
AT0175:2 | SC | SB017013 | WHT | 20 | 29.B6 | XT0174:1 | FIRE BOX JB10 | 29.B3
AT0175:20 | SC | VD0175I | WHT | 20 | 29.C6 | XT0174:7 | FIRE BOX JB10 | 29.C3
AT0175:21 | SC | HL0172X1 | WHT | 20 | 29.C6 | XT0174:8 | FIRE BOX JB10 | 29.C3
AT0175:23 | SC | VD0175D | WHT | 20 | 29.C6 | XT0174:10 | FIRE BOX JB10 | 29.C3
AT0175:24 | SC | HL0173X1 | WHT | 20 | 29.C6 | XT0174:11 | FIRE BOX JB10 | 29.C3
AT0175:3 | SC | SB017014 | WHT | 20 | 29.B6 | XT0174:2 | FIRE BOX JB10 | 29.B3
AT0175:4P1 | SC | AT01754P1 | WHT | 20 | 12.B5 | SA0170:B2-13 | FIRE BOX JB10 | 29.A1
AT0175:GND | SC | AT0175G | GRN/YEL | 14 | 12.B5 | FRAME | FIRE BOX JB10 | 12.C6
AT0176:11 | SC | AT017611 | LEAD | --- | 96.B6 | RR0176S4: -10K OHM | FIRE BOX JB10 | 96.B6
AT0176:12 | SC | AT017612 | LEAD | --- | 96.B6 | RR0176S4: -10K OHM | FIRE BOX JB10 | 96.B6
AT0176:14 | SC | AT017614 | LEAD | --- | 96.B6 | RR017625: -10K OHM | FIRE BOX JB10 | 96.B6
AT0176:15 | SC | AT017615 | LEAD | --- | 96.B6 | RR017625: -10K OHM | FIRE BOX JB10 | 96.B6
AT0176:17 | SC | AT017617 | LEAD | --- | 96.C6 | RR0854: -10K OHM | FIRE BOX JB10 | 96.C6
AT0176:18 | SC | AT017618 | LEAD | --- | 96.C6 | RR0854: -10K OHM | FIRE BOX JB10 | 96.C6
AT0176:20 | SC | AT017620 | LEAD | --- | 96.C6 | RR0176S7: -10K OHM | FIRE BOX JB10 | 96.D6
AT0176:21 | SC | AT017621 | LEAD | --- | 96.C6 | RR0176S7: -10K OHM | FIRE BOX JB10 | 96.D6
AT0176:4P1 | SC | AT01764P1 | WHT | 14 | 12.C5 | AT0178:1P1 | FIRE BOX JB10 | 12.D5
AT0176:5P1 | SC | AT01765P1 | WHT | 14 | 12.C5 | AT0178:2P1 | FIRE BOX JB10 | 12.D5
AT0176:8 | SC | AT01768 | LEAD | --- | 96.A6 | RR0176S3: -10K OHM | FIRE BOX JB10 | 96.A6
AT0176:9 | SC | AT01769 | LEAD | --- | 96.A6 | RR0176S3: -10K OHM | FIRE BOX JB10 | 96.A6
AT0176:GND | SC | AT0176G | GRN/YEL | 14 | 12.C5 | FRAME | FIRE BOX JB10 | 12.C6
AT0178:11 | SC | 017811 | WHT | 20 | 98.D6 | XT0170:32 | FIRE BOX JB10 | 98.D6
AT0178:2 | SC | 01782 | WHT | 20 | 98.B6 | XT0170:26 | FIRE BOX JB10 | 98.B6
AT0178:20 | SC | AT017820 | LEAD | --- | 97.D6 | RR0178S7: -10K OHM | FIRE BOX JB10 | 97.D6
AT0178:21 | SC | AT017821 | LEAD | --- | 97.D6 | RR0178S7: -10K OHM | FIRE BOX JB10 | 97.D6
AT0178:23 | SC | VD0178 | WHT | 20 | 29.D6 | XT0170:17 | FIRE BOX JB10 | 29.D6
AT0178:24 | SC | KA0178A2 | WHT | 20 | 29.D6 | XT0170:19 | FIRE BOX JB10 | 29.D6
AT0178:5 | SC | 01785 | WHT | 20 | 98.B6 | XT0170:28 | FIRE BOX JB10 | 98.B6
AT0178:8 | SC | 01788 | WHT | 20 | 98.D6 | XT0170:30 | FIRE BOX JB10 | 98.D6
AT0178:GND | SC | AT0178G | GRN/YEL | 14 | 12.D5 | FRAME | FIRE BOX JB10 | 12.D6
GR0170: | SC | GR0170 | GRN/YEL | 14 | 4.D3 | FRAME | FIRE BOX JB10 | 4.D3
GR0171: | SC | GR0171 | GRN/YEL | 14 | 4.D3 | FRAME | FIRE BOX JB10 | 4.D3
HL0171:X1 | SC | HL0171X1 | WHT | 20 | 29.B1 | XT0174:5 | FIRE BOX JB10 | 29.B3
HL0171:X2 | SC | HL0171X2 | WHT | 20 | 29.B1 | XT0174:3 | FIRE BOX JB10 | 29.B2
HL0172:X1 | SC | HL0172X1 | WHT | 20 | 29.C1 | XT0174:8 | FIRE BOX JB10 | 29.C3
HL0172:X2 | SC | HL0172X2 | WHT | 20 | 29.C1 | XT0174:6 | FIRE BOX JB10 | 29.C2
HL0173:X1 | SC | HL0173X1 | WHT | 20 | 29.C1 | XT0174:11 | FIRE BOX JB10 | 29.C3
HL0173:X2 | SC | HL0173X2 | WHT | 20 | 29.C1 | XT0174:9 | FIRE BOX JB10 | 29.C2
RR0175A: -10K OHM | SC | VD0175A | LEAD | --- | 29.B3 | XT0174:4 | FIRE BOX JB10 | 29.B3
RR0175A: -10K OHM | SC | HL0171X1 | LEAD | --- | 29.B3 | XT0174:5 | FIRE BOX JB10 | 29.B3
RR0175D: -10K OHM | SC | VD0175D | LEAD | --- | 29.C3 | XT0174:10 | FIRE BOX JB10 | 29.C3
RR0175D: -10K OHM | SC | HL0173X1 | LEAD | --- | 29.C3 | XT0174:11 | FIRE BOX JB10 | 29.C3
RR0175I: -10K OHM | SC | VD0175I | LEAD | --- | 29.C3 | XT0174:7 | FIRE BOX JB10 | 29.C3
RR0175I: -10K OHM | SC | HL0172X1 | LEAD | --- | 29.C3 | XT0174:8 | FIRE BOX JB10 | 29.C3
RR0175M: -10K OHM | SC | SB017013 | LEAD | --- | 29.B3 | XT0174:1 | FIRE BOX JB10 | 29.B3
RR0175M: -10K OHM | SC | SB017014 | LEAD | --- | 29.B3 | XT0174:2 | FIRE BOX JB10 | 29.B3
RR0178: -10K OHM | SC | VD0178 | LEAD | --- | 29.D6 | XT0170:17 | FIRE BOX JB10 | 29.D6
RR0178: -10K OHM | SC | KA0178A2 | LEAD | --- | 29.D6 | XT0170:19 | FIRE BOX JB10 | 29.D6
RR01781:-3.01K OHM | SC | 01782 | LEAD | --- | 98.B5 | XT0170:26 | FIRE BOX JB10 | 98.B6
RR01781:-3.01K OHM | SC | ZSC66111 | LEAD | --- | 98.B5 | XT0170:25 | FIRE BOX JB10 | 98.B5
RR01782:-3.01K OHM | SC | 01785 | LEAD | --- | 98.B5 | XT0170:28 | FIRE BOX JB10 | 98.B6
RR01782:-3.01K OHM | SC | ZSO66111 | LEAD | --- | 98.B5 | XT0170:27 | FIRE BOX JB10 | 98.B5
RR01783:-3.01K OHM | SC | 01788 | LEAD | --- | 98.D5 | XT0170:30 | FIRE BOX JB10 | 98.D6
RR01783:-3.01K OHM | SC | ZSC66211 | LEAD | --- | 98.D5 | XT0170:29 | FIRE BOX JB10 | 98.D5
RR01784:-3.01K OHM | SC | 017811 | LEAD | --- | 98.D5 | XT0170:32 | FIRE BOX JB10 | 98.D6
RR01784:-3.01K OHM | SC | ZSO66211 | LEAD | --- | 98.D5 | XT0170:31 | FIRE BOX JB10 | 98.D5
SA0170:B1-13 | SC | SA0170B113 | WHT | 20 | 29.A1 | XT0170:11 | FIRE BOX JB10 | 29.A6
SA0170:B1-14 | SC | SA0170B114 | WHT | 20 | 29.A1 | XT0170:12 | FIRE BOX JB10 | 29.A6
SB0170:13 | SC | SB017013 | WHT | 20 | 29.B1 | XT0174:1 | FIRE BOX JB10 | 29.B3
SB0170:14 | SC | SB017014 | WHT | 20 | 29.B1 | XT0174:2 | FIRE BOX JB10 | 29.B3
VD0175A:--1N4007 | SC | HL0171X2 | LEAD | --- | 29.B2 | XT0174:3 | FIRE BOX JB10 | 29.B2
VD0175A:+-1N4007 | SC | VD0175A | LEAD | --- | 29.B2 | XT0174:4 | FIRE BOX JB10 | 29.B3
VD0175D:--1N4007 | SC | HL0173X2 | LEAD | --- | 29.C2 | XT0174:9 | FIRE BOX JB10 | 29.C2
VD0175D:+-1N4007 | SC | VD0175D | LEAD | --- | 29.C2 | XT0174:10 | FIRE BOX JB10 | 29.C3
VD0175I:--1N4007 | SC | HL0172X2 | LEAD | --- | 29.C2 | XT0174:6 | FIRE BOX JB10 | 29.C2
VD0175I:+-1N4007 | SC | VD0175I | LEAD | --- | 29.C2 | XT0174:7 | FIRE BOX JB10 | 29.C3
VD0178:--1N4007 | SC | KA0178A1 | LEAD | --- | 29.D6 | XT0170:16 | FIRE BOX JB10 | 29.D5
VD0178:+-1N4007 | SC | VD0178 | LEAD | --- | 29.D6 | XT0170:17 | FIRE BOX JB10 | 29.D6
VD6211:--1N4007 | SC | KA017611 | LEAD | --- | 104.B5 | XT0171:1 | FIRE BOX JB10 | 104.B5
VD6211:+-1N4007 | SC | 009304 | LEAD | --- | 104.B5 | XT0171:2 | FIRE BOX JB10 | 104.B5
AT0175:1P2 | WC8066 | AT01751P2 | WHT | 16 | 12.C7 | AT0176:4P2 | FIRE BOX JB10 | 12.C7
AT0175:2P2 | WC8066 | AT01752P2 | BLK | 16 | 12.C7 | AT0176:5P2 | FIRE BOX JB10 | 12.C7
AT0175:3P2 | WC8066 | AT01753P2 | SH | 16 | 12.C7 | AT0176:6P2 | FIRE BOX JB10 | 12.C7
AT0176:1P2 | WC8067 | AT01761P2 | WHT | 16 | 12.D7 | AT0178:4P2 | FIRE BOX JB10 | 12.D7
AT0176:2P2 | WC8067 | AT01762P2 | BLK | 16 | 12.D7 | AT0178:5P2 | FIRE BOX JB10 | 12.D7
AT0176:3P2 | WC8067 | AT01763P2 | SH | 16 | 12.D7 | AT0178:6P2 | FIRE BOX JB10 | 12.D7
AT0175:11 | SC | KA651012 | WHT | 20 | 96.A6 | KA6510:12 | FIRE PANEL JB10 | 96.A6
AT0175:1P1 | SC | UV01709 | WHT | 14 | 12.B5 | UV0170:9(+) | FIRE PANEL JB10 | 12.A3
AT0175:2P1 | SC | UV017010 | WHT | 14 | 12.B5 | UV0170:10(-) | FIRE PANEL JB10 | 12.A3
AT0175:5P1 | SC | KA6510A2 | WHT | 20 | 12.B5 | KA6510:A2 | FIRE PANEL JB10 | 29.A5
AT0176:1P1 | SC | UV017011 | WHT | 14 | 12.C5 | UV0170:11(+) | FIRE PANEL JB10 | 12.A3
AT0176:2P1 | SC | UV017012 | WHT | 14 | 12.C5 | UV0170:12(-) | FIRE PANEL JB10 | 12.A3
SA0170:B2-14 | SC | KA6510A1 | WHT | 20 | 29.A1 | KA6510:A1 | FIRE PANEL JB10 | 29.A5
XT0170:1 | SC | FU0170 | WHT | 20 | 12.A2 | XT0172:4 | FIRE PANEL JB10 | 102.A6
XT0170:10 | SC | KA017412 | WHT | 20 | 93.D5 | KA0174:12 | FIRE PANEL JB10 | 93.D6
XT0170:11 | SC | SA0170B113 | WHT | 20 | 29.A6 | AT0170:11 | FIRE PANEL JB10 | 29.A6
XT0170:12 | SC | SA0170B114 | WHT | 20 | 29.A6 | AT0170:12 | FIRE PANEL JB10 | 29.A6
XT0170:16 | SC | KA0178A1 | WHT | 16 | 29.D5 | KA0178:A1 | FIRE PANEL JB10 | 29.D1
XT0170:18 | SC | LON0P | WHT | 14 | 95.A6 | UV0170:13(+) | FIRE PANEL JB10 | 95.B7
XT0170:19 | SC | KA0178A2 | WHT | 16 | 29.D6 | KA0178:A2 | FIRE PANEL JB10 | 29.D1
XT0170:2 | SC | FU0170 | WHT | 14 | 12.A2 | UV0170:3(+) | FIRE PANEL JB10 | 12.A3
XT0170:2 | SC | FU0170 | WHT | 14 | 12.A2 | FU0170:LD | FIRE PANEL JB10 | 12.A2
XT0170:2 | SC | FU0170 | WHT | 14 | 12.A2 | UV0170:1(+) | FIRE PANEL JB10 | 12.A3
XT0170:2 | SC | FU0170 | WHT | 20 | 12.A2 | AT0170:24 | FIRE PANEL JB10 | 12.B3
XT0170:20 | SC | LON0N | WHT | 14 | 95.A6 | UV0170:14(-) | FIRE PANEL JB10 | 95.B7
XT0170:22 | SC | LON2P | WHT | 14 | 95.D6 | UV0170:15(+) | FIRE PANEL JB10 | 95.B7
XT0170:23 | SC | LON2N | WHT | 14 | 95.D6 | UV0170:16(-) | FIRE PANEL JB10 | 95.B7
XT0170:3 | SC | 0V | WHT | 14 | 12.A2 | UV0170:4(-) | FIRE PANEL JB10 | 12.A3
XT0170:3 | SC | 0V | WHT | 14 | 12.A2 | UV0170:2(-) | FIRE PANEL JB10 | 12.A3
XT0170:4 | SC | 0V | WHT | 14 | 12.A2 | XT0172:5 | FIRE PANEL JB10 | 102.A6
XT0170:4 | SC | 0V | WHT | 20 | 12.A2 | KA0172:A2 | FIRE PANEL JB10 | 12.B2
XT0170:5 | SC | AT017045 | WHT | 20 | 93.C5 | AT0170:45 | FIRE PANEL JB10 | 93.C6
XT0170:6 | SC | AT017046 | WHT | 20 | 93.C5 | AT0170:46 | FIRE PANEL JB10 | 93.C6
XT0170:7 | SC | KA017211 | WHT | 20 | 93.D5 | KA0172:11 | FIRE PANEL JB10 | 93.D6
XT0170:8 | SC | KA017212 | WHT | 16 | 93.D5 | KA0172:12 | FIRE PANEL JB10 | 93.D6
XT0170:9 | SC | KA017411 | WHT | 20 | 93.D5 | KA0174:11 | FIRE PANEL JB10 | 93.D6
XT0171:1 | SC | KA017611 | WHT | 20 | 104.B5 | KA0176:11 | FIRE PANEL JB10 | 104.B6
AT0178:1P2 | WC5500 | LON1A | WHT | 16 | 102.A6 | XT0172:1 | FIRE PANEL JB10 | 102.A6
AT0178:2P2 | WC5500 | LON1B | BLK | 16 | 102.A6 | XT0172:2 | FIRE PANEL JB10 | 102.A6
AT0178:3P2 | WC5500 | LON1S1 | SH | 16 | 102.A6 | XT0172:3 | FIRE PANEL JB10 | 102.A6
AT0175:4P2 | WC8069 | AT017050 | WHT | 16 | 12.A7 | AT0170:50 | FIRE PANEL JB10 | 12.A7
AT0175:5P2 | WC8069 | AT017049 | BLK | 16 | 12.A7 | AT0170:49 | FIRE PANEL JB10 | 12.A7
AT0175:6P2 | WC8069 | AT017048 | SH | 16 | 12.A7 | AT0170:48 | FIRE PANEL JB10 | 12.A7
XT0170:10 | SC | KA017412 | WHT | 16 | 93.D5 | XT0173:4 | JB70 PANEL | 93.D4
XT0170:3 | SC | 0V | WHT | 12 | 12.A2 | XT0134:2 | JB70 PANEL | 14.B3
XT0170:5 | SC | AT017045 | WHT | 16 | 93.C5 | XT0173:1 | JB70 PANEL | 93.C4
XT0170:6 | SC | AT017046 | WHT | 16 | 93.C5 | XT0173:2 | JB70 PANEL | 93.C4
XT0170:7 | SC | KA017211 | WHT | 16 | 93.D5 | XT0173:5 | JB70 PANEL | 93.D4
XT0170:8 | SC | KA017212 | WHT | 16 | 93.D5 | XT0173:6 | JB70 PANEL | 93.D4
XT0170:9 | SC | KA017411 | WHT | 16 | 93.D5 | XT0173:3 | JB70 PANEL | 93.D4
XT0171:1 | SC | KA017611 | WHT | 20 | 104.B5 | KA0246:11 | JB70 PANEL | 104.B5
XT0171:2 | SC | 009304 | WHT | 20 | 104.B5 | AF0093:04 | JB70 PANEL | 104.B7
SolarTools ver. 24.0.84.24712 (Jul 31, 2025)
Report date: 5/1/2026 1:41 PM

## FIRE PANEL JB10
FIRE PANEL JB10
Project # | J2470
Project Name | UTAH STATE UNIVERSITY COGEN CSR
Revision | A
Controls DE | H.VOUNG
Phone: | 0
Controls ME | R.DURAN
Phone:
From | [5 empty] | To
Device ID | Cable (W) Conductor (SC) Jumper Clip (JC) | Wire No. | Wire ID | Gauge/Size | Page/Zone | Device ID | Location | Page/Zone
AT0170:1 | SC | UV01705 | WHT | 14 | 12.A5 | UV0170:5(+) | FIRE PANEL JB10 | 12.A3
AT0170:2 | SC | UV01706 | WHT | 14 | 12.A5 | UV0170:6(-) | FIRE PANEL JB10 | 12.A3
AT0170:24 | SC | FU0170 | WHT | 20 | 12.B3 | AT0170:30 | FIRE PANEL JB10 | 12.C3
AT0170:25 | SC | AT017025 | WHT | 20 | 12.B3 | KA0172:A1 | FIRE PANEL JB10 | 12.B2
AT0170:3 | SC | UV01707 | WHT | 14 | 12.A5 | UV0170:7(+) | FIRE PANEL JB10 | 12.A3
AT0170:31 | SC | AT017031 | WHT | 20 | 12.C3 | KA0174:A1 | FIRE PANEL JB10 | 12.C2
AT0170:4 | SC | UV01708 | WHT | 14 | 12.A5 | UV0170:8(-) | FIRE PANEL JB10 | 12.A3
AT0170:GND | SC | AT0170G | GRN/YEL | 14 | 12.A5 | FRAME | FIRE PANEL JB10 | 12.B6
GR0172: | SC | GR0172 | GRN/YEL | 14 | 4.D3 | FRAME | FIRE PANEL JB10 | 4.D3
KA0172:A2 | SC | 0V | WHT | 20 | 12.B2 | KA0174:A2 | FIRE PANEL JB10 | 12.C2
KA6510:A1 | SC | KA6510A1 | WHT | 20 | 29.A5 | KA6511:A1 | FIRE PANEL JB10 | 29.A5
KA6510:A2 | SC | KA6510A2 | WHT | 20 | 29.A5 | KA6511:A2 | FIRE PANEL JB10 | 29.A5
UV0170:GND | SC | UV0170G | GRN/YEL | 14 | 12.A3 | FRAME | FIRE PANEL JB10 | 12.B4
XT0172:16 | SC | FU0170 | WHT | 14 | 102.B6 | XT0172:7 | FIRE PANEL JB10 | 102.D6
XT0172:17 | SC | 0V | WHT | 16 | 102.B6 | XT0172:8 | FIRE PANEL JB10 | 102.D6
XT0172:18 | SC | LON1S2 | WHT | 14 | 102.B6 | XT0172:9 | FIRE PANEL JB10 | 102.D6
XT0172:4 | SC | FU0170 | WHT | 14 | 102.A6 | XT0172:16 | FIRE PANEL JB10 | 102.B6
XT0172:5 | SC | 0V | WHT | 14 | 102.A6 | XT0172:17 | FIRE PANEL JB10 | 102.B6
XT0172:6 | SC | LON1S2 | WHT | 14 | 102.A6 | XT0172:18 | FIRE PANEL JB10 | 102.B6
AT0170:53 | WC5018 | LON2A | WHT | 16 | 95.D6 | XT0172:22 | FIRE PANEL JB10 | 95.D6
AT0170:52 | WC5018 | LON2B | BLK | 16 | 95.D6 | XT0172:23 | FIRE PANEL JB10 | 95.D6
AT0170:51 | WC5018 | LON2S1 | SH | 16 | 95.D6 | XT0172:24 | FIRE PANEL JB10 | 95.D6
AT0170:11 | SC | SA0170B113 | WHT | 20 | 29.A6 | XT0170:11 | FIRE BOX JB10 | 29.A6
AT0170:12 | SC | SA0170B114 | WHT | 20 | 29.A6 | XT0170:12 | FIRE BOX JB10 | 29.A6
AT0170:24 | SC | FU0170 | WHT | 20 | 12.B3 | XT0170:2 | FIRE BOX JB10 | 12.A2
AT0170:45 | SC | AT017045 | WHT | 20 | 93.C6 | XT0170:5 | FIRE BOX JB10 | 93.C5
AT0170:46 | SC | AT017046 | WHT | 20 | 93.C6 | XT0170:6 | FIRE BOX JB10 | 93.C5
FU0170:LD | SC | FU0170 | WHT | 14 | 12.A2 | XT0170:2 | FIRE BOX JB10 | 12.A2
KA0172:11 | SC | KA017211 | WHT | 20 | 93.D6 | XT0170:7 | FIRE BOX JB10 | 93.D5
KA0172:12 | SC | KA017212 | WHT | 16 | 93.D6 | XT0170:8 | FIRE BOX JB10 | 93.D5
KA0172:A2 | SC | 0V | WHT | 20 | 12.B2 | XT0170:4 | FIRE BOX JB10 | 12.A2
KA0174:11 | SC | KA017411 | WHT | 20 | 93.D6 | XT0170:9 | FIRE BOX JB10 | 93.D5
KA0174:12 | SC | KA017412 | WHT | 20 | 93.D6 | XT0170:10 | FIRE BOX JB10 | 93.D5
KA0176:11 | SC | KA017611 | WHT | 20 | 104.B6 | XT0171:1 | FIRE BOX JB10 | 104.B5
KA0178:A1 | SC | KA0178A1 | WHT | 16 | 29.D1 | XT0170:16 | FIRE BOX JB10 | 29.D5
KA0178:A2 | SC | KA0178A2 | WHT | 16 | 29.D1 | XT0170:19 | FIRE BOX JB10 | 29.D6
KA6510:12 | SC | KA651012 | WHT | 20 | 96.A6 | AT0175:11 | FIRE BOX JB10 | 96.A6
KA6510:A1 | SC | KA6510A1 | WHT | 20 | 29.A5 | SA0170:B2-14 | FIRE BOX JB10 | 29.A1
KA6510:A2 | SC | KA6510A2 | WHT | 20 | 29.A5 | AT0175:5P1 | FIRE BOX JB10 | 12.B5
UV0170:1(+) | SC | FU0170 | WHT | 14 | 12.A3 | XT0170:2 | FIRE BOX JB10 | 12.A2
UV0170:10(-) | SC | UV017010 | WHT | 14 | 12.A3 | AT0175:2P1 | FIRE BOX JB10 | 12.B5
UV0170:11(+) | SC | UV017011 | WHT | 14 | 12.A3 | AT0176:1P1 | FIRE BOX JB10 | 12.C5
UV0170:12(-) | SC | UV017012 | WHT | 14 | 12.A3 | AT0176:2P1 | FIRE BOX JB10 | 12.C5
UV0170:13(+) | SC | LON0P | WHT | 14 | 95.B7 | XT0170:18 | FIRE BOX JB10 | 95.A6
UV0170:14(-) | SC | LON0N | WHT | 14 | 95.B7 | XT0170:20 | FIRE BOX JB10 | 95.A6
UV0170:15(+) | SC | LON2P | WHT | 14 | 95.B7 | XT0170:22 | FIRE BOX JB10 | 95.D6
UV0170:16(-) | SC | LON2N | WHT | 14 | 95.B7 | XT0170:23 | FIRE BOX JB10 | 95.D6
UV0170:2(-) | SC | 0V | WHT | 14 | 12.A3 | XT0170:3 | FIRE BOX JB10 | 12.A2
UV0170:3(+) | SC | FU0170 | WHT | 14 | 12.A3 | XT0170:2 | FIRE BOX JB10 | 12.A2
UV0170:4(-) | SC | 0V | WHT | 14 | 12.A3 | XT0170:3 | FIRE BOX JB10 | 12.A2
UV0170:9(+) | SC | UV01709 | WHT | 14 | 12.A3 | AT0175:1P1 | FIRE BOX JB10 | 12.B5
XT0172:4 | SC | FU0170 | WHT | 20 | 102.A6 | XT0170:1 | FIRE BOX JB10 | 12.A2
XT0172:5 | SC | 0V | WHT | 14 | 102.A6 | XT0170:4 | FIRE BOX JB10 | 12.A2
XT0172:1 | WC5500 | LON1A | WHT | 16 | 102.A6 | AT0178:1P2 | FIRE BOX JB10 | 102.A6
XT0172:2 | WC5500 | LON1B | BLK | 16 | 102.A6 | AT0178:2P2 | FIRE BOX JB10 | 102.A6
XT0172:3 | WC5500 | LON1S1 | SH | 16 | 102.A6 | AT0178:3P2 | FIRE BOX JB10 | 102.A6
AT0170:50 | WC8069 | AT017050 | WHT | 16 | 12.A7 | AT0175:4P2 | FIRE BOX JB10 | 12.A7
AT0170:49 | WC8069 | AT017049 | BLK | 16 | 12.A7 | AT0175:5P2 | FIRE BOX JB10 | 12.A7
AT0170:48 | WC8069 | AT017048 | SH | 16 | 12.A7 | AT0175:6P2 | FIRE BOX JB10 | 12.A7
AT0170:L1 | WC0010 | BA1100L2 | ENET | CABLE | 2.C1 | BA1100:L2 | JB70 LEFT RAIL | 2.C4
AT0170:26 | SC | KA0243A1 | WHT | 16 | 12.B3 | XT0240:7 | JB70 PANEL | 17.C3
AT0170:32 | SC | KA0245A1 | WHT | 16 | 12.C3 | XT0240:8 | JB70 PANEL | 17.D3
FU0170:LI | SC | FU0136 | WHT | 12 | 12.A2 | XT0138:2 | JB70 PANEL | 14.A3
KA0176:14 | SC | 009336 | WHT | 20 | 104.B6 | AF0093:36 | JB70 PANEL | 104.B7
KA0176:A1 | SC | KA014422 | WHT | 20 | 104.A5 | KA0144:22 | JB70 PANEL | 104.A6
KA0176:A2 | SC | 0V | WHT | 20 | 104.A5 | XT0135:3 | JB70 PANEL | 14.B4
KA0178:11 | SC | HA0472 | WHT | 20 | 29.D5 | XT0147:1 | JB70 PANEL | 29.D5
KA0178:14 | SC | KA017814 | WHT | 20 | 29.D5 | KA0232:11 | JB70 PANEL | 29.D6
KA0875:11 | SC | HA0472 | WHT | 20 | 29.D6 | XT0147:1 | JB70 PANEL | 29.D5
KA0875:14 | SC | FU0137 | WHT | 20 | 29.D6 | KA0232:12 | JB70 PANEL | 29.D6
KA0875:14 | SC | FU0137 | WHT | 20 | 29.D6 | XT0139:3 | JB70 PANEL | 14.B4
KA0875:A1 | SC | 009212 | WHT | 20 | 12.D2 | AF0092:12 | JB70 PANEL | 12.D3
KA0875:A2 | SC | 009228 | WHT | 20 | 12.D2 | AF0092:28 | JB70 PANEL | 12.D3
SolarTools ver. 24.0.84.24712 (Jul 31, 2025)
Report date: 5/1/2026 1:41 PM

## INSIDE DOOR JB72
INSIDE DOOR JB72
Project # | J2470
Project Name | UTAH STATE UNIVERSITY COGEN CSR
Revision | A
Controls DE | H.VOUNG
Phone: | 0
Controls ME | R.DURAN
Phone:
From | [5 empty] | To
Device ID | Cable (W) Conductor (SC) Jumper Clip (JC) | Wire No. | Wire ID | Gauge/Size | Page/Zone | Device ID | Location | Page/Zone
AF0122:06 | SC | JP1 | VIO | 20 | 25.B7 | AF0122:38 | INSIDE DOOR JB72 | 25.B7
AF0121:J | SC | * |  |  | 21.D2 | AF0122:P | INSIDE DOOR JB72 | 21.D3
AF0121:P | SC | * |  |  | 21.D2 | AU0120:J | INSIDE DOOR JB72 | 21.C1
AF0122:COM | SC | AF0122N | WHT | 20 | 21.D3 | AF0123:COM | INSIDE DOOR JB72 | 21.D3
AF0122:COM | SC | AU0120N | WHT | 20 | 21.D3 | AU0120:COM | INSIDE DOOR JB72 | 21.C1
AF0122:J | SC | * |  |  | 21.D3 | AF0123:P | INSIDE DOOR JB72 | 21.D3
AF0122:V+ | SC | AF0122P | WHT | 20 | 21.D3 | AF0123:V+ | INSIDE DOOR JB72 | 21.D3
AF0122:V+ | SC | AU0120P | WHT | 20 | 21.D3 | AU0120:V+ | INSIDE DOOR JB72 | 21.C1
AF0123:SH | SC | AU0120G | GRN | 14 | 21.D3 | AU0120:GND | INSIDE DOOR JB72 | 21.C1
AF0181:J | SC | * |  |  | 22.B2 | AF0182:P | INSIDE DOOR JB72 | 22.B3
AF0181:P | SC | * |  |  | 22.B2 | AU0180:J | INSIDE DOOR JB72 | 22.A2
AF0182:COM | SC | AF0182N | WHT | 16 | 22.B3 | AF0183:COM | INSIDE DOOR JB72 | 22.A3
AF0182:J | SC | * |  |  | 22.B3 | AF0183:P | INSIDE DOOR JB72 | 22.A3
AF0182:V+ | SC | AF0182P | WHT | 16 | 22.B3 | AF0183:V+ | INSIDE DOOR JB72 | 22.A3
AF0183:COM | SC | AF0183N | WHT | 16 | 22.A3 | AF0184:COM | INSIDE DOOR JB72 | 22.B4
AF0183:J | SC | * |  |  | 22.A3 | AF0184:P | INSIDE DOOR JB72 | 22.B4
AF0183:V+ | SC | AF0183P | WHT | 16 | 22.A3 | AF0184:V+ | INSIDE DOOR JB72 | 22.B4
AF0184:SH | SC | AU0180G | GRN | 14 | 22.B4 | AU0180:GND | INSIDE DOOR JB72 | 22.A2
AF0121:15 | SC | 012115 | WHT | 20 | 83.A7 | KA3103:A1 | JB70 PANEL | 83.A5
AF0121:31 | SC | 012131 | WHT | 20 | 83.A7 | KA3103:A2 | JB70 PANEL | 83.A5
AF0121:V+ | SC | FU0121 | WHT | 14 | 21.D2 | FU0121:LD | JB72 | 21.D1
AF0123:SH | SC | IEG01303 | GRN | 12 | 21.D3 | IEG0130:3 | JB72 | 21.D4
AF0181:V+ | SC | FU0181 | WHT | 16 | 22.B2 | FU0181:LD | JB72 | 22.B1
AF0182:V+ | SC | FU0182 | WHT | 16 | 22.B3 | FU0182:LD | JB72 | 22.B1
AF0184:SH | SC | IEG01305 | GRN | 14 | 22.B4 | IEG0130:5 | JB72 | 22.B5
AU0120:V+ | SC | FU0120 | WHT | 14 | 21.C1 | FU0120:LD | JB72 | 21.D1
AU0180:V+ | SC | FU0180 | WHT | 16 | 22.A2 | FU0180:LD | JB72 | 22.B1
GR0120: | SC | IEG01302 | GRN | 14 | 4.B3 | IEG0130:2 | JB72 | 4.B3
GR0180: | SC | IEG01308 | GRN | 14 | 4.B4 | IEG0130:8 | JB72 | 4.B4
AF0121:01 | SC | 012101 | WHT | 20 | 23.A7 | KA0121:A1 | JB72 GEN PANEL | 23.A5
AF0121:03 | SC | 012103 | WHT | 20 | 23.A7 | KA0123:A1 | JB72 GEN PANEL | 23.A5
AF0121:04 | SC | 012104 | WHT | 20 | 23.B7 | KA0122:A1 | JB72 GEN PANEL | 23.B5
AF0121:05 | SC | 012105 | WHT | 20 | 23.C7 | KA0124:A1 | JB72 GEN PANEL | 23.C5
AF0121:06 | SC | 012106 | WHT | 20 | 23.C7 | KA0125:A1 | JB72 GEN PANEL | 23.C5
AF0121:07 | SC | 012107 | WHT | 20 | 23.D7 | KA0126:A1 | JB72 GEN PANEL | 23.D5
AF0121:08 | SC | 012108 | WHT | 20 | 23.B7 | KA0128:A1 | JB72 GEN PANEL | 23.B5
AF0121:10 | SC | 012110 | WHT | 20 | 86.C6 | KA4642:7 | JB72 GEN PANEL | 86.C6
AF0121:11 | SC | 012111 | WHT | 20 | 86.C6 | KA4632:7 | JB72 GEN PANEL | 86.D6
AF0121:12 | SC | 012112 | WHT | 20 | 86.D6 | KA4634:7 | JB72 GEN PANEL | 86.D6
AF0121:14 | SC | 012114 | WHT | 20 | 76.A6 | KA0336:11 | JB72 GEN PANEL | 76.A5
AF0121:17 | SC | 012117 | WHT | 20 | 23.A7 | KA0121:A2 | JB72 GEN PANEL | 23.A5
AF0121:19 | SC | 012119 | WHT | 20 | 23.A7 | KA0123:A2 | JB72 GEN PANEL | 23.A5
AF0121:20 | SC | 012120 | WHT | 20 | 23.B7 | KA0122:A2 | JB72 GEN PANEL | 23.B5
AF0121:21 | SC | 012121 | WHT | 20 | 23.C7 | KA0124:A2 | JB72 GEN PANEL | 23.C5
AF0121:22 | SC | 012122 | WHT | 20 | 23.C7 | KA0125:A2 | JB72 GEN PANEL | 23.C5
AF0121:23 | SC | 012123 | WHT | 20 | 23.D7 | KA0126:A2 | JB72 GEN PANEL | 23.D5
AF0121:24 | SC | 012124 | WHT | 20 | 23.B7 | KA0128:A2 | JB72 GEN PANEL | 23.B5
AF0121:26 | SC | 012126 | WHT | 20 | 86.C6 | KA4642:2 | JB72 GEN PANEL | 86.C6
AF0121:27 | SC | 012127 | WHT | 20 | 86.C6 | KA4632:2 | JB72 GEN PANEL | 86.D6
AF0121:28 | SC | 012128 | WHT | 20 | 86.D6 | KA4634:2 | JB72 GEN PANEL | 86.D6
AF0121:30 | SC | 012130 | WHT | 20 | 76.A6 | KA4100:A2 | JB72 GEN PANEL | 76.B6
AF0121:COM | SC | 0V | WHT | 14 | 21.D2 | XT0120:2 | JB72 GEN PANEL | 21.D1
AF0122:00 | SC | 012200 | WHT | 20 | 25.A7 | KA0330:11 | JB72 GEN PANEL | 25.A6
AF0122:01 | SC | 012201 | WHT | 20 | 25.A7 | KA0331:11 | JB72 GEN PANEL | 25.A6
AF0122:02 | SC | 012202 | WHT | 20 | 25.B7 | KA0310:11 | JB72 GEN PANEL | 25.B6
AF0122:08 | SC | UJ0131OK2 | WHT | 20 | 13.B7 | UJ0131:OK2 | JB72 GEN PANEL | 13.B4
AF0122:09 | SC | 012209 | WHT | 20 | 27.A6 | XT0120:4 | JB72 GEN PANEL | 27.A5
AF0122:10 | SC | CC75202 | WHT | 20 | 27.A6 | XT0120:5 | JB72 GEN PANEL | 27.A5
AF0122:11 | SC | CC75212 | WHT | 20 | 27.B6 | XT0120:6 | JB72 GEN PANEL | 27.B5
AF0122:12 | SC | CC75232 | WHT | 20 | 27.B6 | XT0120:7 | JB72 GEN PANEL | 27.B5
AF0122:13 | SC | CC75242 | WHT | 20 | 27.C6 | XT0120:8 | JB72 GEN PANEL | 27.C5
AF0122:26 | SC | 7520A2 | WHT | 20 | 27.A6 | KACC7520:A2 | JB72 GEN PANEL | 27.B5
AF0122:27 | SC | 7521A2 | WHT | 20 | 27.B6 | KACC7521:A2 | JB72 GEN PANEL | 27.B5
AF0122:28 | SC | 7523A2 | WHT | 20 | 27.B6 | KACC7523:A2 | JB72 GEN PANEL | 27.C5
AF0122:29 | SC | 7524A2 | WHT | 20 | 27.C6 | KACC7524:A2 | JB72 GEN PANEL | 27.C5
AF0122:32 | SC | 012232 | WHT | 20 | 25.A7 | KA0330:14 | JB72 GEN PANEL | 25.A6
AF0122:33 | SC | 012233 | WHT | 20 | 25.A7 | KA0331:14 | JB72 GEN PANEL | 25.A6
AF0122:34 | SC | 012234 | WHT | 20 | 25.B7 | KA0310:14 | JB72 GEN PANEL | 25.B6
AF0122:40 | SC | UJ0131OK1 | WHT | 20 | 13.B7 | UJ0131:OK1 | JB72 GEN PANEL | 13.B4
AF0122:41 | SC | 012241 | WHT | 20 | 27.A6 | XT0120:3 | JB72 GEN PANEL | 27.A5
AF0181:00 | SC | 018100 | WHT | 20 | 26.A7 | KA0180:A1 | JB72 GEN PANEL | 26.A5
AF0181:10 | SC | 018110 | WHT | 20 | 26.A7 | KA0185:A1 | JB72 GEN PANEL | 26.A5
AF0181:16 | SC | 018116 | WHT | 20 | 26.A7 | KA0180:A2 | JB72 GEN PANEL | 26.A5
AF0181:26 | SC | 018126 | WHT | 20 | 26.A7 | XT0338:2 | JB72 GEN PANEL | 26.B5
AF0181:COM | SC | 0V | WHT | 16 | 22.B2 | XT0180:2 | JB72 GEN PANEL | 22.B1
AF0182:COM | SC | 0V | WHT | 16 | 22.B3 | XT0180:2 | JB72 GEN PANEL | 22.B1
AF0184:00 | SC | UJ0131VIN | WHT | 20 | 13.A7 | UJ0131:VIN | JB72 GEN PANEL | 13.B4
AF0184:01 | SC | 0V | WHT | 20 | 13.A7 | XT0336:6 | JB72 GEN PANEL | 20.D4
AF0184:02 | SC | UJ0131IOUT | WHT | 20 | 13.B7 | UJ0131:IOUT | JB72 GEN PANEL | 13.B4
AF0184:03 | SC | 0V | WHT | 20 | 13.B7 | XT0336:6 | JB72 GEN PANEL | 20.D4
AF0184:06 | SC | 018406 | WHT | 20 | 13.C7 | XT0085:2 | JB72 GEN PANEL | 13.C6
AF0184:07 | SC | 0V | WHT | 20 | 13.C7 | XT0085:3 | JB72 GEN PANEL | 13.C6
AU0120:COM | SC | 0V | WHT | 14 | 21.C1 | XT0120:1 | JB72 GEN PANEL | 21.D1
AU0180:COM | SC | 0V | WHT | 16 | 22.A2 | XT0180:1 | JB72 GEN PANEL | 22.B1
AU0120:L1 | WC0003 | AP0603L2 | ENET | CABLE | 2.A3 | AP0603:L2 | JB72 GEN PANEL | 2.A2
AU0120:L2 | WC0012 | AU0120L2 | ENET | CABLE | 2.A3 | AT0140:P1 | JB72 GEN PANEL | 2.A4
AU0180:L2 | WC0018 | AU0180L2 | ENET | CABLE | 2.A5 | AF0410:L1 | JB72 GEN PANEL | 2.A1
AU0180:L1 | WC0114 | AT0140P2 | ENET | CABLE | 2.A5 | AT0140:P2 | JB72 GEN PANEL | 2.A4
SolarTools ver. 24.0.84.24712 (Jul 31, 2025)
Report date: 5/1/2026 1:41 PM

## JB4
JB4
TURBINE PROX
Project # | J2470
Project Name | UTAH STATE UNIVERSITY COGEN CSR
Revision | A
Controls DE | H.VOUNG
Phone: | 0
Controls ME | R.DURAN
Phone:
From | [5 empty] | To
Device ID | Cable (W) Conductor (SC) Jumper Clip (JC) | Wire No. | Wire ID | Gauge/Size | Page/Zone | Device ID | Location | Page/Zone
GR1110: | SC | GR1110 | GRN/YEL | 14 | 4.C3 | FRAME | JB4 | 4.C2
SolarTools ver. 24.0.84.24712 (Jul 31, 2025)
Report date: 5/1/2026 1:41 PM

## JB70 LEFT RAIL
JB70 LEFT RAIL
JB70 (LEFT RAIL)
Project # | J2470
Project Name | UTAH STATE UNIVERSITY COGEN CSR
Revision | A
Controls DE | H.VOUNG
Phone: | 0
Controls ME | R.DURAN
Phone:
From | [5 empty] | To
Device ID | Cable (W) Conductor (SC) Jumper Clip (JC) | Wire No. | Wire ID | Gauge/Size | Page/Zone | Device ID | Location | Page/Zone
BA1100:POS | SC | FU1101LD | WHT | 16 | 32.D1 | FU1101:LD | JB70 LEFT RAIL | 32.C2
FU0050:LI | SC | FU0210 | WHT | 14 | 11.B1 | FU0051:LI | JB70 LEFT RAIL | 11.B1
FU0051:LI | SC | FU0210 | WHT | 14 | 11.B1 | FU0052:LI | JB70 LEFT RAIL | 11.B1
FU0052:LI | SC | FU0210 | WHT | 14 | 11.B1 | FU0053:LI | JB70 LEFT RAIL | 11.B1
FU0053:LI | SC | FU0210 | WHT | 14 | 11.B1 | FU0054:LI | JB70 LEFT RAIL | 11.C1
FU0090:LI | SC | FU0137 | WHT | 14 | 9.C1 | FU0091:LI | JB70 LEFT RAIL | 9.D1
FU0091:LI | SC | FU0137 | WHT | 14 | 9.D1 | FU0092:LI | JB70 LEFT RAIL | 9.D1
FU0092:LI | SC | FU0137 | WHT | 14 | 9.D1 | FU0093:LI | JB70 LEFT RAIL | 9.D1
FU0093:LI | SC | FU0137 | WHT | 14 | 9.D1 | FU0094:LI | JB70 LEFT RAIL | 9.D1
GR1101: | SC | GR1101 | GRN/YEL | 14 | 4.A5 | FRAME | JB70 LEFT RAIL | 4.A6
FU1100:LD | SC | FU1100 | WHT | 14 | 32.D3 | AT1100:POS | DOOR JB70 | 32.D3
PEG0130:2 | SC | PEG01302 | GRN/YEL | 14 | 32.D6 | AT1100:GND | DOOR JB70 | 32.D3
BA1100:DEVICE | WC0101 | BA1100DEVICE | ENET | CABLE | 32.D1 | AT1100:L1 | DOOR JB70 | 32.D3
BA1100:L2 | WC0010 | BA1100L2 | ENET | CABLE | 2.C4 | AT0170:L1 | FIRE PANEL JB10 | 2.C1
BA1100:NEG | SC | UV0291_0V | WHT | 16 | 32.D1 | XT0291:6 | JB70 PANEL | 32.B3
FU0050:LD | SC | FU0050 | WHT | 14 | 11.B1 | AU0050:V+ | JB70 PANEL | 11.A2
FU0050:LI | SC | FU0210 | WHT | 16 | 11.B1 | XT0233:2 | JB70 PANEL | 14.C4
FU0051:LD | SC | FU0051 | WHT | 14 | 11.B1 | AF0051:V+ | JB70 PANEL | 11.B2
FU0052:LD | SC | FU0052 | WHT | 14 | 11.B1 | AF0052:V+ | JB70 PANEL | 11.B3
FU0053:LD | SC | FU0053 | WHT | 16 | 11.B1 | AF0053:V+ | JB70 PANEL | 11.B3
FU0080:LD | SC | FU0080 | WHT | 14 | 9.B1 | AU0080:V+ | JB70 PANEL | 9.A1
FU0080:LI | SC | FU0137 | WHT | 16 | 9.B1 | XT0139:1 | JB70 PANEL | 14.A4
FU0090:LD | SC | FU0090 | WHT | 14 | 9.C1 | AU0090:V+ | JB70 PANEL | 9.C1
FU0090:LI | SC | FU0137 | WHT | 14 | 9.C1 | XT0139:2 | JB70 PANEL | 14.A4
FU0091:LD | SC | FU0091 | WHT | 14 | 9.D1 | AF0092:V+ | JB70 PANEL | 9.C3
FU0092:LD | SC | FU0092 | WHT | 14 | 9.D1 | AF0093:V+ | JB70 PANEL | 9.C3
FU0093:LD | SC | FU0093 | WHT | 14 | 9.D1 | AF0095:V+ | JB70 PANEL | 9.C4
FU0094:LD | SC | FU0094 | WHT | 14 | 9.D1 | AF0096:V+ | JB70 PANEL | 9.C5
FU0136:LD | SC | FU0136 | WHT | 10 | 14.A3 | XT0138:1 | JB70 PANEL | 14.A3
FU0137:LD | SC | FU0137 | WHT | 12 | 14.A4 | XT0139:1 | JB70 PANEL | 14.A4
FU0137:LI | SC | FU0136 | WHT | 12 | 14.A4 | XT0138:1 | JB70 PANEL | 14.A3
FU0139:LD | SC | FU0139 | WHT | 16 | 14.A5 | XT0136:1 | JB70 PANEL | 16.A2
FU0139:LI | SC | FU0137 | WHT | 16 | 14.A5 | XT0139:1 | JB70 PANEL | 14.A4
FU0210:LD | SC | FU0210 | WHT | 16 | 14.C4 | XT0233:1 | JB70 PANEL | 14.C4
FU0210:LI | SC | FU0136 | WHT | 12 | 14.C4 | XT0138:4 | JB70 PANEL | 14.B3
FU0212:LD | SC | FU0212 | WHT | 16 | 14.C5 | KA0248:21 | JB70 PANEL | 18.C6
FU0212:LD | SC | FU0212 | WHT | 16 | 14.C5 | XT0233:4 | JB70 PANEL | 18.D5
FU0212:LI | SC | FU0210 | WHT | 16 | 14.C5 | XT0233:1 | JB70 PANEL | 14.C4
FU0291:LD | SC | FU0291 | WHT | 16 | 32.B1 | UV0291:24V(+) | JB70 PANEL | 32.B2
FU0291:LI | SC | FU0137 | WHT | 16 | 32.B1 | XT0139:1 | JB70 PANEL | 14.A4
FU1100:LI | SC | FU0136 | WHT | 14 | 32.D3 | XT0138:3 | JB70 PANEL | 14.A3
FU1101:LI | SC | UV0291_24V | WHT | 16 | 32.C2 | XT0291:2 | JB70 PANEL | 32.B3
FU2108:LI | SC | FU0210 | WHT | 16 | 14.C4 | XT0233:2 | JB70 PANEL | 14.C4
FU2220:LD | SC | FU2220 | WHT | 16 | 14.C4 | XT9008:1 | JB70 PANEL | 58.C5
FU2220:LI | SC | FU0210 | WHT | 16 | 14.C4 | XT0233:3 | JB70 PANEL | 14.C4
FU2240:LD | SC | FU2240 | WHT | 16 | 14.D4 | XT9009:1 | JB70 PANEL | 63.A5
FU2240:LI | SC | FU0210 | WHT | 16 | 14.D4 | XT0233:3 | JB70 PANEL | 14.C4
PEG0130:1 | SC | 0V | GRN/YEL | 14 | 14.B4 | XT0135:3 | JB70 PANEL | 14.B4
BA1100:L1 | WC0050 | AU0050L1 | ENET | CABLE | 2.C4 | AU0050:L1 | JB70 PANEL | 2.C3
FU0136:LI | SC | FU0330 | WHT | 10 | 14.A3 | XT0331:2 | JB72 GEN PANEL | 20.C2
SolarTools ver. 24.0.84.24712 (Jul 31, 2025)
Report date: 5/1/2026 1:41 PM

## JB70 PANEL
JB70 PANEL
Project # | J2470
Project Name | UTAH STATE UNIVERSITY COGEN CSR
Revision | A
Controls DE | H.VOUNG
Phone: | 0
Controls ME | R.DURAN
Phone:
From | [5 empty] | To
Device ID | Cable (W) Conductor (SC) Jumper Clip (JC) | Wire No. | Wire ID | Gauge/Size | Page/Zone | Device ID | Location | Page/Zone
XT0050:1 | JC | 0V | CLIP | --- | 11.B1 | XT0050:2 | JB70 PANEL | 11.B1
XT0050:2 | JC | 0V | CLIP | --- | 11.B1 | XT0050:3 | JB70 PANEL | 11.B1
XT0080:1 | JC | 0V | CLIP | --- | 9.B1 | XT0080:2 | JB70 PANEL | 9.B1
XT0080:2 | JC | 0V | CLIP | --- | 9.B1 | XT0080:3 | JB70 PANEL | 9.B1
XT0081:1 | JC | 0V | CLIP | --- | 9.D1 | XT0081:2 | JB70 PANEL | 9.D1
XT0134:1 | JC | 0V | CLIP | --- | 14.B3 | XT0134:2 | JB70 PANEL | 14.B3
XT0134:2 | JC | 0V | CLIP | --- | 14.B3 | XT0134:3 | JB70 PANEL | 14.B3
XT0134:3 | JC | 0V | CLIP | --- | 14.B3 | XT0134:4 | JB70 PANEL | 14.B3
XT0135:1 | JC | 0V | CLIP | --- | 14.B4 | XT0135:2 | JB70 PANEL | 14.B4
XT0135:2 | JC | 0V | CLIP | --- | 14.B4 | XT0135:3 | JB70 PANEL | 14.B4
XT0135:3 | JC | 0V | CLIP | --- | 14.B4 | XT0135:4 | JB70 PANEL | 14.C4
XT0136:1 | JC | FU0139 | CLIP | --- | 16.A2 | XT0136:2 | JB70 PANEL | 16.A2
XT0138:1 | JC | FU0136 | CLIP | --- | 14.A3 | XT0138:2 | JB70 PANEL | 14.A3
XT0138:2 | JC | FU0136 | CLIP | --- | 14.A3 | XT0138:3 | JB70 PANEL | 14.A3
XT0138:3 | JC | FU0136 | CLIP | --- | 14.A3 | XT0138:4 | JB70 PANEL | 14.B3
XT0139:1 | JC | FU0137 | CLIP | --- | 14.A4 | XT0139:2 | JB70 PANEL | 14.A4
XT0139:2 | JC | FU0137 | CLIP | --- | 14.A4 | XT0139:3 | JB70 PANEL | 14.B4
XT0233:1 | JC | FU0210 | CLIP | --- | 14.C4 | XT0233:2 | JB70 PANEL | 14.C4
XT0233:2 | JC | FU0210 | CLIP | --- | 14.C4 | XT0233:3 | JB70 PANEL | 14.C4
XT0235:1 | JC | 0V | CLIP | --- | 14.D4 | XT0235:2 | JB70 PANEL | 14.D4
XT0235:2 | JC | 0V | CLIP | --- | 14.D4 | XT0235:3 | JB70 PANEL | 14.D4
XT0240:11 | JC | FU0139 | CLIP | --- | 17.C4 | XT0240:12 | JB70 PANEL | 17.C4
XT0240:9 | JC | 0V | CLIP | --- | 17.D3 | XT0240:10 | JB70 PANEL | 17.D3
XT0291:1 | JC | UV0291_24V | CLIP | --- | 32.B3 | XT0291:2 | JB70 PANEL | 32.B3
XT0291:5 | JC | UV0291_0V | CLIP | --- | 32.B3 | XT0291:6 | JB70 PANEL | 32.B3
AF0051:02 | SC | KA0134A1 | WHT | 20 | 81.D7 | KA0134:A1 | JB70 PANEL | 16.C6
AF0051:10 | SC | 005110 | WHT | 20 | 35.A7 | KA0505:A1 | JB70 PANEL | 35.A5
AF0051:26 | SC | 005126 | WHT | 20 | 35.A7 | KA0505:A2 | JB70 PANEL | 35.A5
AF0051:COM | SC | 0V | WHT | 14 | 11.B2 | XT0050:2 | JB70 PANEL | 11.B1
AF0051:J | SC | * |  |  | 11.B2 | AF0052:P | JB70 PANEL | 11.B3
AF0051:P | SC | * |  |  | 11.B2 | AU0050:J | JB70 PANEL | 11.A2
AF0052:COM | SC | 0V | WHT | 14 | 11.B3 | XT0050:2 | JB70 PANEL | 11.B1
AF0052:J | SC | * |  |  | 11.B3 | AF0053:P | JB70 PANEL | 11.B3
AF0053:12 | SC | 005312 | WHT | 20 | 32.C7 | PC0471:INP_A | JB70 PANEL | 32.C5
AF0053:14 | SC | 005314 | WHT | 20 | 32.C7 | PC0471:INP_B | JB70 PANEL | 32.C5
AF0053:30 | SC | 005330 | WHT | 20 | 32.C7 | PC0471:-PWR | JB70 PANEL | 32.C5
AF0053:44 | SC | 005344 | WHT | 20 | 32.C7 | PC0471:+PWR | JB70 PANEL | 32.C5
AF0053:COM | SC | 0V | WHT | 14 | 11.B3 | XT0050:3 | JB70 PANEL | 11.B1
AF0053:J | SC | * |  |  | 11.B3 | AF0054:P | JB70 PANEL | 11.A4
AF0054:COM | SC | AU0050N | WHT | 16 | 11.A4 | AU0050:COM | JB70 PANEL | 11.A2
AF0054:COM | SC | AF0054N | WHT | 20 | 11.A4 | AF0055:COM | JB70 PANEL | 11.B5
AF0054:SH | SC | AF0054G | GRN | 14 | 11.A4 | AF0055:SH | JB70 PANEL | 11.B5
AF0054:SH | SC | AU0050G | GRN | 14 | 11.A4 | AU0050:GND | JB70 PANEL | 11.A2
AF0054:V+ | SC | AU0050P | WHT | 14 | 11.A4 | AU0050:V+ | JB70 PANEL | 11.A2
AF0054:V+ | SC | AF0054P | WHT | 20 | 11.A4 | AF0055:V+ | JB70 PANEL | 11.B5
AF0055:COM | SC | AF0055N | WHT | 20 | 11.B5 | AF0056:COM | JB70 PANEL | 11.B5
AF0055:J | SC | * |  |  | 11.B5 | AF0056:P | JB70 PANEL | 11.B5
AF0055:SH | SC | AF0055G | GRN | 16 | 11.B5 | AF0056:SH | JB70 PANEL | 11.B5
AF0055:V+ | SC | AF0055P | WHT | 20 | 11.B5 | AF0056:V+ | JB70 PANEL | 11.B5
AF0056:SH | SC | AF0056G | GRN | 14 | 11.B5 | IEG0230:13 | JB70 PANEL | 11.B6
AF0081:01 | SC | KA024314 | WHT | 20 | 17.B7 | KA0243:14 | JB70 PANEL | 17.B6
AF0081:02 | SC | KA024524 | WHT | 20 | 17.B7 | KA0245:24 | JB70 PANEL | 17.B6
AF0081:03 | SC | 008103 | WHT | 20 | 18.C7 | KA0130:14 | JB70 PANEL | 18.D6
AF0081:08 | SC | KA024214 | WHT | 20 | 17.C7 | KA0242:14 | JB70 PANEL | 17.C6
AF0081:09 | SC | KA023924 | WHT | 20 | 17.A7 | KA0239:24 | JB70 PANEL | 17.B6
AF0081:33 | SC | KA024311 | WHT | 20 | 17.B7 | KA0243:11 | JB70 PANEL | 17.B6
AF0081:34 | SC | KA024521 | WHT | 20 | 17.B7 | KA0245:21 | JB70 PANEL | 17.B6
AF0081:35 | SC | 008135 | WHT | 20 | 18.C7 | KA0130:A1 | JB70 PANEL | 18.C5
AF0081:41 | SC | KA023921 | WHT | 20 | 17.A7 | KA0239:21 | JB70 PANEL | 17.B6
AF0081:COM | SC | AF0081N | WHT | 16 | 9.A2 | AF0082:COM | JB70 PANEL | 9.B3
AF0081:COM | SC | AU0080N | WHT | 20 | 9.A2 | AU0080:COM | JB70 PANEL | 9.A1
AF0081:P | SC | * |  |  | 9.A2 | AU0080:J | JB70 PANEL | 9.A1
AF0081:V+ | SC | AF0081P | WHT | 16 | 9.A2 | AF0082:V+ | JB70 PANEL | 9.B3
AF0081:V+ | SC | AU0080P | WHT | 20 | 9.A2 | AU0080:V+ | JB70 PANEL | 9.A1
AF0082:COM | SC | AF0082N | WHT | 16 | 9.B3 | AF0083:COM | JB70 PANEL | 9.B3
AF0082:V+ | SC | AF0082P | WHT | 16 | 9.B3 | AF0083:V+ | JB70 PANEL | 9.B3
AF0083:COM | SC | AF0083N | WHT | 16 | 9.B3 | AF0084:COM | JB70 PANEL | 9.B4
AF0083:SH | SC | AF0083G | GRN | 14 | 9.B3 | AF0084:SH | JB70 PANEL | 9.B4
AF0083:SH | SC | AU0080G | GRN | 14 | 9.B3 | AU0080:GND | JB70 PANEL | 9.A1
AF0083:V+ | SC | AF0083P | WHT | 16 | 9.B3 | AF0084:V+ | JB70 PANEL | 9.B4
AF0084:COM | SC | AF0084N | WHT | 16 | 9.B4 | AF0085:COM | JB70 PANEL | 9.B4
AF0084:SH | SC | AF0084G | GRN | 14 | 9.B4 | AF0085:SH | JB70 PANEL | 9.B4
AF0084:V+ | SC | AF0084P | WHT | 16 | 9.B4 | AF0085:V+ | JB70 PANEL | 9.B4
AF0085:COM | SC | AF0085N | WHT | 16 | 9.B4 | AF0086:COM | JB70 PANEL | 9.B5
AF0085:SH | SC | AF0085G | GRN | 14 | 9.B4 | AF0086:SH | JB70 PANEL | 9.B5
AF0085:V+ | SC | AF0085P | WHT | 16 | 9.B4 | AF0086:V+ | JB70 PANEL | 9.B5
AF0086:COM | SC | AF0086N | WHT | 16 | 9.B5 | AF0087:COM | JB70 PANEL | 9.B6
AF0086:SH | SC | AF0086G | GRN | 14 | 9.B5 | IEG0230:7 | JB70 PANEL | 9.B6
AF0086:V+ | SC | AF0086P | WHT | 16 | 9.B5 | AF0087:V+ | JB70 PANEL | 9.B6
AF0087:11 | SC | KA013624 | WHT | 20 | 16.B4 | KA0136:24 | JB70 PANEL | 16.B3
AF0087:43 | SC | KA013621 | WHT | 20 | 16.B4 | KA0136:21 | JB70 PANEL | 16.B3
AF0091:07 | SC | KA014114 | WHT | 20 | 16.C2 | KA0141:14 | JB70 PANEL | 16.C2
XT0240:3 | SC | JW1 | CLIP | -- | 17.A3 | XT0240:2 | JB70 PANEL | 17.A3
AF0091:01 | SC | JP3 | VIO | 20 | 33.C7 | AF0091:33 | JB70 PANEL | 33.C7
AF0091:39 | SC | KA014111 | WHT | 20 | 16.C2 | KA0141:11 | JB70 PANEL | 16.C2
AF0091:COM | SC | AF0091N | WHT | 16 | 9.C2 | AF0094:COM | JB70 PANEL | 9.C4
AF0091:COM | SC | AU0090N | WHT | 20 | 9.C2 | AU0090:COM | JB70 PANEL | 9.C1
AF0091:P | SC | * |  |  | 9.C2 | AU0090:J | JB70 PANEL | 9.C1
AF0091:V+ | SC | AF0091P | WHT | 14 | 9.C2 | AF0094:V+ | JB70 PANEL | 9.C4
AF0091:V+ | SC | AU0090P | WHT | 20 | 9.C2 | AU0090:V+ | JB70 PANEL | 9.C1
AF0092:02 | SC | KA0133A1 | WHT | 20 | 79.A7 | KA0133:A1 | JB70 PANEL | 16.C6
AF0092:04 | SC | 009204 | WHT | 20 | 34.A6 | KA2160:A1 | JB70 PANEL | 34.A5
AF0092:06 | SC | KA013114 | WHT | 20 | 79.A7 | KA0131:14 | JB70 PANEL | 16.D4
AF0092:07 | SC | 009207 | WHT | 20 | 34.A6 | KA2161:A1 | JB70 PANEL | 34.B5
AF0092:13 | SC | 009213 | WHT | 20 | 30.C7 | XT0237:2 T2 | JB70 PANEL | 30.C5
AF0092:20 | SC | 009220 | WHT | 20 | 34.A6 | KA2160:A2 | JB70 PANEL | 34.A5
AF0092:23 | SC | 009223 | WHT | 20 | 34.A6 | KA2161:A2 | JB70 PANEL | 34.B5
AF0092:COM | SC | 0V | WHT | 16 | 9.C3 | XT0081:1 | JB70 PANEL | 9.D1
AF0093:12 | SC | 009312 | WHT | 20 | 32.B7 | PC0470:INP_A | JB70 PANEL | 32.B5
AF0093:20 | SC | 009320 | WHT | 16 | 104.B7 | KA6211:A2 | JB70 PANEL | 104.B6
AF0093:28 | SC | 009328 | WHT | 20 | 32.B7 | PC0470:-PWR | JB70 PANEL | 32.B5
AF0093:44 | SC | 009344 | WHT | 20 | 32.B7 | PC0470:+PWR | JB70 PANEL | 32.B5
AF0093:COM | SC | 0V | WHT | 16 | 9.C3 | XT0081:2 | JB70 PANEL | 9.D1
AF0094:SH | SC | AU0090G | GRN | 14 | 9.C4 | AU0090:GND | JB70 PANEL | 9.C1
AF0094:SH | SC | AF0094G | GRN | 16 | 9.C4 | IEG0230:6 | JB70 PANEL | 9.D5
AF0095:COM | SC | 0V | WHT | 16 | 9.C4 | XT0081:2 | JB70 PANEL | 9.D1
AF0096:00 | SC | 009600 | WHT | 20 | 107.C7 | KA0182:A1 | JB70 PANEL | 107.C5
AF0096:02 | SC | 009602 | WHT | 20 | 18.C7 | XT0237:1 B2 | JB70 PANEL | 18.C5
AF0096:16 | SC | 009616 | WHT | 20 | 107.C7 | KA0182:A2 | JB70 PANEL | 107.C5
AF0096:COM | SC | 0V | WHT | 16 | 9.C5 | XT0081:2 | JB70 PANEL | 9.D1
AU0050:COM | SC | 0V | WHT | 14 | 11.A2 | XT0050:1 | JB70 PANEL | 11.B1
AU0080:COM | SC | 0V | WHT | 16 | 9.A1 | XT0080:1 | JB70 PANEL | 9.B1
AU0090:COM | SC | 0V | WHT | 16 | 9.C1 | XT0081:1 | JB70 PANEL | 9.D1
GR0131: | SC | GR0131 | GRN/YEL | 14 | 4.A3 | FRAME | JB70 PANEL | 4.A3
GR0133: | SC | IEG023011 | GRN | 14 | 4.A4 | IEG0230:11 | JB70 PANEL | 4.A4
GR0231: | SC | IEG02309 | GRN | 14 | 4.A3 | IEG0230:9 | JB70 PANEL | 4.A3
GR0232: | SC | IEG02308 | GRN | 14 | 4.A3 | IEG0230:8 | JB70 PANEL | 4.A3
KA0130:A1 | SC | 008135 | WHT | 20 | 18.C5 | KA0130:11 | JB70 PANEL | 18.D6
KA0131:11 | SC | KA0135A1 | WHT | 20 | 16.D4 | KA0135:A1 | JB70 PANEL | 16.D6
KA0131:12 | SC | KA013112 | WHT | 20 | 16.D4 | KA0137:24 | JB70 PANEL | 16.D3
KA0131:A1 | SC | KA0234A1 | WHT | 20 | 16.B6 | KA0132:A1 | JB70 PANEL | 16.B6
KA0131:A1 | SC | KA0234A1 | WHT | 20 | 16.B6 | XT0136:10 | JB70 PANEL | 16.B5
KA0131:A2 | SC | 0V | WHT | 20 | 16.B6 | KA0132:A2 | JB70 PANEL | 16.B6
KA0131:A2 | SC | 0V | WHT | 20 | 16.B6 | KT0145:A2 | JB70 PANEL | 16.B6
KA0132:11 | SC | FU0139 | WHT | 20 | 16.A3 | KA0133:11 | JB70 PANEL | 16.A3
KA0132:11 | SC | FU0139 | WHT | 20 | 16.A3 | KT0145:15 | JB70 PANEL | 16.D2
KA0132:12 | SC | KT0141A1 | WHT | 20 | 16.A3 | KT0142:A1 | JB70 PANEL | 16.A6
KA0132:12 | SC | KT0141A1 | WHT | 20 | 16.A3 | KA0133:12 | JB70 PANEL | 16.A3
KA0132:21 | SC | KA0138A1 | WHT | 20 | 16.D4 | KA0138:A1 | JB70 PANEL | 16.D6
KA0132:22 | SC | KA013222 | WHT | 20 | 16.D4 | KA0137:14 | JB70 PANEL | 16.D3
KA0132:22 | SC | KA013222 | WHT | 20 | 16.D4 | KT0141:18 | JB70 PANEL | 16.D2
KA0132:24 | SC | KA013224 | WHT | 20 | 16.D4 | KA0134:14 | JB70 PANEL | 16.D3
KA0132:A1 | SC | KA0234A1 | WHT | 20 | 16.B6 | KA0141:A1 | JB70 PANEL | 16.C6
KA0132:A2 | SC | 0V | WHT | 20 | 16.B6 | KA0141:A2 | JB70 PANEL | 16.C6
KA0133:11 | SC | FU0139 | WHT | 20 | 16.A3 | KA0134:11 | JB70 PANEL | 16.D3
KA0133:A2 | SC | 0V | WHT | 20 | 16.C6 | KA0134:A2 | JB70 PANEL | 16.C6
KA0133:A2 | SC | 0V | WHT | 20 | 16.C6 | KA0141:A2 | JB70 PANEL | 16.C6
KA0134:11 | SC | FU0139 | WHT | 20 | 16.D3 | KA0136:11 | JB70 PANEL | 16.B4
KA0134:A1 | SC | KA0134A1 | WHT | 20 | 16.C6 | AF0091:12 | JB70 PANEL | 81.C7
KA0134:A2 | SC | 0V | WHT | 20 | 16.C6 | KA0144:A2 | JB70 PANEL | 16.C6
KA0135:A1 | SC | KA0135A1 | WHT | 20 | 16.D6 | KA0144:A1 | JB70 PANEL | 16.C6
KA0135:A2 | SC | 0V | WHT | 20 | 16.D6 | KA0136:A2 | JB70 PANEL | 16.D6
KA0135:A2 | SC | 0V | WHT | 20 | 16.D6 | KA0144:A2 | JB70 PANEL | 16.C6
KA0136:11 | SC | FU0139 | WHT | 20 | 16.B4 | KA0137:21 | JB70 PANEL | 16.D3
KA0136:14 | SC | KA013821 | WHT | 20 | 16.B4 | KA0138:21 | JB70 PANEL | 16.B5
KA0136:A1 | SC | PS32002 | WHT | 20 | 16.D6 | XT0136:5 | JB70 PANEL | 78.D5
KA0136:A2 | SC | 0V | WHT | 20 | 16.D6 | KA0137:A2 | JB70 PANEL | 16.D6
KA0137:11 | SC | FU0139 | WHT | 20 | 16.D3 | KA0137:21 | JB70 PANEL | 16.D3
KA0137:24 | SC | KA013112 | WHT | 20 | 16.D3 | AF0087:09 | JB70 PANEL | 16.C4
KA0137:A1 | SC | KA0137A1 | WHT | 20 | 16.D6 | KT0142:18 | JB70 PANEL | 16.D2
KA0137:A2 | SC | 0V | WHT | 20 | 16.D6 | KA0138:A2 | JB70 PANEL | 16.D6
KA0138:11 | SC | KM3170EP | WHT | 20 | 81.C5 | XT0136:13 | JB70 PANEL | 81.C5
KA0138:14 | SC | FU0139 | WHT | 20 | 81.C5 | XT0136:11 | JB70 PANEL | 81.C6
KA0138:24 | SC | KT0144B1 | WHT | 20 | 16.B5 | KT0144:B1 | JB70 PANEL | 16.B6
KA0141:21 | SC | KT0146A1 | WHT | 20 | 16.B2 | KT0146:A1 | JB70 PANEL | 16.B2
KA0141:21 | SC | KT0146A1 | WHT | 20 | 16.B2 | KA0241:21 | JB70 PANEL | 16.B2
KA0141:24 | SC | FU0139 | WHT | 20 | 16.B2 | KA0241:24 | JB70 PANEL | 16.B2
KA0141:24 | SC | FU0139 | WHT | 20 | 16.B2 | XT0136:2 | JB70 PANEL | 16.A2
KA0144:22 | SC | KA014422 | WHT | 20 | 104.A6 | KA0249:12 | JB70 PANEL | 104.A6
KA0231:11 | SC | KA0234A1 | WHT | 20 | 17.C6 | KA0242:11 | JB70 PANEL | 17.C6
KA0231:11 | SC | KA0234A1 | WHT | 20 | 17.C6 | KA0231:A1 | JB70 PANEL | 17.C6
KA0231:14 | SC | KA024214 | WHT | 20 | 17.C6 | KA0242:14 | JB70 PANEL | 17.C6
KA0231:14 | SC | KA024214 | WHT | 20 | 17.C6 | KT0146:18 | JB70 PANEL | 17.C6
KA0231:21 | SC | KA023121 | WHT | 20 | 17.A4 | KA0245:14 | JB70 PANEL | 17.A4
KA0231:A1 | SC | KA0234A1 | WHT | 20 | 17.C6 | KA0232:A1 | JB70 PANEL | 17.D6
KA0231:A2 | SC | KA0231A2 | WHT | 20 | 17.C6 | KA0232:A2 | JB70 PANEL | 17.D6
KA0232:21 | SC | FU0137 | WHT | 14 | 104.A6 | XT0139:2 | JB70 PANEL | 14.A4
KA0232:22 | SC | KA023222 | WHT | 20 | 104.A6 | KA0144:21 | JB70 PANEL | 104.A6
KA0232:22 | SC | KA023222 | WHT | 20 | 104.A6 | KA0249:11 | JB70 PANEL | 104.A6
KA0232:A1 | SC | KA0234A1 | WHT | 20 | 17.D6 | KA0233:A1 | JB70 PANEL | 17.D6
KA0232:A2 | SC | KA0231A2 | WHT | 20 | 17.D6 | KA0233:A2 | JB70 PANEL | 17.D6
KA0233:A1 | SC | KA0234A1 | WHT | 20 | 17.D6 | KA0234:A1 | JB70 PANEL | 17.D6
KA0233:A2 | SC | KA0231A2 | WHT | 20 | 17.D6 | KA0234:A2 | JB70 PANEL | 17.D6
KA0234:A1 | SC | KA0234A1 | WHT | 20 | 17.D6 | XT0240:14 | JB70 PANEL | 17.D6
KA0235:11 | SC | UA1200J21 | WHT | 20 | 17.A5 | KA0241:11 | JB70 PANEL | 17.A5
KA0235:14 | SC | KA024114 | WHT | 20 | 17.A5 | KA0241:14 | JB70 PANEL | 17.A5
KA0235:A1 | SC | ESTOP | WHT | 20 | 17.A2 | KA0236:A1 | JB70 PANEL | 17.B2
KA0235:A1 | SC | ESTOP | WHT | 20 | 17.A2 | XT0240:4 | JB70 PANEL | 17.A3
KA0236:11 | SC | FU0139 | WHT | 20 | 17.D4 | KA0244:11 | JB70 PANEL | 17.D4
KA0236:11 | SC | FU0139 | WHT | 20 | 17.D4 | XT0240:12 | JB70 PANEL | 17.C4
KA0236:12 | SC | KA023612 | WHT | 20 | 17.D4 | XT0240:13 | JB70 PANEL | 17.D4
KA0236:A1 | SC | ESTOP | WHT | 20 | 17.B2 | KA0237:A1 | JB70 PANEL | 17.B2
KA0236:A2 | SC | 0V | WHT | 20 | 17.B2 | KA0235:A2 | JB70 PANEL | 17.A2
KA0236:A2 | SC | 0V | WHT | 20 | 17.B2 | KA0237:A2 | JB70 PANEL | 17.B2
KA0237:A1 | SC | ESTOP | WHT | 20 | 17.B2 | KA0238:A1 | JB70 PANEL | 17.B2
KA0237:A2 | SC | 0V | WHT | 20 | 17.B2 | KA0238:A2 | JB70 PANEL | 17.B2
KA0238:A1 | SC | ESTOP | WHT | 20 | 17.B2 | KA0239:A1 | JB70 PANEL | 17.B2
KA0238:A2 | SC | 0V | WHT | 20 | 17.B2 | KA0239:A2 | JB70 PANEL | 17.B2
KA0239:A1 | SC | ESTOP | WHT | 20 | 17.B2 | KA0240:A1 | JB70 PANEL | 17.B2
KA0239:A2 | SC | 0V | WHT | 20 | 17.B2 | KA0240:A2 | JB70 PANEL | 17.B2
KA0240:11 | SC | PS32004 | WHT | 20 | 78.D6 | XT0136:6 | JB70 PANEL | 78.D5
KA0240:14 | SC | UF1300 | WHT | 20 | 78.D6 | XT0136:7 | JB70 PANEL | 78.D6
KA0240:A1 | SC | ESTOP | WHT | 20 | 17.B2 | KA0248:A1 | JB70 PANEL | 17.B2
KA0240:A2 | SC | 0V | WHT | 20 | 17.B2 | KA0248:A2 | JB70 PANEL | 17.B2
KA0241:11 | SC | UA1200J21 | WHT | 20 | 17.A5 | AF0081:00 | JB70 PANEL | 17.A7
KA0241:14 | SC | KA024114 | WHT | 20 | 17.A5 | KA0231:24 | JB70 PANEL | 17.A4
KA0241:A1 | SC | KA0241A1 | WHT | 20 | 17.C2 | KA0242:A1 | JB70 PANEL | 17.C2
KA0241:A1 | SC | KA0241A1 | WHT | 20 | 17.C2 | XT0240:6 | JB70 PANEL | 17.C3
KA0241:A2 | SC | 0V | WHT | 20 | 17.C2 | KA0242:A2 | JB70 PANEL | 17.C2
KA0241:A2 | SC | 0V | WHT | 20 | 17.C2 | KA0250:A2 | JB70 PANEL | 17.C2
KA0242:11 | SC | KA0234A1 | WHT | 20 | 17.C6 | XT0136:10 | JB70 PANEL | 16.B5
KA0242:21 | SC | 024221 | WHT | 20 | 18.C6 | XT0237:1 T2 | JB70 PANEL | 18.C5
KA0242:24 | SC | 024822 | WHT | 20 | 18.C6 | KA0248:22 | JB70 PANEL | 18.C6
KA0242:A2 | SC | 0V | WHT | 20 | 17.C2 | KA0243:A2 | JB70 PANEL | 17.C2
KA0243:21 | SC | ESTOPC | WHT | 20 | 17.A3 | XT0240:1 | JB70 PANEL | 17.A3
KA0243:24 | SC | KA024511 | WHT | 20 | 17.A3 | KA0245:11 | JB70 PANEL | 17.A4
KA0243:A1 | SC | KA0243A1 | WHT | 20 | 17.C2 | KA0244:A1 | JB70 PANEL | 17.D2
KA0243:A1 | SC | KA0243A1 | WHT | 20 | 17.C2 | XT0240:7 | JB70 PANEL | 17.C3
KA0243:A2 | SC | 0V | WHT | 20 | 17.C2 | KA0244:A2 | JB70 PANEL | 17.D2
KA0244:12 | SC | KA024412 | WHT | 20 | 17.D4 | KT0145:A1 | JB70 PANEL | 16.B6
KA0244:A1 | SC | KA0243A1 | WHT | 20 | 17.D2 | KA0246:A1 | JB70 PANEL | 17.D2
KA0244:A2 | SC | 0V | WHT | 20 | 17.D2 | KA0246:A2 | JB70 PANEL | 17.D2
KA0245:A1 | SC | KA0245A1 | WHT | 20 | 17.D2 | KA0249:A1 | JB70 PANEL | 17.D2
KA0245:A1 | SC | KA0245A1 | WHT | 20 | 17.D2 | XT0240:8 | JB70 PANEL | 17.D3
KA0245:A2 | SC | 0V | WHT | 20 | 17.D2 | KA0249:A2 | JB70 PANEL | 17.D2
KA0245:A2 | SC | 0V | WHT | 20 | 17.D2 | KA0247:A2 | JB70 PANEL | 17.D2
KA0246:14 | SC | KA6211A1 | WHT | 16 | 104.B5 | KA6211:A1 | JB70 PANEL | 104.B6
KA0246:A1 | SC | KA0243A1 | WHT | 20 | 17.D2 | KA0247:A1 | JB70 PANEL | 17.D2
KA0246:A2 | SC | 0V | WHT | 20 | 17.D2 | KA0247:A2 | JB70 PANEL | 17.D2
KA0248:A1 | SC | ESTOP | WHT | 20 | 17.B2 | KA0250:A1 | JB70 PANEL | 17.C2
KA0248:A2 | SC | 0V | WHT | 20 | 17.B2 | KA0250:A2 | JB70 PANEL | 17.C2
KA0249:A2 | SC | 0V | WHT | 20 | 17.D2 | XT0240:10 | JB70 PANEL | 17.D3
KT0140:15 | SC | FU0139 | WHT | 20 | 16.D1 | KT0142:15 | JB70 PANEL | 16.D2
KT0140:15 | SC | FU0139 | WHT | 20 | 16.A2 | XT0136:2 | JB70 PANEL | 16.A2
KT0140:16 | SC | KT014115 | WHT | 20 | 16.D1 | KT0141:15 | JB70 PANEL | 16.D2
KT0140:18 | SC | KT0143A1 | WHT | 20 | 16.A2 | KT0143:A1 | JB70 PANEL | 16.A6
KT0140:A1 | SC | KT0140A1 | WHT | 20 | 16.A6 | KT0143:16 | JB70 PANEL | 16.A5
KT0140:A2 | SC | 0V | WHT | 20 | 16.A6 | KT0141:A2 | JB70 PANEL | 16.A6
KT0140:A2 | SC | 0V | WHT | 20 | 16.A6 | XT0136:3 | JB70 PANEL | 16.A2
KT0141:18 | SC | KA013222 | WHT | 20 | 16.D2 | KT0144:18 | JB70 PANEL | 16.D2
KT0141:A1 | SC | KT0141A1 | WHT | 20 | 16.A6 | KT0143:15 | JB70 PANEL | 16.A5
KT0141:A1 | SC | KT0141A1 | WHT | 20 | 16.A6 | KT0142:A1 | JB70 PANEL | 16.A6
KT0141:A2 | SC | 0V | WHT | 20 | 16.A6 | KT0142:A2 | JB70 PANEL | 16.A6
KT0142:15 | SC | FU0139 | WHT | 20 | 16.D2 | KT0144:A1 | JB70 PANEL | 16.B6
KT0142:18 | SC | KA0137A1 | WHT | 20 | 16.D2 | KT0145:18 | JB70 PANEL | 16.D2
KT0142:A2 | SC | 0V | WHT | 20 | 16.A6 | KT0143:A2 | JB70 PANEL | 16.A6
KT0143:A2 | SC | 0V | WHT | 20 | 16.A6 | KT0144:A2 | JB70 PANEL | 16.B6
KT0144:15 | SC | FU0139 | WHT | 20 | 16.D2 | KT0145:15 | JB70 PANEL | 16.D2
KT0144:15 | SC | FU0139 | WHT | 20 | 16.D2 | KT0144:A1 | JB70 PANEL | 16.B6
KT0144:A2 | SC | 0V | WHT | 20 | 16.B6 | KT0145:A2 | JB70 PANEL | 16.B6
PC0470:INP_A | SC | 009312 | WHT | 20 | 32.B5 | PC0470:INP_B | JB70 PANEL | 32.B5
UV0291:24V(-) | SC | 0V | WHT | 16 | 32.B2 | XT0135:2 | JB70 PANEL | 14.B4
UV0291:OUT1(-) | SC | UV0291_0V | WHT | 16 | 32.B2 | XT0291:5 | JB70 PANEL | 32.B3
UV0291:OUT1(+) | SC | UV0291_24V | WHT | 16 | 32.B2 | XT0291:1 | JB70 PANEL | 32.B3
XT0050:1 | SC | 0V | WHT | 14 | 11.B1 | XT0235:1 | JB70 PANEL | 14.D4
XT0080:1 | SC | 0V | WHT | 16 | 9.B1 | XT0135:2 | JB70 PANEL | 14.B4
XT0134:1 | SC | 0V | WHT | 12 | 14.B3 | XT0135:1 | JB70 PANEL | 14.B4
XT0135:1 | SC | 0V | WHT | 16 | 14.B4 | XT0147:2 | JB70 PANEL | 29.D5
XT0135:2 | SC | 0V | WHT | 16 | 14.B4 | XT0081:1 | JB70 PANEL | 9.D1
XT0136:1 | SC | FU0139 | WHT | 20 | 16.A2 | XT0136:11 | JB70 PANEL | 81.C6
XT0136:1 | SC | FU0139 | WHT | 20 | 16.A2 | XT0240:12 | JB70 PANEL | 17.C4
XT0136:12 | SC | 0V | WHT | 14 | 81.C6 | XT0136:3 | JB70 PANEL | 16.A2
XT0136:3 | SC | 0V | WHT | 16 | 16.A2 | XT0135:1 | JB70 PANEL | 14.B4
XT0136:4 | SC | FU0139 | WHT | 20 | 78.D5 | XT0136:1 | JB70 PANEL | 16.A2
XT0235:1 | SC | 0V | WHT | 12 | 14.D4 | XT0134:4 | JB70 PANEL | 14.B3
XT0235:2 | SC | 0V | WHT | 16 | 14.D4 | XT0235:4 | JB70 PANEL | 18.D5
XT0235:3 | SC | 0V | WHT | 16 | 14.D4 | XT9008:3 | JB70 PANEL | 58.C5
XT0235:3 | SC | 0V | WHT | 16 | 14.D4 | XT9009:3 | JB70 PANEL | 63.A5
XT0240:10 | SC | 0V | WHT | 14 | 17.D3 | XT0136:3 | JB70 PANEL | 16.A2
XT0240:11 | SC | FU0139 | WHT | 20 | 17.C4 | XT0236:1 | JB70 PANEL | 30.B5
XT0240:13 | SC | KA023612 | WHT | 20 | 17.D4 | XT0237:2 B2 | JB70 PANEL | 30.C5
XT0240:3 | SC | ESTOPA | WHT | 20 | 17.A3 | XT0137:1 | JB70 PANEL | 31.B5
XT0240:4 | SC | ESTOP | WHT | 20 | 17.A3 | XT0137:2 | JB70 PANEL | 31.B5
XT0240:5 | SC | ESTOP | WHT | 20 | 17.B3 | XT0240:4 | JB70 PANEL | 17.A3
XT0240:6 | SC | KA0241A1 | WHT | 20 | 17.C3 | XT0236:2 | JB70 PANEL | 30.B5
XT0240:9 | SC | 0V | WHT | 20 | 17.D3 | XT0236:3 | JB70 PANEL | 30.C5
AU0050:L2 | WC0008 | AU0080L2 | ENET | CABLE | 2.C3 | AU0080:L2 | JB70 PANEL | 2.C2
AU0080:L1 | WC0009 | AU0090L2 | ENET | CABLE | 2.C2 | AU0090:L2 | JB70 PANEL | 2.C1
AF0055:06 | WC4601 | FT22401 | RED | 20 | 63.A7 | XT9009:2 | JB70 PANEL | 63.A5
AF0055:22 | WC4601 | 0V | BLK | 20 | 63.A7 | XT9009:3 | JB70 PANEL | 63.A5
AF0055:54 | WC4601 | FT2240S | SH | 20 | 63.A7 | XT9009:4 | JB70 PANEL | 63.B5
AF0055:04 | WC4661 | FT22205 | RED | 20 | 58.C7 | XT9008:2 | JB70 PANEL | 58.C5
AF0055:20 | WC4661 | 0V | BLK | 20 | 58.C7 | XT9008:3 | JB70 PANEL | 58.C5
AF0055:52 | WC4661 | FT2220S | SH | 20 | 58.C7 | XT9008:4 | JB70 PANEL | 58.C5
AF0081:04 | SC | SB047222 | WHT | 20 | 31.B7 | SB0472:B2-12 | DOOR JB70 | 31.B1
AF0081:36 | SC | SB047221 | WHT | 20 | 31.B7 | SB0472:B2-11 | DOOR JB70 | 31.B1
AF0087:00 | SC | SH047114 | WHT | 20 | 30.A7 | SH0471:14 | DOOR JB70 | 30.A1
AF0087:01 | SC | SH047012 | WHT | 20 | 30.B7 | SH0470:12 | DOOR JB70 | 30.B1
AF0087:02 | SC | SB047112 | WHT | 20 | 30.D7 | SB0471:12 | DOOR JB70 | 30.D1
AF0087:03 | SC | SB047314 | WHT | 20 | 30.D7 | SB0473:14 | DOOR JB70 | 30.D1
AF0087:04 | SC | SB047414 | WHT | 20 | 31.A7 | SB0474:14 | DOOR JB70 | 31.A1
AF0087:05 | SC | SA047312 | WHT | 20 | 31.D7 | SA0473:12 | DOOR JB70 | 31.D1
AF0087:06 | SC | SA047314 | WHT | 20 | 31.D7 | SA0473:14 | DOOR JB70 | 31.D1
AF0087:07 | SC | SA0471B214 | WHT | 20 | 31.A7 | SA0471:B2-14 | DOOR JB70 | 31.A1
AF0087:08 | SC | SA0471B114 | WHT | 20 | 31.B7 | SA0471:B1-14 | DOOR JB70 | 31.B1
AF0087:32 | SC | SH047113 | WHT | 20 | 30.A7 | SH0471:13 | DOOR JB70 | 30.A1
AF0087:33 | SC | SH047011 | WHT | 20 | 30.B7 | SH0470:11 | DOOR JB70 | 30.B1
AF0087:34 | SC | SB047111 | WHT | 20 | 30.D7 | SB0471:11 | DOOR JB70 | 30.D1
AF0087:35 | SC | SB047313 | WHT | 20 | 30.D7 | SB0473:13 | DOOR JB70 | 30.D1
AF0087:36 | SC | SB047413 | WHT | 20 | 31.A7 | SB0474:13 | DOOR JB70 | 31.A1
AF0087:37 | SC | SA047311 | WHT | 20 | 31.D7 | SA0473:11 | DOOR JB70 | 31.D1
AF0087:38 | SC | SA047313 | WHT | 20 | 31.D7 | SA0473:13 | DOOR JB70 | 31.D1
AF0087:39 | SC | SA0471B213 | WHT | 20 | 31.A7 | SA0471:B2-13 | DOOR JB70 | 31.A1
AF0087:40 | SC | SA0471B113 | WHT | 20 | 31.B7 | SA0471:B1-13 | DOOR JB70 | 31.B1
AF0091:14 | SC | SA0472B214 | WHT | 20 | 31.C7 | SA0472:B2-14 | DOOR JB70 | 31.C1
AF0091:15 | SC | SA0472B114 | WHT | 20 | 31.C7 | SA0472:B1-14 | DOOR JB70 | 31.C1
AF0091:46 | SC | SA0472B213 | WHT | 20 | 31.C7 | SA0472:B2-13 | DOOR JB70 | 31.C1
AF0091:47 | SC | SA0472B113 | WHT | 20 | 31.C7 | SA0472:B1-13 | DOOR JB70 | 31.C1
AF0093:06 | SC | SH0470X2 | WHT | 20 | 30.B7 | SH0470:X2 | DOOR JB70 | 30.B1
AF0093:15 | SC | SH0471X2 | WHT | 20 | 30.A7 | SH0471:X2 | DOOR JB70 | 30.A1
AF0093:22 | SC | SH0470X1 | WHT | 20 | 30.B7 | SH0470:X1 | DOOR JB70 | 30.B1
AF0093:31 | SC | SH0471X1 | WHT | 20 | 30.A7 | SH0471:X1 | DOOR JB70 | 30.A1
XT0134:3 | SC | 0V | WHT | 14 | 14.B3 | AT1100:NEG | DOOR JB70 | 32.D3
XT0137:1 | SC | ESTOPA | WHT | 20 | 31.B5 | SB0472:B1-11 | DOOR JB70 | 31.B1
XT0137:2 | SC | ESTOP | WHT | 20 | 31.B5 | SB0472:B1-12 | DOOR JB70 | 31.B1
XT0137:3 | SC | SH047111 | WHT | 20 | 30.A5 | SH0471:11 | DOOR JB70 | 30.A1
XT0137:4 | SC | SH047112 | WHT | 20 | 30.A5 | SH0471:12 | DOOR JB70 | 30.A1
XT0137:5 | SC | SH047013 | WHT | 20 | 30.B5 | SH0470:13 | DOOR JB70 | 30.B1
XT0137:6 | SC | SH047014 | WHT | 20 | 30.B5 | SH0470:14 | DOOR JB70 | 30.B1
XT0236:1 | SC | FU0139 | WHT | 16 | 30.B5 | SH0472:13 | DOOR JB70 | 30.B1
XT0236:2 | SC | KA0241A1 | WHT | 20 | 30.B5 | SH0472:14 | DOOR JB70 | 30.B1
XT0236:3 | SC | 0V | WHT | 20 | 30.C5 | SH0472:X1 | DOOR JB70 | 30.C1
XT0236:4 | SC | SH047211 | WHT | 20 | 30.C5 | SH0472:11 | DOOR JB70 | 30.C1
XT0236:5 | SC | SH047212 | WHT | 20 | 30.C5 | SH0472:12 | DOOR JB70 | 30.C1
XT0237:2 B1 | SC | SH0472X2 | WHT | 20 | 30.C5 | SH0472:X2 | DOOR JB70 | 30.C1
XT0147:2 | WC5072 | 0V | 1 | 18 | 29.D5 | HA0472:BLK-1 | DOOR JB70 | 29.D1
XT0147:1 | WC5072 | HA0472 | 2 | 18 | 29.D5 | HA0472:BLK-2 | DOOR JB70 | 29.D1
AF0052:04 | SC | KA022414 | WHT | 16 | 61.B7 | KA0224:14 | DRIVER JB100 | 61.B5
AF0052:20 | SC | SV22222 | WHT | 16 | 61.B7 | XT0060:7 | DRIVER JB100 | 61.B5
AF0095:02 | SC | 009502 | WHT | 16 | 52.A7 | KA0221:14 | DRIVER JB100 | 52.A6
AF0095:18 | SC | SV21202 | WHT | 16 | 52.A7 | XT0060:4 | DRIVER JB100 | 52.A5
KA0231:A2 | SC | KA0231A2 | WHT | 20 | 17.C6 | AF0076:26 | DRIVER JB100 | 17.C7
KA0235:11 | SC | UA1200J21 | WHT | 20 | 17.A5 | XT0060:3 | DRIVER JB100 | 18.D5
KA0236:24 | SC | 022211 | WHT | 20 | 52.B5 | KA0222:11 | DRIVER JB100 | 52.B6
KT0146:15 | SC | KT014615 | WHT | 20 | 17.C6 | AF0076:10 | DRIVER JB100 | 17.C7
KT0146:A2 | SC | KT0146A2 | WHT | 20 | 16.B2 | AF0076:29 | DRIVER JB100 | 16.B2
KT0146:B1 | SC | KT0146B1 | WHT | 20 | 16.B2 | AF0076:13 | DRIVER JB100 | 16.B2
XT0134:3 | SC | 0V | WHT | 12 | 14.B3 | XT1102:1 | DRIVER JB100 | 15.B4
XT0138:3 | SC | FU0136 | WHT | 12 | 14.A3 | FU0100:LI | DRIVER JB100 | 15.A4
XT0237:3 B2 | SC | 006208 | WHT | 20 | 38.A5 | AF0062:08 | DRIVER JB100 | 38.A7
XT0237:3 T2 | SC | KA023311 | WHT | 20 | 38.A5 | KA0270:11 | DRIVER JB100 | 38.A6
XT0240:14 | SC | KA0234A1 | WHT | 16 | 17.D6 | XT1110:2 | DRIVER JB100 | 15.C3
AU0090:L1 | WC0006 | AU0060L2 | ENET | CABLE | 2.C1 | AU0060:L2 | DRIVER JB100 | 2.B2
AF0093:04 | SC | 009304 | WHT | 20 | 104.B7 | XT0171:2 | FIRE BOX JB10 | 104.B5
KA0246:11 | SC | KA017611 | WHT | 20 | 104.B5 | XT0171:1 | FIRE BOX JB10 | 104.B5
XT0134:2 | SC | 0V | WHT | 12 | 14.B3 | XT0170:3 | FIRE BOX JB10 | 12.A2
XT0173:1 | SC | AT017045 | WHT | 16 | 93.C4 | XT0170:5 | FIRE BOX JB10 | 93.C5
XT0173:2 | SC | AT017046 | WHT | 16 | 93.C4 | XT0170:6 | FIRE BOX JB10 | 93.C5
XT0173:3 | SC | KA017411 | WHT | 16 | 93.D4 | XT0170:9 | FIRE BOX JB10 | 93.D5
XT0173:4 | SC | KA017412 | WHT | 16 | 93.D4 | XT0170:10 | FIRE BOX JB10 | 93.D5
XT0173:5 | SC | KA017211 | WHT | 16 | 93.D4 | XT0170:7 | FIRE BOX JB10 | 93.D5
XT0173:6 | SC | KA017212 | WHT | 16 | 93.D4 | XT0170:8 | FIRE BOX JB10 | 93.D5
AF0092:12 | SC | 009212 | WHT | 20 | 12.D3 | KA0875:A1 | FIRE PANEL JB10 | 12.D2
AF0092:28 | SC | 009228 | WHT | 20 | 12.D3 | KA0875:A2 | FIRE PANEL JB10 | 12.D2
AF0093:36 | SC | 009336 | WHT | 20 | 104.B7 | KA0176:14 | FIRE PANEL JB10 | 104.B6
KA0144:22 | SC | KA014422 | WHT | 20 | 104.A6 | KA0176:A1 | FIRE PANEL JB10 | 104.A5
KA0232:11 | SC | KA017814 | WHT | 20 | 29.D6 | KA0178:14 | FIRE PANEL JB10 | 29.D5
KA0232:12 | SC | FU0137 | WHT | 20 | 29.D6 | KA0875:14 | FIRE PANEL JB10 | 29.D6
XT0135:3 | SC | 0V | WHT | 20 | 14.B4 | KA0176:A2 | FIRE PANEL JB10 | 104.A5
XT0138:2 | SC | FU0136 | WHT | 12 | 14.A3 | FU0170:LI | FIRE PANEL JB10 | 12.A2
XT0139:3 | SC | FU0137 | WHT | 20 | 14.B4 | KA0875:14 | FIRE PANEL JB10 | 29.D6
XT0147:1 | SC | HA0472 | WHT | 20 | 29.D5 | KA0875:11 | FIRE PANEL JB10 | 29.D6
XT0147:1 | SC | HA0472 | WHT | 20 | 29.D5 | KA0178:11 | FIRE PANEL JB10 | 29.D5
XT0240:7 | SC | KA0243A1 | WHT | 16 | 17.C3 | AT0170:26 | FIRE PANEL JB10 | 12.B3
XT0240:8 | SC | KA0245A1 | WHT | 16 | 17.D3 | AT0170:32 | FIRE PANEL JB10 | 12.C3
KA3103:A1 | SC | 012115 | WHT | 20 | 83.A5 | AF0121:15 | INSIDE DOOR JB72 | 83.A7
KA3103:A2 | SC | 012131 | WHT | 20 | 83.A5 | AF0121:31 | INSIDE DOOR JB72 | 83.A7
AF0051:V+ | SC | FU0051 | WHT | 14 | 11.B2 | FU0051:LD | JB70 LEFT RAIL | 11.B1
AF0052:V+ | SC | FU0052 | WHT | 14 | 11.B3 | FU0052:LD | JB70 LEFT RAIL | 11.B1
AF0053:V+ | SC | FU0053 | WHT | 16 | 11.B3 | FU0053:LD | JB70 LEFT RAIL | 11.B1
AF0092:V+ | SC | FU0091 | WHT | 14 | 9.C3 | FU0091:LD | JB70 LEFT RAIL | 9.D1
AF0093:V+ | SC | FU0092 | WHT | 14 | 9.C3 | FU0092:LD | JB70 LEFT RAIL | 9.D1
AF0095:V+ | SC | FU0093 | WHT | 14 | 9.C4 | FU0093:LD | JB70 LEFT RAIL | 9.D1
AF0096:V+ | SC | FU0094 | WHT | 14 | 9.C5 | FU0094:LD | JB70 LEFT RAIL | 9.D1
AU0050:V+ | SC | FU0050 | WHT | 14 | 11.A2 | FU0050:LD | JB70 LEFT RAIL | 11.B1
AU0080:V+ | SC | FU0080 | WHT | 14 | 9.A1 | FU0080:LD | JB70 LEFT RAIL | 9.B1
AU0090:V+ | SC | FU0090 | WHT | 14 | 9.C1 | FU0090:LD | JB70 LEFT RAIL | 9.C1
KA0248:21 | SC | FU0212 | WHT | 16 | 18.C6 | FU0212:LD | JB70 LEFT RAIL | 14.C5
UV0291:24V(+) | SC | FU0291 | WHT | 16 | 32.B2 | FU0291:LD | JB70 LEFT RAIL | 32.B1
XT0135:3 | SC | 0V | GRN/YEL | 14 | 14.B4 | PEG0130:1 | JB70 LEFT RAIL | 14.B4
XT0136:1 | SC | FU0139 | WHT | 16 | 16.A2 | FU0139:LD | JB70 LEFT RAIL | 14.A5
XT0138:1 | SC | FU0136 | WHT | 10 | 14.A3 | FU0136:LD | JB70 LEFT RAIL | 14.A3
XT0138:1 | SC | FU0136 | WHT | 12 | 14.A3 | FU0137:LI | JB70 LEFT RAIL | 14.A4
XT0138:3 | SC | FU0136 | WHT | 14 | 14.A3 | FU1100:LI | JB70 LEFT RAIL | 32.D3
XT0138:4 | SC | FU0136 | WHT | 12 | 14.B3 | FU0210:LI | JB70 LEFT RAIL | 14.C4
XT0139:1 | SC | FU0137 | WHT | 12 | 14.A4 | FU0137:LD | JB70 LEFT RAIL | 14.A4
XT0139:1 | SC | FU0137 | WHT | 16 | 14.A4 | FU0139:LI | JB70 LEFT RAIL | 14.A5
XT0139:1 | SC | FU0137 | WHT | 16 | 14.A4 | FU0291:LI | JB70 LEFT RAIL | 32.B1
XT0139:1 | SC | FU0137 | WHT | 16 | 14.A4 | FU0080:LI | JB70 LEFT RAIL | 9.B1
XT0139:2 | SC | FU0137 | WHT | 14 | 14.A4 | FU0090:LI | JB70 LEFT RAIL | 9.C1
XT0233:1 | SC | FU0210 | WHT | 16 | 14.C4 | FU0212:LI | JB70 LEFT RAIL | 14.C5
XT0233:1 | SC | FU0210 | WHT | 16 | 14.C4 | FU0210:LD | JB70 LEFT RAIL | 14.C4
XT0233:2 | SC | FU0210 | WHT | 16 | 14.C4 | FU0050:LI | JB70 LEFT RAIL | 11.B1
XT0233:2 | SC | FU0210 | WHT | 16 | 14.C4 | FU2108:LI | JB70 LEFT RAIL | 14.C4
XT0233:3 | SC | FU0210 | WHT | 16 | 14.C4 | FU2240:LI | JB70 LEFT RAIL | 14.D4
XT0233:3 | SC | FU0210 | WHT | 16 | 14.C4 | FU2220:LI | JB70 LEFT RAIL | 14.C4
XT0233:4 | SC | FU0212 | WHT | 16 | 18.D5 | FU0212:LD | JB70 LEFT RAIL | 14.C5
XT0291:2 | SC | UV0291_24V | WHT | 16 | 32.B3 | FU1101:LI | JB70 LEFT RAIL | 32.C2
XT0291:6 | SC | UV0291_0V | WHT | 16 | 32.B3 | BA1100:NEG | JB70 LEFT RAIL | 32.D1
XT9008:1 | SC | FU2220 | WHT | 16 | 58.C5 | FU2220:LD | JB70 LEFT RAIL | 14.C4
XT9009:1 | SC | FU2240 | WHT | 16 | 63.A5 | FU2240:LD | JB70 LEFT RAIL | 14.D4
AU0050:L1 | WC0050 | AU0050L1 | ENET | CABLE | 2.C3 | BA1100:L1 | JB70 LEFT RAIL | 2.C4
AF0081:19 | SC | UA1200J27 | WHT | 20 | 18.C7 | UA1200:J2-7 | JB70 RIGHT RAIL | 18.B3
AF0096:01 | SC | UA1200J14 | WHT | 20 | 18.C7 | UA1200:J1-4 | JB70 RIGHT RAIL | 18.B3
IEG0230:10 | SC | GR1100 | GRN | 14 | 4.A4 | GR1100: | JB70 RIGHT RAIL | 4.A5
IEG0230:2 | SC | IEG02302 | GRN | 16 | 18.D6 | UA1200:J3-4 | JB70 RIGHT RAIL | 18.B3
KA0130:A2 | SC | UA1200J26 | WHT | 20 | 18.C5 | UA1200:J2-6 | JB70 RIGHT RAIL | 18.B3
XT0233:4 | SC | FU0212 | WHT | 20 | 18.D5 | UA1200:J1-10 | JB70 RIGHT RAIL | 18.B3
XT0233:4 | SC | FU0212 | WHT | 20 | 18.D5 | UA1200:J2-2 | JB70 RIGHT RAIL | 18.B3
XT0235:4 | SC | 0V | WHT | 20 | 18.D5 | UA1200:J1-9 | JB70 RIGHT RAIL | 18.B3
XT0237:1 B1 | SC | UA1200J15 | WHT | 20 | 18.C5 | UA1200:J1-5 | JB70 RIGHT RAIL | 18.B3
AF0054:00 | WC4524 | UA1200J13 | RED | 20 | 18.B7 | UA1200:J1-3 | JB70 RIGHT RAIL | 18.B3
AF0054:16 | WC4524 | UA1200J11 | BLK | 20 | 18.B7 | UA1200:J1-1 | JB70 RIGHT RAIL | 18.B3
AF0054:48 | WC4524 | UA1200S | SH | 20 | 18.B7 | FLOATING | JB70 RIGHT RAIL | 18.B3
XT0134:1 | SC | 0V | WHT | 16 | 14.B3 | XT0332:2 | JB72 GEN PANEL | 20.C2
XT0136:10 | SC | KA0234A1 | WHT | 16 | 16.B5 | XT0333:1 | JB72 GEN PANEL | 20.C2
SolarTools ver. 24.0.84.24712 (Jul 31, 2025)
Report date: 5/1/2026 1:41 PM

## JB70 RIGHT RAIL
JB70 RIGHT RAIL
JB70 (RIGHT RAIL)
Project # | J2470
Project Name | UTAH STATE UNIVERSITY COGEN CSR
Revision | A
Controls DE | H.VOUNG
Phone: | 0
Controls ME | R.DURAN
Phone:
From | [5 empty] | To
Device ID | Cable (W) Conductor (SC) Jumper Clip (JC) | Wire No. | Wire ID | Gauge/Size | Page/Zone | Device ID | Location | Page/Zone
UA1200:J1-8 | SC | UA1200J | WHT | 20 | 69.B6 | UA1200:J3-5 | JB70 RIGHT RAIL | 69.B6
UA1200:J2-1 | SC | UA1200J21 | WHT | 20 | 18.B3 | XT0060:3 | DRIVER JB100 | 18.D5
GR1100: | SC | GR1100 | GRN | 14 | 4.A5 | IEG0230:10 | JB70 PANEL | 4.A4
UA1200:J1-10 | SC | FU0212 | WHT | 20 | 18.B3 | XT0233:4 | JB70 PANEL | 18.D5
UA1200:J1-4 | SC | UA1200J14 | WHT | 20 | 18.B3 | AF0096:01 | JB70 PANEL | 18.C7
UA1200:J1-5 | SC | UA1200J15 | WHT | 20 | 18.B3 | XT0237:1 B1 | JB70 PANEL | 18.C5
UA1200:J1-9 | SC | 0V | WHT | 20 | 18.B3 | XT0235:4 | JB70 PANEL | 18.D5
UA1200:J2-2 | SC | FU0212 | WHT | 20 | 18.B3 | XT0233:4 | JB70 PANEL | 18.D5
UA1200:J2-6 | SC | UA1200J26 | WHT | 20 | 18.B3 | KA0130:A2 | JB70 PANEL | 18.C5
UA1200:J2-7 | SC | UA1200J27 | WHT | 20 | 18.B3 | AF0081:19 | JB70 PANEL | 18.C7
UA1200:J3-4 | SC | IEG02302 | GRN | 16 | 18.B3 | IEG0230:2 | JB70 PANEL | 18.D6
UA1200:J1-3 | WC4524 | UA1200J13 | RED | 20 | 18.B3 | AF0054:00 | JB70 PANEL | 18.B7
UA1200:J1-1 | WC4524 | UA1200J11 | BLK | 20 | 18.B3 | AF0054:16 | JB70 PANEL | 18.B7
FLOATING | WC4524 | UA1200S | SH | 20 | 18.B3 | AF0054:48 | JB70 PANEL | 18.B7
SolarTools ver. 24.0.84.24712 (Jul 31, 2025)
Report date: 5/1/2026 1:41 PM

## JB72
JB72
Project # | J2470
Project Name | UTAH STATE UNIVERSITY COGEN CSR
Revision | A
Controls DE | H.VOUNG
Phone: | 0
Controls ME | R.DURAN
Phone:
From | [5 empty] | To
Device ID | Cable (W) Conductor (SC) Jumper Clip (JC) | Wire No. | Wire ID | Gauge/Size | Page/Zone | Device ID | Location | Page/Zone
FU0010:LI | SC | FU0332 | WHT | 14 | 20.A3 | FU0113:LI | JB72 | 19.A4
FU0120:LI | SC | FU0332 | WHT | 14 | 21.D1 | FU0121:LI | JB72 | 21.D1
FU0180:LI | SC | FU0332 | WHT | 14 | 22.B1 | FU0181:LI | JB72 | 22.B1
FU0181:LI | SC | FU0332 | WHT | 14 | 22.B1 | FU0182:LI | JB72 | 22.B1
FU0332:LD | SC | FU0332 | WHT | 14 | 20.B3 | FU0333:LI | JB72 | 20.B3
FU0333:LI | SC | FU0332 | WHT | 14 | 20.B3 | FU0334:LI | JB72 | 20.B3
FU0334:LI | SC | FU0332 | WHT | 14 | 20.B3 | FU0335:LI | JB72 | 20.A3
GR0140: | SC | GR0140 | GRN/YEL | 14 | 4.B3 | FRAME | JB72 | 4.B3
GR0141: | SC | GR0141 | GRN/YEL | 14 | 4.B3 | FRAME | JB72 | 4.B3
FU0120:LD | SC | FU0120 | WHT | 14 | 21.D1 | AU0120:V+ | INSIDE DOOR JB72 | 21.C1
FU0121:LD | SC | FU0121 | WHT | 14 | 21.D1 | AF0121:V+ | INSIDE DOOR JB72 | 21.D2
FU0180:LD | SC | FU0180 | WHT | 16 | 22.B1 | AU0180:V+ | INSIDE DOOR JB72 | 22.A2
FU0181:LD | SC | FU0181 | WHT | 16 | 22.B1 | AF0181:V+ | INSIDE DOOR JB72 | 22.B2
FU0182:LD | SC | FU0182 | WHT | 16 | 22.B1 | AF0182:V+ | INSIDE DOOR JB72 | 22.B3
IEG0130:2 | SC | IEG01302 | GRN | 14 | 4.B3 | GR0120: | INSIDE DOOR JB72 | 4.B3
IEG0130:3 | SC | IEG01303 | GRN | 12 | 21.D4 | AF0123:SH | INSIDE DOOR JB72 | 21.D3
IEG0130:5 | SC | IEG01305 | GRN | 14 | 22.B5 | AF0184:SH | INSIDE DOOR JB72 | 22.B4
IEG0130:8 | SC | IEG01308 | GRN | 14 | 4.B4 | GR0180: | INSIDE DOOR JB72 | 4.B4
FU0010:LD | SC | FU0010 | WHT | 14 | 20.A3 | UV0600:(+) | JB72 GEN PANEL | 6.B2
FU0010:LI | SC | FU0332 | WHT | 14 | 20.A3 | XT0335:4 | JB72 GEN PANEL | 20.A4
FU0113:LD | SC | FU0113 | WHT | 16 | 19.A4 | AF0410:55 | JB72 GEN PANEL | 19.B5
FU0120:LI | SC | FU0332 | WHT | 14 | 21.D1 | XT0130:1 | JB72 GEN PANEL | 21.A5
FU0180:LI | SC | FU0332 | WHT | 14 | 22.B1 | XT0130:1 | JB72 GEN PANEL | 21.A5
FU0330:LD | SC | FU0330 | WHT | 10 | 20.B2 | XT0331:1 | JB72 GEN PANEL | 20.B2
FU0330:LI | SC | 24V | WHT | 10 | 20.B2 | UJ0131:OUT(+) | JB72 GEN PANEL | 13.B4
FU0332:LI | SC | FU0330 | WHT | 12 | 20.B3 | XT0331:1 | JB72 GEN PANEL | 20.B2
FU0333:LD | SC | FU0333 | WHT | 16 | 20.B3 | XT0335:1 | JB72 GEN PANEL | 20.B4
FU0334:LD | SC | FU0334 | WHT | 14 | 20.B3 | XT0335:2 | JB72 GEN PANEL | 20.B4
FU0335:LD | SC | FU0335 | WHT | 14 | 20.A3 | XT0335:3 | JB72 GEN PANEL | 20.A4
FU0335:LI | SC | FU0332 | WHT | 14 | 20.A3 | XT0335:4 | JB72 GEN PANEL | 20.A4
FU0680:LD | SC | AT0680POS | WHT | 16 | 8.D2 | XT0680:1 | JB72 GEN PANEL | 8.D3
FU0680:LI | SC | FU0332 | WHT | 16 | 8.D2 | XT0335:4 | JB72 GEN PANEL | 20.A4
IEG0130:1 | SC | IEG01301 | GRN | 14 | 19.C6 | XT0400:3 | JB72 GEN PANEL | 19.C6
IEG0130:4 | SC | IEG01304 | GRN | 12 | 6.B4 | AR0600:IE2 | JB72 GEN PANEL | 6.A1
IEG0130:7 | SC | AT0140LS(S) | GRN/YEL | 12 | 92.C6 | XT0337:18 | JB72 GEN PANEL | 92.C4
PEG0140:1 | SC | 0V | WHT | 16 | 20.D3 | XT0336:5 | JB72 GEN PANEL | 20.D4
PEG0140:2 | SC | PMGS | GRN/YEL | 12 | 90.A6 | XT0313:1 | JB72 GEN PANEL | 90.A5
PEG0140:3 | SC | EXCS | GRN/YEL | 12 | 90.C6 | XT0370:6 | JB72 GEN PANEL | 90.C5
PEG0140:4 | SC | PEG01405 | GRN/YEL | 12 | 91.A5 | XT0352:7 | JB72 GEN PANEL | 91.A4
SolarTools ver. 24.0.84.24712 (Jul 31, 2025)
Report date: 5/1/2026 1:41 PM

## JB72 GEN PANEL
JB72 GEN PANEL
JB72
Project # | J2470
Project Name | UTAH STATE UNIVERSITY COGEN CSR
Revision | A
Controls DE | H.VOUNG
Phone: | 0
Controls ME | R.DURAN
Phone:
From | [5 empty] | To
Device ID | Cable (W) Conductor (SC) Jumper Clip (JC) | Wire No. | Wire ID | Gauge/Size | Page/Zone | Device ID | Location | Page/Zone
XT0011:2 | JC | 523NEG | CLIP | --- | 13.C3 | XT0011:3 | JB72 GEN PANEL | 13.C3
XT0011:3 | JC | 523NEG | CLIP | --- | 13.C3 | XT0011:4 | JB72 GEN PANEL | 13.C3
XT0011:4 | JC | 523NEG | CLIP | --- | 13.C3 | XT0011:5 | JB72 GEN PANEL | 13.C3
XT0120:1 | JC | 0V | CLIP | --- | 21.D1 | XT0120:2 | JB72 GEN PANEL | 21.D1
XT0130:3 | JC | 0V | CLIP | --- | 21.A5 | XT0130:2 | JB72 GEN PANEL | 21.A5
XT0180:1 | JC | 0V | CLIP | --- | 22.B1 | XT0180:2 | JB72 GEN PANEL | 22.B1
XT0331:1 | JC | FU0330 | CLIP | --- | 20.B2 | XT0331:2 | JB72 GEN PANEL | 20.C2
XT0332:1 | JC | 0V | CLIP | --- | 20.C2 | XT0332:2 | JB72 GEN PANEL | 20.C2
XT0336:2 | JC | 0V | CLIP | --- | 20.C4 | XT0336:3 | JB72 GEN PANEL | 20.C4
XT0336:3 | JC | 0V | CLIP | --- | 20.C4 | XT0336:4 | JB72 GEN PANEL | 20.D4
XT0336:4 | JC | 0V | CLIP | --- | 20.D4 | XT0336:5 | JB72 GEN PANEL | 20.D4
XT0336:5 | JC | 0V | CLIP | --- | 20.D4 | XT0336:6 | JB72 GEN PANEL | 20.D4
XT0350:2 | JC | CCT1(+) | CLIP | --- | 91.B4 | XT0350:1 | JB72 GEN PANEL | 91.B4
XT0350:4 | JC | CCT1(-) | CLIP | --- | 91.B4 | XT0350:3 | JB72 GEN PANEL | 91.B4
XT0351:1 | JC | VBUSA | CLIP | --- | 88.B4 | XT0351:2 | JB72 GEN PANEL | 88.B4
XT0351:11 | JC | VGENB | CLIP | --- | 88.D4 | XT0351:12 | JB72 GEN PANEL | 88.D4
XT0351:13 | JC | VGENC | CLIP | --- | 88.D4 | XT0351:14 | JB72 GEN PANEL | 88.D4
XT0351:3 | JC | VBUSB | CLIP | --- | 88.B4 | XT0351:4 | JB72 GEN PANEL | 88.B4
XT0351:5 | JC | VBUSC | CLIP | --- | 88.B4 | XT0351:6 | JB72 GEN PANEL | 88.B4
XT0351:7 | JC | VBUSN | CLIP | --- | 88.C4 | XT0351:8 | JB72 GEN PANEL | 88.C4
XT0351:9 | JC | VGENA | CLIP | --- | 88.D4 | XT0351:10 | JB72 GEN PANEL | 88.D4
XT0370:1 | JC | EXC1 | CLIP | --- | 90.C3 | XT0370:2 | JB72 GEN PANEL | 90.C5
XT0370:4 | JC | EXC2 | CLIP | --- | 90.C3 | XT0370:3 | JB72 GEN PANEL | 90.C5
XT0370:5 | JC | EXCS | CLIP | --- | 90.C3 | XT0370:6 | JB72 GEN PANEL | 90.C5
XT1940:1 | JC | VBUSASEL | CLIP | --- | 86.A6 | XT1940:2 | JB72 GEN PANEL | 86.A6
XT1940:3 | JC | VBUSBSEL | CLIP | --- | 86.A6 | XT1940:4 | JB72 GEN PANEL | 86.A6
XT1940:5 | JC | VBUSCSEL | CLIP | --- | 86.B6 | XT1940:6 | JB72 GEN PANEL | 86.B6
XT1940:7 | JC | VBUSNSEL | CLIP | --- | 86.B6 | XT1940:8 | JB72 GEN PANEL | 86.B6
XT9000AC:1 | JC | H41001 | CLIP | --- | 76.C5 | XT9000AC:2 | JB72 GEN PANEL | 76.C5
XT9000AC:3 | JC | H41002 | CLIP | --- | 76.C5 | XT9000AC:4 | JB72 GEN PANEL | 76.C5
XT0352:4 | SC | JW70 | CLIP | -- | 91.A4 | XT0352:5 | JB72 GEN PANEL | 91.A4
XT0352:5 | SC | JW71 | CLIP | -- | 91.A4 | XT0352:6 | JB72 GEN PANEL | 91.A4
XT0352:6 | SC | JW72 | CLIP | -- | 91.A4 | XT0352:7 | JB72 GEN PANEL | 91.A4
AF0400:12 | SC | XT04001 | GRN | 16 | 19.B6 | XT0400:1 | JB72 GEN PANEL | 19.C6
AF0410:32 | SC | XT04001 | GRN | 16 | 19.B5 | XT0400:1 | JB72 GEN PANEL | 19.C6
AF0410:53 | SC | 0V | WHT | 16 | 19.B5 | XT0130:4 | JB72 GEN PANEL | 19.A4
AF0410:54 | SC | AF0410N | WHT | 16 | 19.B5 | AF0420:53 | JB72 GEN PANEL | 19.B5
AF0410:56 | SC | AF0410P | WHT | 16 | 19.B5 | AF0420:55 | JB72 GEN PANEL | 19.B5
AF0420:32 | SC | XT04001 | GRN | 16 | 19.B5 | XT0400:1 | JB72 GEN PANEL | 19.C6
AF0420:54 | SC | AF0420N | WHT | 16 | 19.B5 | AF0450:53 | JB72 GEN PANEL | 19.B3
AF0420:56 | SC | AF0420P | WHT | 16 | 19.B5 | AF0450:55 | JB72 GEN PANEL | 19.B3
AF0450:01 | SC | 045001 | WHT | 20 | 72.D6 | AF0450:02 | JB72 GEN PANEL | 72.D6
AF0450:32 | SC | XT04002 | GRN | 16 | 19.B3 | XT0400:2 | JB72 GEN PANEL | 19.C3
AR0600:IE1 | SC | UV0600G | GRN | 14 | 6.A1 | UV0600:GND | JB72 GEN PANEL | 6.B2
AT0140:13 VGEN-A | SC | VGENA | RED | 16 | 88.D7 | XT0351:9 | JB72 GEN PANEL | 88.D4
AT0140:14 VGEN-B | SC | VGENB | RED | 16 | 88.D7 | XT0351:11 | JB72 GEN PANEL | 88.D4
AT0140:15 VGEN-C | SC | VGENC | RED | 16 | 88.D7 | XT0351:13 | JB72 GEN PANEL | 88.D4
AT0140:16 VGEN-N | SC | VBUSN | GRN/YEL | 14 | 88.D7 | XT0351:8 | JB72 GEN PANEL | 88.C4
AT0140:17 VBUS-A | SC | VBUSASEL | RED | 16 | 88.C7 | XT1940:1 | JB72 GEN PANEL | 86.A6
AT0140:18 VBUS-B | SC | VBUSBSEL | RED | 16 | 88.C7 | XT1940:3 | JB72 GEN PANEL | 86.A6
AT0140:19 VBUS-C | SC | VBUSCSEL | RED | 16 | 88.C7 | XT1940:5 | JB72 GEN PANEL | 86.B6
AT0140:20 VBUS-N | SC | VBUSNSEL | RED | 16 | 88.C7 | XT1940:7 | JB72 GEN PANEL | 86.B6
AT0140:27 ID RLY | SC | CCT1(+) | BLU | 12 | 91.C7 | XT0350:2 | JB72 GEN PANEL | 91.B4
AT0140:28 ID RLY | SC | CCT1(-) | BLU | 12 | 91.C7 | XT0350:4 | JB72 GEN PANEL | 91.B4
AT0140:3 EX-D(-) | SC | 0V | WHT | 16 | 92.C7 | XT0336:4 | JB72 GEN PANEL | 20.D4
AT0140:33 ID RES(+) | SC | CCT1(+) | BLU | 12 | 91.C7 | XT0350:1 | JB72 GEN PANEL | 91.B4
AT0140:34 ID RES(-) | SC | AT014034 | WHT | 16 | 91.C7 | AT0140:42 ID(+) | JB72 GEN PANEL | 91.C7
AT0140:36 I1(+) | SC | MCTA | BLU | 12 | 91.B7 | XT0352:1 | JB72 GEN PANEL | 91.A4
AT0140:37 I1(-) | SC | MCTAN | BLU | 12 | 91.B7 | XT0352:6 | JB72 GEN PANEL | 91.A4
AT0140:38 I2(+) | SC | MCTB | BLU | 12 | 91.B7 | XT0352:2 | JB72 GEN PANEL | 91.A4
AT0140:39 I2(-) | SC | MCTBN | BLU | 12 | 91.B7 | XT0352:5 | JB72 GEN PANEL | 91.A4
AT0140:4 EX-D(+) | SC | KA012314 | WHT | 16 | 92.C7 | KA0123:14 | JB72 GEN PANEL | 20.B5
AT0140:40 I3(+) | SC | MCTC | BLU | 12 | 91.B7 | XT0352:3 | JB72 GEN PANEL | 91.B4
AT0140:41 I3(-) | SC | MCTN | BLU | 12 | 91.B7 | XT0352:4 | JB72 GEN PANEL | 91.A4
AT0140:43 ID(-) | SC | CCT1(-) | BLU | 12 | 91.C7 | XT0350:3 | JB72 GEN PANEL | 91.B4
AT0140:56 FG | SC | AT0140G | GRN/YEL | 12 | 21.D5 | FRAME | JB72 GEN PANEL | 21.D5
AT0140:BAT(-) 48 | SC | 0V | WHT | 16 | 21.D5 | XT0336:4 | JB72 GEN PANEL | 20.D4
AT0140:BAT(+) 47 | SC | FU0334 | WHT | 14 | 21.D5 | XT0335:2 | JB72 GEN PANEL | 20.B4
AT0140:FLT 29 | SC | KA0310A2 | WHT | 20 | 21.D5 | KA0310:A2 | JB72 GEN PANEL | 20.B5
AT0140:FLT 30 | SC | 0V | WHT | 20 | 21.D5 | XT0336:4 | JB72 GEN PANEL | 20.D4
AT0680:NEG | SC | 0V | WHT | 16 | 8.C3 | XT0680:2 | JB72 GEN PANEL | 8.D3
AT0680:POS | SC | AT0680POS | WHT | 16 | 8.C3 | XT0680:1 | JB72 GEN PANEL | 8.D3
FU0011:LD | SC | UJ0131P | WHT | 12 | 13.B3 | UJ0131:+ | JB72 GEN PANEL | 13.B4
FU0012:LI | SC | 523POS | --- | BUS | 13.B3 | FU0013:LI | JB72 GEN PANEL | 13.B3
FU0012:LI | SC | 523POS | --- | BUS | 13.B3 | XT0014:1 | JB72 GEN PANEL | 13.B2
FU0013:LI | SC | 523POS | --- | BUS | 13.B3 | FU0014:LI | JB72 GEN PANEL | 13.C3
FU0014:LI | SC | 523POS | --- | BUS | 13.C3 | FU0015:LI | JB72 GEN PANEL | 13.C3
FU0015:LI | SC | 523POS | --- | BUS | 13.C3 | FU0017:LI | JB72 GEN PANEL | 13.C3
GR0142: | SC | GR0142 | GRN/YEL | 14 | 4.B3 | FRAME | JB72 GEN PANEL | 4.B3
GR0143: | SC | GR0143 | GRN/YEL | 14 | 4.B4 | FRAME | JB72 GEN PANEL | 4.B4
GR0144: | SC | GR0144 | GRN/YEL | 14 | 4.B4 | FRAME | JB72 GEN PANEL | 4.B4
GR0145: | SC | GR0145 | GRN/YEL | 14 | 4.B4 | FRAME | JB72 GEN PANEL | 4.B4
KA0121:11 | SC | KA018511 | WHT | 20 | 24.C4 | XT0337:13 | JB72 GEN PANEL | 24.C3
KA0121:14 | SC | FU0333 | WHT | 20 | 24.C4 | XT0337:12 | JB72 GEN PANEL | 24.C3
KA0122:11 | SC | KA012211 | WHT | 20 | 28.A6 | XT0337:21 | JB72 GEN PANEL | 28.A5
KA0122:14 | SC | KA012214 | WHT | 20 | 28.A6 | XT0337:22 | JB72 GEN PANEL | 28.A5
KA0123:11 | SC | FU0334 | WHT | 20 | 20.B5 | XT0335:2 | JB72 GEN PANEL | 20.B4
KA0123:A1 | SC | 012103 | WHT | 20 | 23.A5 | KA0313:2 | JB72 GEN PANEL | 23.A5
KA0123:A2 | SC | 012119 | WHT | 20 | 23.A5 | KA0313:7 | JB72 GEN PANEL | 23.A5
KA0124:11 | SC | KA012411 | WHT | 20 | 28.A6 | XT0337:23 | JB72 GEN PANEL | 28.A5
KA0124:14 | SC | KA012414 | WHT | 20 | 28.A6 | XT0337:24 | JB72 GEN PANEL | 28.A5
KA0125:11 | SC | KA012511 | WHT | 20 | 28.B6 | XT0337:25 | JB72 GEN PANEL | 28.B5
KA0125:14 | SC | KA012514 | WHT | 20 | 28.B6 | XT0337:26 | JB72 GEN PANEL | 28.B5
KA0126:11 | SC | KA012611 | WHT | 20 | 28.B6 | XT0337:27 | JB72 GEN PANEL | 28.B5
KA0126:14 | SC | KA012614 | WHT | 20 | 28.B6 | XT0337:28 | JB72 GEN PANEL | 28.B5
KA0128:11 | SC | KA0333A1 | WHT | 20 | 24.B4 | KA0335:21 | JB72 GEN PANEL | 24.B4
KA0128:14 | SC | FU0333 | WHT | 20 | 24.B4 | KA0335:22 | JB72 GEN PANEL | 24.B4
KA0128:14 | SC | FU0333 | WHT | 20 | 24.B4 | XT0337:7 | JB72 GEN PANEL | 24.B3
KA0128:21 | SC | KA012821 | WHT | 20 | 25.C6 | XT0337:2 | JB72 GEN PANEL | 25.C5
KA0128:21 | SC | KA012821 | WHT | 20 | 25.C6 | XT0337:2 | JB72 GEN PANEL | 25.C5
KA0128:22 | SC | KA012822 | WHT | 20 | 25.C6 | XT0337:29 | JB72 GEN PANEL | 25.C5
KA0128:24 | SC | KA012824 | WHT | 20 | 25.C6 | XT0337:1 | JB72 GEN PANEL | 25.C5
KA0185:11 | SC | KA018511 | WHT | 20 | 24.C3 | XT0337:13 | JB72 GEN PANEL | 24.C3
KA0185:14 | SC | KA0332A1 | WHT | 20 | 24.C3 | XT0337:14 | JB72 GEN PANEL | 24.C3
KA0185:A2 | SC | KA0185A2 | WHT | 20 | 26.A5 | XT0338:1 | JB72 GEN PANEL | 26.A5
KA0310:21 | SC | KA0333A1 | WHT | 20 | 24.B4 | KA0335:21 | JB72 GEN PANEL | 24.B4
KA0310:21 | SC | KA0333A1 | WHT | 20 | 24.B4 | XT0337:8 | JB72 GEN PANEL | 24.B3
KA0310:24 | SC | FU0333 | WHT | 20 | 24.B4 | KA0335:22 | JB72 GEN PANEL | 24.B4
KA0310:A1 | SC | FU0334 | WHT | 20 | 20.B5 | XT0335:2 | JB72 GEN PANEL | 20.B4
KA0330:A1 | SC | KA0330A1 | WHT | 20 | 24.B6 | XT0337:9 | JB72 GEN PANEL | 24.B3
KA0330:A2 | SC | 0V | WHT | 20 | 24.B6 | KA0333:A2 | JB72 GEN PANEL | 24.B6
KA0330:A2 | SC | 0V | WHT | 20 | 24.B6 | KA0331:A2 | JB72 GEN PANEL | 24.C6
KA0331:A1 | SC | KA0331A1 | WHT | 20 | 24.C6 | XT0337:11 | JB72 GEN PANEL | 24.C3
KA0331:A2 | SC | 0V | WHT | 20 | 24.C6 | KA0332:A2 | JB72 GEN PANEL | 24.C6
KA0332:11 | SC | KA033211 | WHT | 20 | 25.D6 | XT0337:3 | JB72 GEN PANEL | 25.D5
KA0332:14 | SC | KA033214 | WHT | 20 | 25.D6 | XT0337:4 | JB72 GEN PANEL | 25.D5
KA0332:A1 | SC | KA0332A1 | WHT | 20 | 24.C6 | XT0337:14 | JB72 GEN PANEL | 24.C3
KA0332:A2 | SC | 0V | WHT | 20 | 24.C6 | XT0337:15 | JB72 GEN PANEL | 24.D3
KA0333:11 | SC | KA033311 | WHT | 20 | 25.D6 | KA0335:11 | JB72 GEN PANEL | 25.D6
KA0333:11 | SC | KA033311 | WHT | 20 | 25.D6 | XT0337:5 | JB72 GEN PANEL | 25.D5
KA0333:14 | SC | KA033314 | WHT | 20 | 25.D6 | KA0335:12 | JB72 GEN PANEL | 25.D6
KA0333:14 | SC | KA033314 | WHT | 20 | 25.D6 | XT0337:6 | JB72 GEN PANEL | 25.D5
KA0333:A1 | SC | KA0333A1 | WHT | 20 | 24.B6 | XT0337:8 | JB72 GEN PANEL | 24.B3
KA0335:A1 | SC | ESTOP | WHT | 20 | 20.C5 | XT0336:1 | JB72 GEN PANEL | 20.C4
KA0335:A2 | SC | 0V | WHT | 16 | 20.C5 | XT0336:2 | JB72 GEN PANEL | 20.C4
KA0336:14 | SC | KA033614 | WHT | 20 | 76.A5 | KA4100:A1 | JB72 GEN PANEL | 76.B6
KA0336:A1 | SC | KA0234A1 | WHT | 20 | 20.C3 | XT0333:1 | JB72 GEN PANEL | 20.C2
KA0336:A2 | SC | 0V | WHT | 16 | 20.C3 | XT0336:2 | JB72 GEN PANEL | 20.C4
KA4632:1 | SC | VBUSASEL | RED | 16 | 86.A5 | XT1940:1 | JB72 GEN PANEL | 86.A6
KA4632:2 | SC | 012127 | WHT | 20 | 86.D6 | KA4633:2 | JB72 GEN PANEL | 86.D6
KA4632:3 | SC | VNBUSA | RED | 16 | 86.A5 | XT0940:1 | JB72 GEN PANEL | 86.A4
KA4632:6 | SC | VNBUSB | RED | 16 | 86.A5 | XT0940:2 | JB72 GEN PANEL | 86.A4
KA4632:7 | SC | 012111 | WHT | 20 | 86.D6 | KA4633:7 | JB72 GEN PANEL | 86.D6
KA4632:8 | SC | VBUSBSEL | RED | 16 | 86.A5 | XT1940:3 | JB72 GEN PANEL | 86.A6
KA4633:1 | SC | VBUSCSEL | RED | 16 | 86.B5 | XT1940:5 | JB72 GEN PANEL | 86.B6
KA4633:3 | SC | VNBUSC | RED | 16 | 86.B5 | XT0940:3 | JB72 GEN PANEL | 86.B4
KA4633:6 | SC | VNBUSN | RED | 16 | 86.B5 | XT0940:4 | JB72 GEN PANEL | 86.B4
KA4633:8 | SC | VBUSNSEL | RED | 16 | 86.B5 | XT1940:7 | JB72 GEN PANEL | 86.B6
KA4634:1 | SC | VBUSASEL | RED | 16 | 86.A5 | XT1940:1 | JB72 GEN PANEL | 86.A6
KA4634:2 | SC | 012128 | WHT | 20 | 86.D6 | KA4635:2 | JB72 GEN PANEL | 86.D6
KA4634:3 | SC | VSBUSA | RED | 16 | 86.A5 | XT0940:5 | JB72 GEN PANEL | 87.A4
KA4634:6 | SC | VSBUSB | RED | 16 | 86.A5 | XT0940:6 | JB72 GEN PANEL | 87.A4
KA4634:7 | SC | 012112 | WHT | 20 | 86.D6 | KA4635:7 | JB72 GEN PANEL | 86.D6
KA4634:8 | SC | VBUSBSEL | RED | 16 | 86.A5 | XT1940:3 | JB72 GEN PANEL | 86.A6
KA4635:1 | SC | VBUSCSEL | RED | 16 | 86.B5 | XT1940:5 | JB72 GEN PANEL | 86.B6
KA4635:3 | SC | VSBUSC | RED | 16 | 86.B5 | XT0940:7 | JB72 GEN PANEL | 87.B4
KA4635:6 | SC | VSBUSN | RED | 16 | 86.B5 | XT0940:8 | JB72 GEN PANEL | 87.B4
KA4635:8 | SC | VBUSNSEL | RED | 16 | 86.B5 | XT1940:7 | JB72 GEN PANEL | 86.B6
KA4642:1 | SC | VBUSASEL | RED | 16 | 86.A5 | XT1940:2 | JB72 GEN PANEL | 86.A6
KA4642:2 | SC | 012126 | WHT | 20 | 86.C6 | KA4643:2 | JB72 GEN PANEL | 86.C6
KA4642:3 | SC | VBUSA | RED | 16 | 86.A5 | XT0351:1 | JB72 GEN PANEL | 88.B4
KA4642:6 | SC | VBUSB | RED | 16 | 86.A5 | XT0351:3 | JB72 GEN PANEL | 88.B4
KA4642:7 | SC | 012110 | WHT | 20 | 86.C6 | KA4643:7 | JB72 GEN PANEL | 86.C6
KA4642:8 | SC | VBUSBSEL | RED | 16 | 86.A5 | XT1940:4 | JB72 GEN PANEL | 86.A6
KA4643:1 | SC | VBUSCSEL | RED | 16 | 86.B5 | XT1940:6 | JB72 GEN PANEL | 86.B6
KA4643:3 | SC | VBUSC | RED | 16 | 86.B5 | XT0351:5 | JB72 GEN PANEL | 88.B4
KA4643:6 | SC | VBUSN | RED | 16 | 86.B5 | XT0351:7 | JB72 GEN PANEL | 88.C4
KA4643:8 | SC | VBUSNSEL | RED | 16 | 86.B5 | XT1940:8 | JB72 GEN PANEL | 86.B6
KACC7520:A1 | SC | CC75202 | WHT | 20 | 27.B5 | XT0120:5 | JB72 GEN PANEL | 27.A5
KACC7521:A1 | SC | CC75212 | WHT | 20 | 27.B5 | XT0120:6 | JB72 GEN PANEL | 27.B5
KACC7523:A1 | SC | CC75232 | WHT | 20 | 27.C5 | XT0120:7 | JB72 GEN PANEL | 27.B5
KACC7524:A1 | SC | CC75242 | WHT | 20 | 27.C5 | XT0120:8 | JB72 GEN PANEL | 27.C5
RR0851: -3.01K OHM | SC | FU0335 | LEAD | --- | 13.C6 | XT0085:1 | JB72 GEN PANEL | 13.C6
RR0851: -3.01K OHM | SC | 018406 | LEAD | --- | 13.C6 | XT0085:2 | JB72 GEN PANEL | 13.C6
RR0852: -1.0K OHM | SC | 0V | LEAD | --- | 13.C6 | XT0085:3 | JB72 GEN PANEL | 13.C6
RR0852: -1.0K OHM | SC | 018406 | LEAD | --- | 13.C6 | XT0085:2 | JB72 GEN PANEL | 13.C6
UJ0131:- | SC | 521NEG | WHT | 12 | 13.B4 | XT0011:1 | JB72 GEN PANEL | 13.B3
UJ0131:G | SC | UJ0131G | GRN/YEL | 12 | 13.B4 | FRAME | JB72 GEN PANEL | 13.B4
UJ0131:OUT(-) | SC | 0V | WHT | 10 | 13.B4 | XT0332:1 | JB72 GEN PANEL | 20.C2
UV0600:(-) | SC | 0V | WHT | 16 | 6.B2 | XT0336:2 | JB72 GEN PANEL | 20.C4
XT0085:1 | SC | FU0335 | WHT | 20 | 13.C6 | XT0335:3 | JB72 GEN PANEL | 20.A4
XT0085:3 | SC | 0V | WHT | 20 | 13.C6 | XT0336:5 | JB72 GEN PANEL | 20.D4
XT0120:1 | SC | 0V | WHT | 14 | 21.D1 | XT0130:2 | JB72 GEN PANEL | 21.A5
XT0130:2 | SC | 0V | WHT | 16 | 21.A5 | XT0336:3 | JB72 GEN PANEL | 20.C4
XT0130:3 | SC | 0V | WHT | 16 | 21.A5 | XT0180:1 | JB72 GEN PANEL | 22.B1
XT0130:4 | SC | 0V | WHT | 14 | 19.A4 | XT0336:4 | JB72 GEN PANEL | 20.D4
XT0332:1 | SC | 0V | WHT | 16 | 20.C2 | XT0336:2 | JB72 GEN PANEL | 20.C4
XT0335:1 | SC | FU0333 | WHT | 16 | 20.B4 | XT0337:12 | JB72 GEN PANEL | 24.C3
XT0335:4 | SC | FU0332 | WHT | 16 | 20.A4 | XT0130:1 | JB72 GEN PANEL | 21.A5
XT0336:3 | SC | 0V | WHT | 16 | 20.C4 | XT0337:15 | JB72 GEN PANEL | 24.D3
XT0336:5 | SC | 0V | WHT | 14 | 20.D4 | XT0680:2 | JB72 GEN PANEL | 8.D3
XT0337:12 | SC | FU0333 | WHT | 20 | 24.C3 | XT0337:7 | JB72 GEN PANEL | 24.B3
AP0602:L2 | WC0001 | AP0602L2 | ENET | CABLE | 2.A1 | AP0603:L1 | JB72 GEN PANEL | 2.A2
AF0410:L2 | WC0041 | AF0410L2 | ENET | CABLE | 2.A1 | AF0420:L1 | JB72 GEN PANEL | 2.A2
AF0420:L2 | WC0042 | AF0420L2 | ENET | CABLE | 2.A2 | AF0450:L1 | JB72 GEN PANEL | 2.A3
AP0606:L1 | WC0680 | AP0606L1 | ENET | CABLE | 8.A1 | AT0680:LAN1 | JB72 GEN PANEL | 8.A2
AF0450:05 | WC4749 | UA15201 | RED | 20 | 44.A7 | UA1520:+24 | JB72 GEN PANEL | 44.A5
AF0450:06 | WC4749 | UA15202 | CLR | 20 | 44.A7 | UA1520:OUT | JB72 GEN PANEL | 44.A5
AF0450:08 | WC4749 | UA15203 | BLK | 20 | 44.A7 | UA1520:COM | JB72 GEN PANEL | 44.A5
AF0450:23 | WC4749 | PE1520S | SH | 20 | 44.A7 | XT1521:1 | JB72 GEN PANEL | 44.A5
AT0140:1 LS(+) | WC8009 | AT0140LS(+) | WHT | 16 | 92.C7 | XT0337:16 | JB72 GEN PANEL | 92.C4
AT0140:2 LS(-) | WC8009 | AT0140LS(-) | BLK | 16 | 92.C7 | XT0337:17 | JB72 GEN PANEL | 92.C4
FW140:3 | WC8009 | AT0140LS(S) | SH | 16 | 92.C6 | XT0337:18 | JB72 GEN PANEL | 92.C4
AF0400:LBUS | WC8040 | AF0410RBUS | BUS | CABLE | 19.B6 | AF0410:RBUS | JB72 GEN PANEL | 19.B5
AF0410:LBUS | WC8041 | AF0410LBUS | BUS | CABLE | 19.B5 | AF0420:RBUS | JB72 GEN PANEL | 19.B5
AF0420:LBUS | WC8042 | AF0420LBUS | BUS | CABLE | 19.B5 | AF0450:RBUS | JB72 GEN PANEL | 19.B3
FU0313:LD | WC8101 | PMG1 | WHT | 12 | 90.A5 | XT0360:1 | JB72 GEN PANEL | 90.A3
FU0314:LD | WC8101 | PMG2 | BLK | 12 | 90.A5 | XT0360:2 | JB72 GEN PANEL | 90.A3
XT0360:3 | WC8101 | PMGS | SH | 12 | 90.A3 | XT0360:4 | JB72 GEN PANEL | 90.A5
AT0140:54 EXC(+) | WC8102 | EXC1 | WHT | 12 | 90.C7 | XT0370:2 | JB72 GEN PANEL | 90.C5
AT0140:55 EXC(-) | WC8102 | EXC2 | BLK | 12 | 90.C7 | XT0370:3 | JB72 GEN PANEL | 90.C5
FW140:1 | WC8102 | EXCS | SH | 12 | 90.C6 | XT0370:6 | JB72 GEN PANEL | 90.C5
FU0313:LI | WC8201 | FU0313 | WHT | 12 | 90.A5 | KA0313:3 | JB72 GEN PANEL | 90.A5
FU0314:LI | WC8201 | FU0314 | BLK | 12 | 90.A5 | KA0313:6 | JB72 GEN PANEL | 90.A5
XT0360:4 | WC8201 | PMGS | SH | 12 | 90.A5 | XT0313:1 | JB72 GEN PANEL | 90.A5
AT0140:49 PMG-A | WC8301 | PMG14C | WHT | 12 | 90.A7 | KA0313:1 | JB72 GEN PANEL | 90.A5
AT0140:50 PMG-B | WC8301 | PMG14A | BLK | 12 | 90.A7 | KA0313:8 | JB72 GEN PANEL | 90.A5
FW140:2 | WC8301 | PMGS | SH | 12 | 90.A6 | XT0313:1 | JB72 GEN PANEL | 90.A5
XT0336:1 | SC | ESTOP | WHT | 16 | 20.C4 | XT1110:1 | DRIVER JB100 | 15.B3
AF0450:L2 | WC0045 | AF0450L2 | ENET | CABLE | 2.A3 | AU0070:L1 | DRIVER JB100 | 2.B1
KA0121:A1 | SC | 012101 | WHT | 20 | 23.A5 | AF0121:01 | INSIDE DOOR JB72 | 23.A7
KA0121:A2 | SC | 012117 | WHT | 20 | 23.A5 | AF0121:17 | INSIDE DOOR JB72 | 23.A7
KA0122:A1 | SC | 012104 | WHT | 20 | 23.B5 | AF0121:04 | INSIDE DOOR JB72 | 23.B7
KA0122:A2 | SC | 012120 | WHT | 20 | 23.B5 | AF0121:20 | INSIDE DOOR JB72 | 23.B7
KA0123:A1 | SC | 012103 | WHT | 20 | 23.A5 | AF0121:03 | INSIDE DOOR JB72 | 23.A7
KA0123:A2 | SC | 012119 | WHT | 20 | 23.A5 | AF0121:19 | INSIDE DOOR JB72 | 23.A7
KA0124:A1 | SC | 012105 | WHT | 20 | 23.C5 | AF0121:05 | INSIDE DOOR JB72 | 23.C7
KA0124:A2 | SC | 012121 | WHT | 20 | 23.C5 | AF0121:21 | INSIDE DOOR JB72 | 23.C7
KA0125:A1 | SC | 012106 | WHT | 20 | 23.C5 | AF0121:06 | INSIDE DOOR JB72 | 23.C7
KA0125:A2 | SC | 012122 | WHT | 20 | 23.C5 | AF0121:22 | INSIDE DOOR JB72 | 23.C7
KA0126:A1 | SC | 012107 | WHT | 20 | 23.D5 | AF0121:07 | INSIDE DOOR JB72 | 23.D7
KA0126:A2 | SC | 012123 | WHT | 20 | 23.D5 | AF0121:23 | INSIDE DOOR JB72 | 23.D7
KA0128:A1 | SC | 012108 | WHT | 20 | 23.B5 | AF0121:08 | INSIDE DOOR JB72 | 23.B7
KA0128:A2 | SC | 012124 | WHT | 20 | 23.B5 | AF0121:24 | INSIDE DOOR JB72 | 23.B7
KA0180:A1 | SC | 018100 | WHT | 20 | 26.A5 | AF0181:00 | INSIDE DOOR JB72 | 26.A7
KA0180:A2 | SC | 018116 | WHT | 20 | 26.A5 | AF0181:16 | INSIDE DOOR JB72 | 26.A7
KA0185:A1 | SC | 018110 | WHT | 20 | 26.A5 | AF0181:10 | INSIDE DOOR JB72 | 26.A7
KA0310:11 | SC | 012202 | WHT | 20 | 25.B6 | AF0122:02 | INSIDE DOOR JB72 | 25.B7
KA0310:14 | SC | 012234 | WHT | 20 | 25.B6 | AF0122:34 | INSIDE DOOR JB72 | 25.B7
KA0330:11 | SC | 012200 | WHT | 20 | 25.A6 | AF0122:00 | INSIDE DOOR JB72 | 25.A7
KA0330:14 | SC | 012232 | WHT | 20 | 25.A6 | AF0122:32 | INSIDE DOOR JB72 | 25.A7
KA0331:11 | SC | 012201 | WHT | 20 | 25.A6 | AF0122:01 | INSIDE DOOR JB72 | 25.A7
KA0331:14 | SC | 012233 | WHT | 20 | 25.A6 | AF0122:33 | INSIDE DOOR JB72 | 25.A7
KA0336:11 | SC | 012114 | WHT | 20 | 76.A5 | AF0121:14 | INSIDE DOOR JB72 | 76.A6
KA4100:A2 | SC | 012130 | WHT | 20 | 76.B6 | AF0121:30 | INSIDE DOOR JB72 | 76.A6
KA4632:2 | SC | 012127 | WHT | 20 | 86.D6 | AF0121:27 | INSIDE DOOR JB72 | 86.C6
KA4632:7 | SC | 012111 | WHT | 20 | 86.D6 | AF0121:11 | INSIDE DOOR JB72 | 86.C6
KA4634:2 | SC | 012128 | WHT | 20 | 86.D6 | AF0121:28 | INSIDE DOOR JB72 | 86.D6
KA4634:7 | SC | 012112 | WHT | 20 | 86.D6 | AF0121:12 | INSIDE DOOR JB72 | 86.D6
KA4642:2 | SC | 012126 | WHT | 20 | 86.C6 | AF0121:26 | INSIDE DOOR JB72 | 86.C6
KA4642:7 | SC | 012110 | WHT | 20 | 86.C6 | AF0121:10 | INSIDE DOOR JB72 | 86.C6
KACC7520:A2 | SC | 7520A2 | WHT | 20 | 27.B5 | AF0122:26 | INSIDE DOOR JB72 | 27.A6
KACC7521:A2 | SC | 7521A2 | WHT | 20 | 27.B5 | AF0122:27 | INSIDE DOOR JB72 | 27.B6
KACC7523:A2 | SC | 7523A2 | WHT | 20 | 27.C5 | AF0122:28 | INSIDE DOOR JB72 | 27.B6
KACC7524:A2 | SC | 7524A2 | WHT | 20 | 27.C5 | AF0122:29 | INSIDE DOOR JB72 | 27.C6
UJ0131:IOUT | SC | UJ0131IOUT | WHT | 20 | 13.B4 | AF0184:02 | INSIDE DOOR JB72 | 13.B7
UJ0131:OK1 | SC | UJ0131OK1 | WHT | 20 | 13.B4 | AF0122:40 | INSIDE DOOR JB72 | 13.B7
UJ0131:OK2 | SC | UJ0131OK2 | WHT | 20 | 13.B4 | AF0122:08 | INSIDE DOOR JB72 | 13.B7
UJ0131:VIN | SC | UJ0131VIN | WHT | 20 | 13.B4 | AF0184:00 | INSIDE DOOR JB72 | 13.A7
XT0085:2 | SC | 018406 | WHT | 20 | 13.C6 | AF0184:06 | INSIDE DOOR JB72 | 13.C7
XT0085:3 | SC | 0V | WHT | 20 | 13.C6 | AF0184:07 | INSIDE DOOR JB72 | 13.C7
XT0120:1 | SC | 0V | WHT | 14 | 21.D1 | AU0120:COM | INSIDE DOOR JB72 | 21.C1
XT0120:2 | SC | 0V | WHT | 14 | 21.D1 | AF0121:COM | INSIDE DOOR JB72 | 21.D2
XT0120:3 | SC | 012241 | WHT | 20 | 27.A5 | AF0122:41 | INSIDE DOOR JB72 | 27.A6
XT0120:4 | SC | 012209 | WHT | 20 | 27.A5 | AF0122:09 | INSIDE DOOR JB72 | 27.A6
XT0120:5 | SC | CC75202 | WHT | 20 | 27.A5 | AF0122:10 | INSIDE DOOR JB72 | 27.A6
XT0120:6 | SC | CC75212 | WHT | 20 | 27.B5 | AF0122:11 | INSIDE DOOR JB72 | 27.B6
XT0120:7 | SC | CC75232 | WHT | 20 | 27.B5 | AF0122:12 | INSIDE DOOR JB72 | 27.B6
XT0120:8 | SC | CC75242 | WHT | 20 | 27.C5 | AF0122:13 | INSIDE DOOR JB72 | 27.C6
XT0180:1 | SC | 0V | WHT | 16 | 22.B1 | AU0180:COM | INSIDE DOOR JB72 | 22.A2
XT0180:2 | SC | 0V | WHT | 16 | 22.B1 | AF0182:COM | INSIDE DOOR JB72 | 22.B3
XT0180:2 | SC | 0V | WHT | 16 | 22.B1 | AF0181:COM | INSIDE DOOR JB72 | 22.B2
XT0336:6 | SC | 0V | WHT | 20 | 20.D4 | AF0184:03 | INSIDE DOOR JB72 | 13.B7
XT0336:6 | SC | 0V | WHT | 20 | 20.D4 | AF0184:01 | INSIDE DOOR JB72 | 13.A7
XT0338:2 | SC | 018126 | WHT | 20 | 26.B5 | AF0181:26 | INSIDE DOOR JB72 | 26.A7
AP0603:L2 | WC0003 | AP0603L2 | ENET | CABLE | 2.A2 | AU0120:L1 | INSIDE DOOR JB72 | 2.A3
AT0140:P1 | WC0012 | AU0120L2 | ENET | CABLE | 2.A4 | AU0120:L2 | INSIDE DOOR JB72 | 2.A3
AF0410:L1 | WC0018 | AU0180L2 | ENET | CABLE | 2.A1 | AU0180:L2 | INSIDE DOOR JB72 | 2.A5
AT0140:P2 | WC0114 | AT0140P2 | ENET | CABLE | 2.A4 | AU0180:L1 | INSIDE DOOR JB72 | 2.A5
XT0331:2 | SC | FU0330 | WHT | 10 | 20.C2 | FU0136:LI | JB70 LEFT RAIL | 14.A3
XT0332:2 | SC | 0V | WHT | 16 | 20.C2 | XT0134:1 | JB70 PANEL | 14.B3
XT0333:1 | SC | KA0234A1 | WHT | 16 | 20.C2 | XT0136:10 | JB70 PANEL | 16.B5
AF0410:55 | SC | FU0113 | WHT | 16 | 19.B5 | FU0113:LD | JB72 | 19.A4
AR0600:IE2 | SC | IEG01304 | GRN | 12 | 6.A1 | IEG0130:4 | JB72 | 6.B4
UJ0131:OUT(+) | SC | 24V | WHT | 10 | 13.B4 | FU0330:LI | JB72 | 20.B2
UV0600:(+) | SC | FU0010 | WHT | 14 | 6.B2 | FU0010:LD | JB72 | 20.A3
XT0130:1 | SC | FU0332 | WHT | 14 | 21.A5 | FU0120:LI | JB72 | 21.D1
XT0130:1 | SC | FU0332 | WHT | 14 | 21.A5 | FU0180:LI | JB72 | 22.B1
XT0313:1 | SC | PMGS | GRN/YEL | 12 | 90.A5 | PEG0140:2 | JB72 | 90.A6
XT0331:1 | SC | FU0330 | WHT | 10 | 20.B2 | FU0330:LD | JB72 | 20.B2
XT0331:1 | SC | FU0330 | WHT | 12 | 20.B2 | FU0332:LI | JB72 | 20.B3
XT0335:1 | SC | FU0333 | WHT | 16 | 20.B4 | FU0333:LD | JB72 | 20.B3
XT0335:2 | SC | FU0334 | WHT | 14 | 20.B4 | FU0334:LD | JB72 | 20.B3
XT0335:3 | SC | FU0335 | WHT | 14 | 20.A4 | FU0335:LD | JB72 | 20.A3
XT0335:4 | SC | FU0332 | WHT | 14 | 20.A4 | FU0010:LI | JB72 | 20.A3
XT0335:4 | SC | FU0332 | WHT | 14 | 20.A4 | FU0335:LI | JB72 | 20.A3
XT0335:4 | SC | FU0332 | WHT | 16 | 20.A4 | FU0680:LI | JB72 | 8.D2
XT0336:5 | SC | 0V | WHT | 16 | 20.D4 | PEG0140:1 | JB72 | 20.D3
XT0337:18 | SC | AT0140LS(S) | GRN/YEL | 12 | 92.C4 | IEG0130:7 | JB72 | 92.C6
XT0352:7 | SC | PEG01405 | GRN/YEL | 12 | 91.A4 | PEG0140:4 | JB72 | 91.A5
XT0370:6 | SC | EXCS | GRN/YEL | 12 | 90.C5 | PEG0140:3 | JB72 | 90.C6
XT0400:3 | SC | IEG01301 | GRN | 14 | 19.C6 | IEG0130:1 | JB72 | 19.C6
XT0680:1 | SC | AT0680POS | WHT | 16 | 8.D3 | FU0680:LD | JB72 | 8.D2
SolarTools ver. 24.0.84.24712 (Jul 31, 2025)
Report date: 5/1/2026 1:41 PM

## Panel Errors
Panel Errors
Project # | J2470
Project Name | UTAH STATE UNIVERSITY COGEN CSR
Revision | A
Controls DE | H.VOUNG
Phone: | 0
Controls ME | R.DURAN
Phone:
From | [6 empty] | To
Device ID | Location | Cable (W) Conductor (SC) Jumper Clip (JC) | Wire ID | Wire No. | Gauge/Size | Page/Zone | Device ID | Location | Page/Zone
Report date: 5/1/2026 1:41 PM |  |  |  | SolarTools ver. 24.0.84.24712 (Jul 31, 2025)

## Cable Part Numbers
Cable Part Numbers |  |  | SolarTools ver. 24.0.84.24712 (Jul 31, 2025)
Project # | J2470
Report date: 5/1/2026 1:42 PM
Project Name | UTAH STATE UNIVERSITY COGEN CSR
Revision | A
Controls DE | H.VOUNG
Phone: | 0
Controls ME | R.DURAN
Phone:
Device ID |  | Part Number |  | Description
WC0060 |  | 2684693-39 |  | CABLE, SYTSTEM FUNCTION
WC0070 |  | 2684693-39 |  | CABLE, SYTSTEM FUNCTION
WC0001 |  | 1302073-36 |  | CABLE, ETHERNET - 36 INCHES
WC0003 |  | 1302073-36 |  | CABLE, ETHERNET - 36 INCHES
WC0006 |  | 1305733-1 |  | CABLE, COMMUNICATION CABLE - ETHERNET
WC0007 |  | 1302073-36 |  | CABLE, ETHERNET - 36 INCHES
WC0008 |  | 1302073-36 |  | CABLE, ETHERNET - 36 INCHES
WC0009 |  | 1302073-36 |  | CABLE, ETHERNET - 36 INCHES
WC0010 |  | 1305733-1 |  | CABLE, COMMUNICATION CABLE - ETHERNET
WC0012 |  | 1302073-36 |  | CABLE, ETHERNET - 36 INCHES
WC0018 |  | 1302073-36 |  | CABLE, ETHERNET - 36 INCHES
WC0041 |  | 1302073-36 |  | CABLE, ETHERNET - 36 INCHES
WC0042 |  | 1302073-36 |  | CABLE, ETHERNET - 36 INCHES
WC0045 |  | 1305733-1 |  | CABLE, COMMUNICATION CABLE - ETHERNET
WC0050 |  | 1302073-36 |  | CABLE, ETHERNET - 36 INCHES
WC0101 |  | 1302073-36 |  | CABLE, COMMUNICATION CABLE - 36 INCHES
WC0114 |  | 1302073-36 |  | CABLE, ETHERNET - 36 INCHES
WC0680 |  | 1302073-36 |  | CABLE
WC4193 |  | 1022941-12 |  | TPE, 1 PAIR TWISTED SHIELDED
WC4524 |  | 1022941-12 |  | TPE, 1 PAIR TWISTED SHIELDED
WC4601 |  | 1022941-12 |  | TPE, 1 PAIR TWISTED SHIELDED
WC4661 |  | 1022941-12 |  | TPE, 1 PAIR TWISTED SHIELDED
WC4749 |  | 1075034-5 |  | PVC, 1 TRIAD TWISTED SHIELDED
WC5018 |  | 1022941-22 |  | TPE, 1 PAIR TWISTED SHIELDED
WC5072 |  | PART OF 1103208-100 |  | CABLE, 2 CONDUCTOR UNSHIELDED PART OF HORN
WC5500 |  | 1022941-22 |  | TPE, 1 PAIR TWISTED SHIELDED
WC8009 |  | 1022941-22 |  | TPE, 1 PAIR TWISTED SHIELDED
WC8040 |  | 1322418-90 |  | CABLE, SYTSTEM FUNCTION
WC8041 |  | 1322418-90 |  | CABLE, SUPPLIED BY OTHERS
WC8042 |  | 1322418-90 |  | CABLE, SUPPLIED BY OTHERS
WC8066 |  | 1022941-22 |  | TPE, 1 PAIR TWISTED SHIELDED
WC8067 |  | 1022941-22 |  | TPE, 1 PAIR TWISTED SHIELDED
WC8069 |  | 1022941-22 |  | TPE, 1 PAIR TWISTED SHIELDED
WC8101 |  | 1022941-32 |  | TPE, 1 PAIR TWISTED SHIELDED
WC8102 |  | 1022941-32 |  | TPE, 1 PAIR TWISTED SHIELDED
WC8201 |  | 1022941-32 |  | TPE, 1 PAIR TWISTED SHIELDED
WC8301 |  | 1022941-32 |  | TPE, 1 PAIR TWISTED SHIELDED

## Part Number List
Part Number List |  | SolarTools ver. 24.0.84.24712 (Jul 31, 2025)
Project # | J2470
Report date: 5/1/2026 1:42 PM
Project Name | UTAH STATE UNIVERSITY COGEN CSR
Revision | A
Controls DE | H.VOUNG
Phone: | 0
Controls ME | R.DURAN
Phone:
Device ID | Part Number | Description | Location
CC6700 | CUSTOMER DEFINED | CUSTOMER CONNECTION, FIRE DETECTED SIGNAL | CUSTOMER FIRE AND GAS SIGNALS
CCAT0170 | CUSTOMER DEFINED | CUSTOMER CONNECTION, TROUBLE ALARM SIGNAL | CUSTOMER FIRE AND GAS SIGNALS
AT1100 | 1577354-4502,1577354-4503 | WORKSTATION, VERSA VIEW 1200H | DOOR JB70
HA0472 | 1103208-101 | HORN, CONTROL SYSTEM ALARM | DOOR JB70
SA0471 | 1035040-1652,2380746-2 | SELECTOR SWITCH, SPEED/LOAD | DOOR JB70
SA0472 | 1035040-125,2380746-2 | SELECTOR SWITCH, VOLTAGE | DOOR JB70
SA0473 | 1035040-849,2380746-5 | SELECTOR SWITCH, OFF/LOCAL/AUX | DOOR JB70
SB0471 | 1035040-119,2380746-1 | PUSHBUTTON SWITCH, HORN SILENCE | DOOR JB70
SB0472 | 1035040-32,2380746-4 | PUSHBUTTON SWITCH, EMERGENCY STOP | DOOR JB70
SB0473 | 1035040-120,2380746-1 | PUSHBUTTON SWITCH, ACKNOWLEDGE | DOOR JB70
SB0474 | 1035040-121,2380746-1 | PUSHBUTTON SWITCH, RESET | DOOR JB70
SH0470 | 1035040-108,2380746-3 | LIGHTED SWITCH, STOP/STOPPING, RED | DOOR JB70
SH0471 | 1035040-103,2380746-3 | LIGHTED SWITCH, START/STARTING, GREEN | DOOR JB70
SH0472 | 1035040-106,2380746-3 | LIGHTED SWITCH, BACKUP SYSTEM ACTIVE/RESET, AMBER | DOOR JB70
AF0061 | 2684693-17,2684693-25 | 5094-OB8XT, 8 DISCRETE OUTPUT | DRIVER JB100
AF0062 | 2684693-17,2684693-25 | 5094-OB8XT, 8 DISCRETE OUTPUT | DRIVER JB100
AF0063 | 2684693-17,2684693-23 | 5094-IB16XT, 16 DISCRETE INPUT | DRIVER JB100
AF0064 | 2684693-18,2684693-30 | 5094-IF4IHSXT, 4 ANALOG INPUT, S | DRIVER JB100
AF0065 | 2684693-18,2684693-30 | 5094-IF4IHSXT, 4 ANALOG INPUT, S | DRIVER JB100
AF0066 | 2684693-18,2684693-27 | 5094-OF8IHXT, 8 ANALOG OUTPUT, ISOLATED | DRIVER JB100
AF0067 | 2684693-17,2684693-25 | 5094-OB8XT, 8 DISCRETE OUTPUT | DRIVER JB100
AF0068 | 2684693-21,2684693-36 | 5094-IRT8SXT, 8 RTD/TC ANALOG INPUT, S | DRIVER JB100
AF0071 | 2684693-18,2684693-32 | 5094-IJ2ISXT, 2 FAST COUNTER INPUT, S | DRIVER JB100
AF0072 | 2684693-18,2684693-30 | 5094-IF4IHSXT, 4 ANALOG INPUT, S | DRIVER JB100
AF0073 | 2684693-21,2684693-36 | 5094-IRT8SXT, 8 RTD/TC ANALOG INPUT, S | DRIVER JB100
AF0074 | 2684693-18,2684693-56 | 5094-IF8IHXT, 8 ANALOG INPUT, ISOLATED | DRIVER JB100
AF0075 | 2684693-18,2684693-30 | 5094-IF4IHSXT, 4 ANALOG INPUT, S | DRIVER JB100
AF0076 | 2684693-18,2684693-55 | 5094-OB16SXT, 16 DISCRETE OUTPUT, S | DRIVER JB100
AF0077 | 2684693-18,2684693-28 | 5094-IB16SXT, 16 DISCRETE INPUT, S | DRIVER JB100
AF0078 | 2684693-17,2684693-25 | 5094-OB8XT, 8 DISCRETE OUTPUT | DRIVER JB100
AU0060 | 2684693-22 | 5094-AENTRXT, FLEX 5000 I/O | DRIVER JB100
AU0070 | 2684693-22 | 5094-AENTRXT, FLEX 5000 I/O | DRIVER JB100
FU0060 | 1043265-1,1043265-5 | FUSE, 10A | DRIVER JB100
FU0061 | 1043265-1,1043265-5 | FUSE, 10A | DRIVER JB100
FU0062 | 1043265-1,1043265-5 | FUSE, 10A | DRIVER JB100
FU0063 | 1043265-1,1043265-5 | FUSE, 10A | DRIVER JB100
FU0064 | 1043265-1,1043265-5 | FUSE, 10A | DRIVER JB100
FU0070 | 1043265-1,1043265-5 | FUSE, 10A | DRIVER JB100
FU0071 | 1043265-1,1043265-5 | FUSE, 10A | DRIVER JB100
FU0072 | 1043265-1,1043265-5 | FUSE, 10A | DRIVER JB100
FU0100 | 1043265-1,1043265-7 | FUSE, 20A | DRIVER JB100
FU0211 | 1043265-1,1043265-10,1043265-4 | FUSE, 5A | DRIVER JB100
GR0100 | 903849C1 | RAIL GROUND, DIN RAIL GROUNDING | DRIVER JB100
GR0101 | 903849C1 | RAIL GROUND, DIN RAIL GROUNDING | DRIVER JB100
GR0102 | 903849C1 | RAIL GROUND, DIN RAIL GROUNDING | DRIVER JB100
IEG0110 | 232941-110 | BUS BAR, DRIVER - INSTRUMENT EARTH GROUNDING | DRIVER JB100
KA0221 | 1061979-1 | RELAY, PRIMARY GAS FUEL^SHUTOFF VALVE | DRIVER JB100
KA0222 | 1061979-1 | RELAY, SECONDARY GAS FUEL^ SHUTOFF VALVE | DRIVER JB100
KA0223 | 1061979-1 | RELAY, PRIMARY LF SHUT-OFF VALVE | DRIVER JB100
KA0224 | 1061979-1 | RELAY, SECONDARY LF SHUT-OFF VALVE | DRIVER JB100
KA0260 | 1061979-1 | RELAY, NO EMERGENCY SHUTDOWN SUMMARY | DRIVER JB100
KA0261 | 1061979-1 | RELAY, NO EMERGENCY SHUTDOWN SUMMARY | DRIVER JB100
KA0262 | 1061979-1 | RELAY, NO EMERGENCY SHUTDOWN SUMMARY | DRIVER JB100
KA0270 | 1061979-1 | RELAY, CONTROLLER ACTIVE | DRIVER JB100
KA0271 | 1061979-1 | RELAY, CONTROLLER ACTIVE | DRIVER JB100
KA1020 | 1061979-1 | RELAY, IGNITION START | DRIVER JB100
WC0060 | 2684693-39 |  | DRIVER JB100
WC0070 | 2684693-39 |  | DRIVER JB100
XT0060 | 1066730-7,1066730-8,1067996-4 | TERMINAL BLOCK, SPRING, 4 CONDUCTOR,30-12 AWG (0.05-3.31 MM2),NON-IS | DRIVER JB100
XT0070 | 1066730-7,1066730-8,1067996-4 | TERMINAL BLOCK, SPRING, 4 CONDUCTOR,30-12 AWG (0.05-3.31 MM2),NON-IS | DRIVER JB100
XT1101 | 1066730-7,1066730-8,1067996-4 | TERMINAL BLOCK, SPRING, 4 CONDUCTOR,30-12 AWG (0.05-3.31 MM2),NON-IS | DRIVER JB100
XT1102 | 1066730-7,1066730-8,1067996-4 | TERMINAL BLOCK, SPRING, 4 CONDUCTOR,30-12 AWG (0.05-3.31 MM2),NON-IS | DRIVER JB100
XT1110 | 1066730-7,1066730-8,1067996-4 | TERMINAL BLOCK, SPRING, 4 CONDUCTOR,30-12 AWG (0.05-3.31 MM2),NON-IS | DRIVER JB100
AT0175 | 1056244-5 | 8 CHANNEL ED I/O, EAGLE QUANTUM PREMIER | FIRE BOX JB10
AT0176 | 1056244-5 | 8 CHANNEL ED I/O, EAGLE QUANTUM PREMIER | FIRE BOX JB10
AT0178 | 1056244-5 | 8 CHANNEL ED I/O, EAGLE QUANTUM PREMIER | FIRE BOX JB10
GR0170 | 903849C1 | RAIL GROUND, DIN RAIL GROUNDING | FIRE BOX JB10
GR0171 | 903849C1 | RAIL GROUND, DIN RAIL GROUNDING | FIRE BOX JB10
HL0171 | 1035040-1072,2380746-7 | LIGHT, FIRE SYSTEM AUTO, GREEN | FIRE BOX JB10
HL0172 | 1035040-1073,2380746-7 | LIGHT, FIRE SYSTEM INHIBIT, AMBER | FIRE BOX JB10
HL0173 | 1035040-1074,2380746-7 | LIGHT, FIRE SYSTEM DISCHARGED, RED | FIRE BOX JB10
RR0175A | 912137C1 | RESISTOR, 10K OHM | FIRE BOX JB10
RR0175D | 912137C1 | RESISTOR, 10K OHM | FIRE BOX JB10
RR0175I | 912137C1 | RESISTOR, 10K OHM | FIRE BOX JB10
RR0175M | 912137C1 | RESISTOR, 10K OHM | FIRE BOX JB10
RR0175S5 | 912137C1 | RESISTOR, 10K OHM | FIRE BOX JB10
RR017625 | 912137C1 | RESISTOR, 10K OHM | FIRE BOX JB10
RR0176S3 | 912137C1 | RESISTOR, 10K OHM | FIRE BOX JB10
RR0176S4 | 912137C1 | RESISTOR, 10K OHM | FIRE BOX JB10
RR0176S7 | 912137C1 | RESISTOR, 10K OHM | FIRE BOX JB10
RR0178 | 912137C1 | RESISTOR, 10K OHM | FIRE BOX JB10
RR01781 | 981090C1 | RESISTOR, 3.01K OHM | FIRE BOX JB10
RR01782 | 981090C1 | RESISTOR, 3.01K OHM | FIRE BOX JB10
RR01783 | 981090C1 | RESISTOR, 3.01K OHM | FIRE BOX JB10
RR01784 | 981090C1 | RESISTOR, 3.01K OHM | FIRE BOX JB10
RR0178S7 | 912137C1 | RESISTOR, 10K OHM | FIRE BOX JB10
RR0854 | 912137C1 | RESISTOR, 10K OHM | FIRE BOX JB10
SA0170 | 1035040-1075,2380746-9 | SELECTOR SWITCH, FIRE SYSTEM AUTO/INHIBIT | FIRE BOX JB10
SB0170 | 1035040-1081,2380746-10 | PUSHBUTTON SWITCH, MANUAL RELEASE | FIRE BOX JB10
VD0175A | 960592C1 | DIODE, 15 pF | FIRE BOX JB10
VD0175D | 960592C1 | DIODE, 15 pF | FIRE BOX JB10
VD0175I | 960592C1 | DIODE, 15 pF | FIRE BOX JB10
VD0178 | 960592C1 | DIODE, 15 pF | FIRE BOX JB10
VD6211 | 960592C1 | DIODE, 15 pF | FIRE BOX JB10
XT0170 | 1066730-7,1066730-8,1067996-11 | TERMINAL BLOCK, SPRING, 4 CONDUCTOR,30-12 AWG (0.05-3.31 MM2),NON-IS | FIRE BOX JB10
XT0171 | 1066730-7,1066730-8,1067996-11 | TERMINAL BLOCK, SPRING, 4 CONDUCTOR,30-12 AWG (0.05-3.31 MM2),NON-IS | FIRE BOX JB10
XT0174 | 1066730-7,1066730-8,1067996-4 | TERMINAL BLOCK, SPRING, 4 CONDUCTOR,30-12 AWG (0.05-3.31 MM2),NON-IS | FIRE BOX JB10
AT0170 | 1056244-29 | CONTROLLER, EAGLE QUANTUM PREMIER | FIRE PANEL JB10
FU0170 | 1043265-1,1043265-6 | FUSE, 15A | FIRE PANEL JB10
GR0172 | 903849C1 | RAIL GROUND, DIN RAIL GROUNDING | FIRE PANEL JB10
KA0172 | 1061979-1 | RELAY, FIRE DETECTED (CUSTOMER) | FIRE PANEL JB10
KA0174 | 1061979-1 | RELAY, GAS DETECTED (CUSTOMER) | FIRE PANEL JB10
KA0176 | 1061979-1 | RELAY, VENTILATION REQUIRED | FIRE PANEL JB10
KA0178 | [2]1061979-1 | RELAY, LOCAL HORN CONTROL (EQP) | FIRE PANEL JB10
KA0875 | 1061979-1 | RELAY, LOCAL HORN CONTROL (PLC) | FIRE PANEL JB10
KA6510 | [2]1061979-1 | RELAY, FIRE SYSTEM AUTO/INHIBIT | FIRE PANEL JB10
KA6511 | 1061979-1 | RELAY, FIRE SYSTEM AUTO/INHIBIT | FIRE PANEL JB10
UV0170 | 1056244-2 | POWER SUPPLY, EAGLE QUANTUM PREMIER | FIRE PANEL JB10
XT0172 | 1066730-7,1066730-8,1067996-11 | TERMINAL BLOCK, SPRING, 4 CONDUCTOR,30-12 AWG (0.05-3.31 MM2),NON-IS | FIRE PANEL JB10
AF0121 | 2684693-17,2684693-24 | 5094-OB16XT, 16 DISCRETE OUTPUT | INSIDE DOOR JB72
AF0122 | 2684693-17,2684693-23 | 5094-IB16XT, 16 DISCRETE INPUT | INSIDE DOOR JB72
AF0123 | 2684693-19,2684693-33 | 5094-IY8XT, 8 ANALOG INPUT,TC/RTD/I&V | INSIDE DOOR JB72
AF0181 | 2684693-17,2684693-25 | 5094-OB8XT, 8 DISCRETE OUTPUT | INSIDE DOOR JB72
AF0182 | 2684693-17,2684693-23 | 5094-IB16XT, 16 DISCRETE INPUT | INSIDE DOOR JB72
AF0183 | 2684693-18,2684693-28 | 5094-IB16SXT, 16 DISCRETE INPUT, S | INSIDE DOOR JB72
AF0184 | 2684693-19,2684693-33 | 5094-IY8XT, 8 ANALOG INPUT,TC/RTD/I&V | INSIDE DOOR JB72
AU0120 | 2684693-22 | 5094-AENTRXT, FLEX 5000 I/O | INSIDE DOOR JB72
AU0180 | 2684693-22 | 5094-AENTRXT, FLEX 5000 I/O | INSIDE DOOR JB72
GR0120 | 903849C1 | RAIL GROUND, DIN RAIL GROUNDING | INSIDE DOOR JB72
GR0180 | 903849C1 | RAIL GROUND, DIN RAIL GROUNDING | INSIDE DOOR JB72
BA1100 | 1337728-10 | SWITCH, ETAP, DLR INTERFACE | JB70 LEFT RAIL
FU0050 | 1043265-1,1043265-5 | FUSE, 10A | JB70 LEFT RAIL
FU0051 | 1043265-1,1043265-5 | FUSE, 10A | JB70 LEFT RAIL
FU0052 | 1043265-1,1043265-5 | FUSE, 10A | JB70 LEFT RAIL
FU0053 | 1043265-1,1043265-5 | FUSE, 10A | JB70 LEFT RAIL
FU0054 | 1043265-1,1043265-5 | FUSE, 10A | JB70 LEFT RAIL
FU0080 | 1043265-1,1043265-5 | FUSE, 10A | JB70 LEFT RAIL
FU0090 | 1043265-1,1043265-5 | FUSE, 10A | JB70 LEFT RAIL
FU0091 | 1043265-1,1043265-5 | FUSE, 10A | JB70 LEFT RAIL
FU0092 | 1043265-1,1043265-5 | FUSE, 10A | JB70 LEFT RAIL
FU0093 | 1043265-1,1043265-5 | FUSE, 10A | JB70 LEFT RAIL
FU0094 | 1043265-1,1043265-5 | FUSE, 10A | JB70 LEFT RAIL
FU0136 | 1043265-1,1043265-9 | FUSE, 30A | JB70 LEFT RAIL
FU0137 | 1043265-1,1043265-7 | FUSE, 20A | JB70 LEFT RAIL
FU0139 | 1043265-1,1043265-4 | FUSE, 5A | JB70 LEFT RAIL
FU0210 | 1043265-1,1043265-7 | FUSE, 20A | JB70 LEFT RAIL
FU0212 | 1043265-1,1043265-3 | FUSE, 2A | JB70 LEFT RAIL
FU0291 | 1043265-1,1043265-4 | FUSE, 5A | JB70 LEFT RAIL
FU1100 | [2]1043265-1,[2]1043265-5 | FUSE, 10A | JB70 LEFT RAIL
FU1101 | 1043265-1,1043265-3 | FUSE, 2A | JB70 LEFT RAIL
FU2108 | 1043265-1,1043265-4 | FUSE, 5A | JB70 LEFT RAIL
FU2220 | 1043265-1,1043265-4 | FUSE, 5A | JB70 LEFT RAIL
FU2240 | 1043265-1,1043265-4 | FUSE, 5A | JB70 LEFT RAIL
GR1101 | [2]903849C1 | RAIL GROUND, DIN RAIL GROUNDING | JB70 LEFT RAIL
PEG0130 | 232941-110 | BUS BAR, PANEL A - POWER EARTH GROUNDING | JB70 LEFT RAIL
AF0051 | 2684693-17,2684693-25 | 5094-OB8XT, 8 DISCRETE OUTPUT | JB70 PANEL
AF0052 | 2684693-17,2684693-25 | 5094-OB8XT, 8 DISCRETE OUTPUT | JB70 PANEL
AF0053 | 2684693-17,2684693-25 | 5094-OB8XT, 8 DISCRETE OUTPUT | JB70 PANEL
AF0054 | 2684693-18,2684693-30 | 5094-IF4IHSXT, 4 ANALOG INPUT, S | JB70 PANEL
AF0055 | 2684693-18,2684693-56 | 5094-IF8IHXT, 8 ANALOG INPUT, ISOLATED | JB70 PANEL
AF0056 | 2684693-18,2684693-56 | 5094-IF8IHXT, 8 ANALOG INPUT, ISOLATED | JB70 PANEL
AF0081 | 2684693-18,2684693-28 | 5094-IB16SXT, 16 DISCRETE INPUT, S | JB70 PANEL
AF0082 | 2684693-17,2684693-23 | 5094-IB16XT, 16 DISCRETE INPUT | JB70 PANEL
AF0083 | 2684693-19,2684693-33 | 5094-IY8XT, 8 ANALOG INPUT,TC/RTD/I&V | JB70 PANEL
AF0084 | 2684693-19,2684693-33 | 5094-IY8XT, 8 ANALOG INPUT,TC/RTD/I&V | JB70 PANEL
AF0085 | 2684693-18,2684693-56 | 5094-IF8IHXT, 8 ANALOG INPUT, ISOLATED | JB70 PANEL
AF0086 | 2684693-18,2684693-56 | 5094-IF8IHXT, 8 ANALOG INPUT, ISOLATED | JB70 PANEL
AF0087 | 2684693-17,2684693-23 | 5094-IB16XT, 16 DISCRETE INPUT | JB70 PANEL
AF0091 | 2684693-17,2684693-23 | 5094-IB16XT, 16 DISCRETE INPUT | JB70 PANEL
AF0092 | 2684693-17,2684693-24 | 5094-OB16XT, 16 DISCRETE OUTPUT | JB70 PANEL
AF0093 | 2684693-17,2684693-24 | 5094-OB16XT, 16 DISCRETE OUTPUT | JB70 PANEL
AF0094 | 2684693-19,2684693-33 | 5094-IY8XT, 8 ANALOG INPUT,TC/RTD/I&V | JB70 PANEL
AF0095 | 2684693-17,2684693-25 | 5094-OB8XT, 8 DISCRETE OUTPUT | JB70 PANEL
AF0096 | 2684693-18,2684693-55 | 5094-OB16SXT, 16 DISCRETE OUTPUT, S | JB70 PANEL
AU0050 | 2684693-22 | 5094-AENTRXT, FLEX 5000 I/O | JB70 PANEL
AU0080 | 2684693-22 | 5094-AENTRXT, FLEX 5000 I/O | JB70 PANEL
AU0090 | 2684693-22 | 5094-AENTRXT, FLEX 5000 I/O | JB70 PANEL
GR0131 | 903849C1 | RAIL GROUND, DIN RAIL GROUNDING | JB70 PANEL
GR0133 | 903849C1 | RAIL GROUND, DIN RAIL GROUNDING | JB70 PANEL
GR0231 | 903849C1 | RAIL GROUND, DIN RAIL GROUNDING | JB70 PANEL
GR0232 | 903849C1 | RAIL GROUND, DIN RAIL GROUNDING | JB70 PANEL
IEG0230 | 232941-300 | BUS BAR, PANEL B - INSTRUMENT EARTH GROUNDING | JB70 PANEL
KA0130 | 1061979-1 | RELAY, LOWSPEED/OPEN PROBE SETPOINT | JB70 PANEL
KA0131 | [2]1061979-1 | RELAY, CONTROLLER ACTIVE | JB70 PANEL
KA0132 | [2]1061979-1 | RELAY, CONTROLLER ACTIVE | JB70 PANEL
KA0133 | [2]1061979-1 | RELAY, POST LUBE NOT REQUIRED | JB70 PANEL
KA0134 | [2]1061979-1 | RELAY, BACKUP COMMAND OFF | JB70 PANEL
KA0135 | [2]1061979-1 | RELAY, AC PRE/POST PUMP DRIVE | JB70 PANEL
KA0136 | [2]1061979-1 | RELAY, LUBE OIL HEADER^PRESSURE HIGH | JB70 PANEL
KA0137 | [2]1061979-1 | RELAY, LUBE PUMP INHIBIT | JB70 PANEL
KA0138 | [2]1061979-1 | RELAY, BACKUP LUBE OIL PUMP OFF | JB70 PANEL
KA0141 | [2]1061979-1 | RELAY, CONTROLLER ACTIVE | JB70 PANEL
KA0144 | [2]1061979-1 | RELAY, AC PRE/POST PUMP DRIVE | JB70 PANEL
KA0182 | 1061979-1 | RELAY, WHRS EXHAUST PURGE COMPLETED | JB70 PANEL
KA0231 | 1061979-1 | RELAY, CONTROLLER ACTIVE | JB70 PANEL
KA0232 | 1061979-1 | RELAY, CONTROLLER ACTIVE | JB70 PANEL
KA0233 | 1061979-1 | RELAY, CONTROLLER ACTIVE | JB70 PANEL
KA0234 | 1061979-1 | RELAY, CONTROLLER ACTIVE | JB70 PANEL
KA0235 | 1061979-1 | RELAY, NO EMERGENCY SHUTDOWN SUMMARY | JB70 PANEL
KA0236 | [2]1061979-1 | RELAY, NO EMERGENCY SHUTDOWN SUMMARY | JB70 PANEL
KA0237 | 1061979-1 | RELAY, NO EMERGENCY SHUTDOWN SUMMARY | JB70 PANEL
KA0238 | 1061979-1 | RELAY, NO EMERGENCY SHUTDOWN SUMMARY | JB70 PANEL
KA0239 | 1061979-1 | RELAY, NO EMERGENCY SHUTDOWN SUMMARY | JB70 PANEL
KA0240 | 1061979-1 | RELAY, NO EMERGENCY SHUTDOWN SUMMARY | JB70 PANEL
KA0241 | [2]1061979-1 | RELAY, BACKUP SYSTEM RESET | JB70 PANEL
KA0242 | 1061979-1 | RELAY, BACKUP SYSTEM RESET | JB70 PANEL
KA0243 | 1061979-1 | RELAY, NO FIRE DETECTED | JB70 PANEL
KA0244 | 1061979-1 | RELAY, NO FIRE DETECTED | JB70 PANEL
KA0245 | 1061979-1 | RELAY, NO GAS DETECTED | JB70 PANEL
KA0246 | 1061979-1 | RELAY, NO FIRE DETECTED | JB70 PANEL
KA0247 | 1061979-1 | RELAY, NO FIRE DETECTED | JB70 PANEL
KA0248 | 1061979-1 | RELAY, NO EMERGENCY SHUTDOWN SUMMARY | JB70 PANEL
KA0249 | 1061979-1 | RELAY, NO GAS DETECTED | JB70 PANEL
KA0250 | 1061979-1 | RELAY, NO EMERGENCY SHUTDOWN SUMMARY | JB70 PANEL
KA0505 | 1061979-1 | RELAY, SPARE | JB70 PANEL
KA2160 | 1061979-1 | RELAY, SPARE | JB70 PANEL
KA2161 | 1061979-1 | RELAY, SPARE | JB70 PANEL
KA3103 | 1061979-1 | RELAY, LUBE OIL TANK HEATER | JB70 PANEL
KA6211 | 1061979-1 | RELAY, DRIVER ENCLOSURE^VENT FAN #1 | JB70 PANEL
KT0140 | [2]2651077-1 | TIMER RELAY, BACKUP PUMP POST LUBE OFF CYCLE | JB70 PANEL
KT0141 | 2651077-1 | TIMER RELAY, BACKUP POST LUBE CONTINUOUS | JB70 PANEL
KT0142 | 2651077-1 | TIMER RELAY, TOTAL POST LUBE | JB70 PANEL
KT0143 | 2651077-1 | TIMER RELAY, BACKUP PUMP POST LUBE ON CYCLE | JB70 PANEL
KT0144 | 2651077-1 | TIMER RELAY, HEADER PRESSURE HIGH BACKUP PUMP OFF | JB70 PANEL
KT0145 | 2651077-1 | TIMER RELAY, FIRE DETECTED ROLLDOWN LUBE | JB70 PANEL
KT0146 | 2651077-3 | TIMER RELAY, WATCHDOG | JB70 PANEL
PC0470 | 2271605-1 | TIMER/COUNTER, ENGINE HOUR / START COUNTER | JB70 PANEL
PC0471 | 2271605-1 | TIMER/COUNTER, LIQUID FUEL COUNTER HOUR / START | JB70 PANEL
UV0291 | 1088442-4 | POWER CONVERTER, DC/DC INPUT TO 24V DC OUTPUT | JB70 PANEL
XT0050 | 1066730-32,1066730-7,1066730-8,1067996-4 | TERMINAL BLOCK, SPRING, 4 CONDUCTOR,30-12 AWG (0.05-3.31 MM2),NON-IS | JB70 PANEL
XT0080 | 1066730-7,1066730-8,1067996-4 | TERMINAL BLOCK, SPRING, 4 CONDUCTOR,30-12 AWG (0.05-3.31 MM2),NON-IS | JB70 PANEL
XT0081 | 1066730-7,1066730-8,1067996-4 | TERMINAL BLOCK, SPRING, 4 CONDUCTOR,30-12 AWG (0.05-3.31 MM2),NON-IS | JB70 PANEL
XT0134 | 1066730-16,1066730-17,1066730-18 | TERMINAL STRIP, 2 CONDUCTOR | JB70 PANEL
XT0135 | 1066730-7,1066730-8,1067996-4 | TERMINAL BLOCK, SPRING, 4 CONDUCTOR,30-12 AWG (0.05-3.31 MM2),NON-IS | JB70 PANEL
XT0136 | 1066730-7,1066730-8,1067996-82 | TERMINAL BLOCK, SPRING, 4 CONDUCTOR,30-12 AWG (0.05-3.31 MM2),NON-IS | JB70 PANEL
XT0137 | 1066730-5,1066730-7,1067996-4 | TERMINAL BLOCK, SPRING, 4 CONDUCTOR,30-12 AWG (0.05-3.31 MM2),NON-IS | JB70 PANEL
XT0138 | 1066730-16,1066730-17,1066730-18 | TERMINAL STRIP, 2 CONDUCTOR | JB70 PANEL
XT0139 | 1066730-7,1066730-8,1067996-4 | TERMINAL BLOCK, SPRING, 4 CONDUCTOR,30-12 AWG (0.05-3.31 MM2),NON-IS | JB70 PANEL
XT0147 | 1066730-67,1066730-7,1066730-8,1067996-11 | TERMINAL BLOCK, SPRING, 4 CONDUCTOR,30-12 AWG (0.05-3.31 MM2),NON-IS | JB70 PANEL
XT0173 | 1066730-7,1066730-8,1067996-4 | TERMINAL BLOCK, SPRING, 4 CONDUCTOR,30-12 AWG (0.05-3.31 MM2),NON-IS | JB70 PANEL
XT0233 | 1066730-7,1066730-8,1067996-4 | TERMINAL BLOCK, SPRING, 4 CONDUCTOR,30-12 AWG (0.05-3.31 MM2),NON-IS | JB70 PANEL
XT0235 | 1066730-7,1066730-8,1067996-4 | TERMINAL BLOCK, SPRING, 4 CONDUCTOR,30-12 AWG (0.05-3.31 MM2),NON-IS | JB70 PANEL
XT0236 | 1066730-7,1066730-8,1067996-82 | TERMINAL BLOCK, SPRING, 4 CONDUCTOR,30-12 AWG (0.05-3.31 MM2),NON-IS | JB70 PANEL
XT0237 | 1066730-10,1066730-9,1067996-4 | DIODE TERMINAL STRIP, 4 CONDUCTOR | JB70 PANEL
XT0240 | 1066730-7,1066730-8,1067996-4 | TERMINAL BLOCK, SPRING, 4 CONDUCTOR,30-12 AWG (0.05-3.31 MM2),NON-IS | JB70 PANEL
XT0291 | 1066730-7,1066730-8,1067996-4 | TERMINAL BLOCK, SPRING, 4 CONDUCTOR,30-12 AWG (0.05-3.31 MM2),NON-IS | JB70 PANEL
XT9008 | 1066730-7 | TERMINAL BLOCK, SPRING, 4 CONDUCTOR,30-12 AWG (0.05-3.31 MM2),NON-IS | JB70 PANEL
XT9009 | 1066730-7 | TERMINAL BLOCK, SPRING, 4 CONDUCTOR,30-12 AWG (0.05-3.31 MM2),NON-IS | JB70 PANEL
GR1100 | [2]903849C1 | RAIL GROUND, DIN RAIL GROUNDING | JB70 RIGHT RAIL
UA1200 | 1053834-6 | BUOS MODULE, BACKUP OVERSPEED | JB70 RIGHT RAIL
FU0010 | 1043265-1,1043265-5 | FUSE, 10A | JB72
FU0113 | [2]1043265-1,[2]1043265-4 | FUSE, 5A | JB72
FU0120 | 1043265-1,1043265-5 | FUSE, 10A | JB72
FU0121 | 1043265-1,1043265-5 | FUSE, 10A | JB72
FU0180 | 1043265-1,1043265-5 | FUSE, 10A | JB72
FU0181 | 1043265-1,1043265-5 | FUSE, 10A | JB72
FU0182 | 1043265-1,1043265-5 | FUSE, 10A | JB72
FU0330 | 1043265-1,1043265-9 | FUSE, 30A | JB72
FU0332 | 1043265-1,1043265-7 | FUSE, 20A | JB72
FU0333 | 1043265-1,1043265-4 | FUSE, 5A | JB72
FU0334 | 1043265-1,1043265-4 | FUSE, 5A | JB72
FU0335 | 1043265-1,1043265-4 | FUSE, 5A | JB72
FU0680 | 1043265-1,1043265-4 | FUSE, 5A | JB72
GR0140 | 903849C1 | RAIL GROUND, DIN RAIL GROUNDING | JB72
GR0141 | 903849C1 | RAIL GROUND, DIN RAIL GROUNDING | JB72
IEG0130 | 232941-110 | BUS BAR, GENERATOR - INSTRUMENT EARTH GROUNDING | JB72
PEG0140 | 232941-110 | BUS BAR, SYSTEM FUNCTION (USE) | JB72
AF0400 | 1322418-31,1322418-40,1322418-72,1322418-73 | 1444-TSCX02-02RB, 2-CH TACHOMETER INPUT^DYNAMIX 1444 VIBRATION | JB72 GEN PANEL
AF0410 | 1322418-11,1322418-20,1322418-70,1322418-71 | 1444-DYN04-01RA, 4-CH VIBRATION INPUT^DYNAMIX 1444 VIBRATION | JB72 GEN PANEL
AF0420 | 1322418-11,1322418-20,1322418-70,1322418-71 | 1444-DYN04-01RA, 4-CH VIBRATION INPUT^DYNAMIX 1444 VIBRATION | JB72 GEN PANEL
AF0450 | 1322418-11,1322418-20,1322418-70,1322418-71 | 1444-DYN04-01RA, 4-CH VIBRATION INPUT^DYNAMIX 1444 VIBRATION | JB72 GEN PANEL
AP0601 | 1089241-36 | 1756-EN2TXT, ETHERNET | JB72 GEN PANEL
AP0602 | 1089241-40 | 1756-EN2TRXT, ETHERNET | JB72 GEN PANEL
AP0603 | 1089241-40 | 1756-EN2TRXT, ETHERNET | JB72 GEN PANEL
AP0604 | 1089241-20,1089241-7 | MODULE, BLANK FILLER | JB72 GEN PANEL
AP0605 | 1089241-20 | MODULE, BLANK FILLER | JB72 GEN PANEL
AP0606 | 1089241-36 | 1756-EN2TXT, ETHERNET | JB72 GEN PANEL
AR0600 | 1089241-29,1103759 | RACK CHASSIS, 1756-A7XT (7 SLOT) | JB72 GEN PANEL
AT0140 | 2769310-1,2769310-4 | MODULE, DECS-250 | JB72 GEN PANEL
AT0600 | 1089241-43 | 1756-L83EXTS, CONTROLLER^GUARDLOGIX | JB72 GEN PANEL
AT0680 | 1634974-100 | GATEWAY MODULE, TURBOTRONIC GATEWAY | JB72 GEN PANEL
FU0011 | 1043265-1,1043265-7 | FUSE, 20A | JB72 GEN PANEL
FU0012 | 1043265-1,1043265-5 | FUSE, 10A | JB72 GEN PANEL
FU0013 | 1043265-1,1043265-5 | FUSE, 10A | JB72 GEN PANEL
FU0014 | 1043265-1,1043265-5 | FUSE, 10A | JB72 GEN PANEL
FU0015 | 1043265-1,1043265-5 | FUSE, 10A | JB72 GEN PANEL
FU0017 | [2]1043265-1,[2]1043265-5 | FUSE, 10A | JB72 GEN PANEL
FU0313 | 1043265-1,1043265-7 | FUSE, 20A | JB72 GEN PANEL
FU0314 | 1043265-1,1043265-7 | FUSE, 20A | JB72 GEN PANEL
GR0142 | 903849C1 | RAIL GROUND, DIN RAIL GROUNDING | JB72 GEN PANEL
GR0143 | 903849C1 | RAIL GROUND, DIN RAIL GROUNDING | JB72 GEN PANEL
GR0144 | 903849C1 | RAIL GROUND, DIN RAIL GROUNDING | JB72 GEN PANEL
GR0145 | 903849C1 | RAIL GROUND, DIN RAIL GROUNDING | JB72 GEN PANEL
KA0121 | 1061979-1 | RELAY, AUTOMATIC CLOSE CIRCUIT BREAKER | JB72 GEN PANEL
KA0122 | 1061979-1 | RELAY, NORTH 52M1 SUBSTATION CIRCUIT BREAKER CLOSE | JB72 GEN PANEL
KA0123 | 1061979-1 | RELAY, CGCM #1 ENABLED | JB72 GEN PANEL
KA0124 | 1061979-1 | RELAY, NORTH 52M1 SUBSTATION CIRCUIT BREAKER TRIP | JB72 GEN PANEL
KA0125 | 1061979-1 | RELAY, SOUTH 52M2 SUBSTATION CIRCUIT BREAKER CLOSE | JB72 GEN PANEL
KA0126 | 1061979-1 | RELAY, SOUTH 52M2 SUBSTATION CIRCUIT BREAKER TRIP | JB72 GEN PANEL
KA0128 | 1061979-1 | RELAY, GENERATOR TRIP SUMMARY CIRCUIT BREAKER | JB72 GEN PANEL
KA0180 | 1061979-1 | RELAY, 90% SPEED | JB72 GEN PANEL
KA0185 | 1061979-1 | RELAY, PERMISSIVE CLOSE CIRCUIT BREAKER | JB72 GEN PANEL
KA0310 | 1061979-1 | RELAY, CGCM #1 FAULT | JB72 GEN PANEL
KA0313 | 1076251-1,1076251-2 | RELAY, PMG INPUT #1 | JB72 GEN PANEL
KA0330 | 1061979-1 | RELAY, CLOSED CIRCUIT BREAKER | JB72 GEN PANEL
KA0331 | 1061979-1 | RELAY, UTILITY 46KV BREAKER AUXILIARY CONTACT CLOSED | JB72 GEN PANEL
KA0332 | 1061979-1 | RELAY, GEN CLOSE CONTROL CIRCUIT BREAKER | JB72 GEN PANEL
KA0333 | 1061979-1 | RELAY, GEN TRIP CONTROL CIRCUIT BREAKER | JB72 GEN PANEL
KA0335 | 1061979-1 | RELAY, NO EMERGENCY SHUTDOWN SUMMARY | JB72 GEN PANEL
KA0336 | 1061979-1 | RELAY, CONTROLLER ACTIVE | JB72 GEN PANEL
KA4100 | 1061979-1 | RELAY, GENERATOR HEATER DISABLED | JB72 GEN PANEL
KA4632 | 1076251-1,1076251-2 | RELAY, 52M1 SUBSTATION CB SELECTED | JB72 GEN PANEL
KA4633 | 1076251-1,1076251-2 | RELAY, 52M1 SUBSTATION CB SELECTED | JB72 GEN PANEL
KA4634 | 1076251-1,1076251-2 | RELAY, 52M2 SUBSTATION CB SELECTED | JB72 GEN PANEL
KA4635 | 1076251-1,1076251-2 | RELAY, 52M2 SUBSTATION CB SELECTED | JB72 GEN PANEL
KA4642 | 1076251-1,1076251-2 | RELAY, GEN CB SELECTED | JB72 GEN PANEL
KA4643 | 1076251-1,1076251-2 | RELAY, GEN CB SELECTED | JB72 GEN PANEL
KACC7520 | 1061979-1 | RELAY, NORTH 52M1 SUBSTATION CIRCUIT BREAKER CLOSED | JB72 GEN PANEL
KACC7521 | 1061979-1 | RELAY, SOUTH 52M2 SUBSTATION CIRCUIT BREAKER CLOSED | JB72 GEN PANEL
KACC7523 | 1061979-1 | RELAY, NORTH 52T1 TIE BREAKER CLOSED | JB72 GEN PANEL
KACC7524 | 1061979-1 | RELAY, SOUTH 52T2 TIE BREAKER CLOSED | JB72 GEN PANEL
RR0851 | 981090C1 | RESISTOR, 3.01K OHM | JB72 GEN PANEL
RR0852 | 981089C1 | RESISTOR, 1.0K OHM | JB72 GEN PANEL
UA1520 | 1105411-11 | SIGNAL CONVERTER, BAM 2 SIGNAL CONDITIONER | JB72 GEN PANEL
UJ0131 | 1286570-1 | POWER CONVERTER, AC/DC INPUT TO 28V DC OUTPUT | JB72 GEN PANEL
UV0600 | 1089241-28 | POWER SUPPLY, RSLOGIX CHASSIS | JB72 GEN PANEL
XT0011 | 1066730-16,1066730-17,1066730-18 | TERMINAL STRIP, 2 CONDUCTOR | JB72 GEN PANEL
XT0014 | 1247052-1 | BUS BAR, SYSTEM FUNCTION (USE) | JB72 GEN PANEL
XT0085 | 1066730-7,1066730-8,1067996-4 | TERMINAL BLOCK, SPRING, 4 CONDUCTOR,30-12 AWG (0.05-3.31 MM2),NON-IS | JB72 GEN PANEL
XT0120 | 1066730-7,1066730-8,1067996-4 | TERMINAL BLOCK, SPRING, 4 CONDUCTOR,30-12 AWG (0.05-3.31 MM2),NON-IS | JB72 GEN PANEL
XT0130 | 1066730-32,[2]1066730-7,[2]1066730-8,1067996-4,1067996-82 | TERMINAL BLOCK, SPRING, 4 CONDUCTOR,30-12 AWG (0.05-3.31 MM2),NON-IS | JB72 GEN PANEL
XT0180 | 1066730-7,1066730-8,1067996-4 | TERMINAL BLOCK, SPRING, 4 CONDUCTOR,30-12 AWG (0.05-3.31 MM2),NON-IS | JB72 GEN PANEL
XT0313 | 1066730-7,1066730-8,1067996-4 | TERMINAL BLOCK, SPRING, 4 CONDUCTOR,30-12 AWG (0.05-3.31 MM2),NON-IS | JB72 GEN PANEL
XT0331 | 1066730-16,1066730-17 | TERMINAL STRIP, 2 CONDUCTOR | JB72 GEN PANEL
XT0332 | 1066730-16,1066730-17,1066730-18 | TERMINAL STRIP, 2 CONDUCTOR | JB72 GEN PANEL
XT0333 | 1066730-7,1066730-8 | TERMINAL BLOCK, SPRING, 4 CONDUCTOR,30-12 AWG (0.05-3.31 MM2),NON-IS | JB72 GEN PANEL
XT0335 | 1066730-7,1066730-8,1067996-4 | TERMINAL BLOCK, SPRING, 4 CONDUCTOR,30-12 AWG (0.05-3.31 MM2),NON-IS | JB72 GEN PANEL
XT0336 | 1066730-7,1066730-8,1067996-4 | TERMINAL BLOCK, SPRING, 4 CONDUCTOR,30-12 AWG (0.05-3.31 MM2),NON-IS | JB72 GEN PANEL
XT0337 | 1066730-7,1066730-8,1067996-82 | TERMINAL BLOCK, SPRING, 4 CONDUCTOR,30-12 AWG (0.05-3.31 MM2),NON-IS | JB72 GEN PANEL
XT0338 | 1066730-7 | TERMINAL BLOCK, SPRING, 4 CONDUCTOR,30-12 AWG (0.05-3.31 MM2),NON-IS | JB72 GEN PANEL
XT0350 | 1066730-16,1066730-17,1066730-18 | TERMINAL STRIP, 2 CONDUCTOR | JB72 GEN PANEL
XT0351 | 1066730-7,1066730-8,1067996-82 | TERMINAL BLOCK, SPRING, 4 CONDUCTOR,30-12 AWG (0.05-3.31 MM2),NON-IS | JB72 GEN PANEL
XT0352 | 1066730-16,1066730-17,1066730-18 | TERMINAL STRIP, 2 CONDUCTOR | JB72 GEN PANEL
XT0360 | 1066730-7,1066730-8,1067996-4,1067996-82 | TERMINAL BLOCK, SPRING, 4 CONDUCTOR,30-12 AWG (0.05-3.31 MM2),NON-IS | JB72 GEN PANEL
XT0370 | 1066730-7,1066730-8,1067996-4 | TERMINAL BLOCK, SPRING, 4 CONDUCTOR,30-12 AWG (0.05-3.31 MM2),NON-IS | JB72 GEN PANEL
XT0400 | 1066730-1,1066730-2,1067996-4 | TERMINAL STRIP, 4 CONDUCTOR | JB72 GEN PANEL
XT0680 | 1066730-7,1066730-8,1067996-4 | TERMINAL BLOCK, SPRING, 4 CONDUCTOR,30-12 AWG (0.05-3.31 MM2),NON-IS | JB72 GEN PANEL
XT0940 | 1066730-7 | TERMINAL BLOCK, SPRING, 4 CONDUCTOR,30-12 AWG (0.05-3.31 MM2),NON-IS | JB72 GEN PANEL
XT1521 | 1066730-7,1066730-8 | TERMINAL BLOCK, SPRING, 4 CONDUCTOR,30-12 AWG (0.05-3.31 MM2),NON-IS | JB72 GEN PANEL
XT1940 | 1066730-7 | TERMINAL BLOCK, SPRING, 4 CONDUCTOR,30-12 AWG (0.05-3.31 MM2),NON-IS | JB72 GEN PANEL
XT9000AC | 1066730-7 | TERMINAL BLOCK, SPRING, 4 CONDUCTOR,30-12 AWG (0.05-3.31 MM2),NON-IS | JB72 GEN PANEL
XTFGH | 1066730-1,1066730-2 | TERMINAL STRIP, 4 CONDUCTOR | JB72 GEN PANEL
BUOSM | REFERENCE |  | PANEL
CC7520 | CUSTOMER DEFINED | RELAY, NORTH 52M1 SUBSTATION CIRCUIT BREAKER CLOSED | PANEL
CC7521 | CUSTOMER DEFINED | RELAY, SOUTH 52M2 SUBSTATION CIRCUIT BREAKER CLOSED | PANEL
CC7523 | CUSTOMER DEFINED | RELAY, NORTH 52T1 TIE BREAKER CLOSED | PANEL
CC7524 | CUSTOMER DEFINED | RELAY, SOUTH 52T2 TIE BREAKER CLOSED | PANEL
SB7510 | CUSTOMER DEFINED | PUSHBUTTON SWITCH, START (CUSTOMER) | PANEL
SB7511 | CUSTOMER DEFINED | PUSHBUTTON SWITCH, NORMAL STOP (CUSTOMER) | PANEL
SB7512 | CUSTOMER DEFINED | PUSHBUTTON SWITCH, EMERGENCY STOP (CUSTOMER) | PANEL
SB7551 | CUSTOMER DEFINED | PUSHBUTTON SWITCH, VOLTAGE INCREASE (EXTERNAL) | PANEL
SB7552 | CUSTOMER DEFINED | PUSHBUTTON SWITCH, VOLTAGE DECREASE (EXTERNAL) | PANEL
SB7554 | CUSTOMER DEFINED | PUSHBUTTON SWITCH, SPEED INCREASE (EXTERNAL) | PANEL
SB7555 | CUSTOMER DEFINED | PUSHBUTTON SWITCH, SPEED DECREASE (EXTERNAL) | PANEL